3VA2440-5HL32-0BL0 |  | circuit breaker 3VA2 IEC Frame 630 breaking capacity class M Icu=55 kA @ 415 V 3-pole, line protection ETU320, LI, In=400 A overload protection Ir=160 A...400 A short-circuit protection Ii=1.5...12 x In nut keeper kit undervoltage release (UVR) 24 V DC 2 auxiliary switches HQ 1 trip alarm switch HQ 1 electrical alarm switch | 58400 | 1 | ZN | 1
3VA2440-5HL32-0KC0 |  | circuit breaker 3VA2 IEC Frame 630 breaking capacity class M Icu=55 kA @ 415 V 3-pole, line protection ETU320, LI, In=400 A overload protection Ir=160 A...400 A short-circuit protection Ii=1.5...12 x In nut keeper kit shunt trip (STL) 220-250 V DC, 208-277 V AC 2 auxiliary switches HQ | 55800 | 1 | ZN | 1
3VA2440-5HL42-0AA0 |  | circuit breaker 3VA2 IEC Frame 630 breaking capacity class M Icu=55 kA @ 415 V 4-pole, line protection ETU320, LI, In=400 A overload protection Ir=160 A...400 A short-circuit protection Ii=1.5...12 x In neutral conductor protection adjustable (OFF, 50%, 100%) nut keeper kit | 69000 | 1 | ZN | 1
3VA2440-5HM32-0AA0 |  | circuit breaker 3VA2 IEC Frame 630 breaking capacity class M Icu=55 kA @ 415 V 3-pole, line protection ETU330, LIG, In=400 A overload protection Ir=160 A...400 A short-circuit protection Ii=1.5...12 x In ground-fault protection Ig=0.2...1 x In, tg=0.1/0.3s nut keeper kit | 59700 | 1 | ZN | 1
3VA2440-5HM42-0AA0 |  | circuit breaker 3VA2 IEC Frame 630 breaking capacity class M Icu=55 kA @ 415 V 4-pole, line protection ETU330, LIG, In=400 A overload protection Ir=160 A...400 A short-circuit protection Ii=1.5...12 x In neutral conductor protection adjustable (OFF, 50%, 100%) ground-fault protection Ig=0.2...1 x In= tg=0.1/0.3s nut keeper kit | 76500 | 1 | ZN | 1
3VA2440-5HN32-0AA0 |  | circuit breaker 3VA2 IEC Frame 630 breaking capacity class M Icu=55 kA @ 415 V 3-pole, line protection ETU350, LSI, In=400 A overload protection Ir=160 A...400 A short-circuit protection Isd=1.5...10 x Ir, Ii=12 x In nut keeper kit | 54600 | 1 | ZN | 1
3VA2440-5HN42-0AA0 |  | circuit breaker 3VA2 IEC Frame 630 breaking capacity class M Icu=55 kA @ 415 V 4-pole, line protection ETU350, LSI, In=400 A overload protection Ir=160 A...400 A short-circuit protection Isd=1.5...10 x Ir, Ii=12 x In neutral conductor protection adjustable (OFF, 50%, 100%) nut keeper kit | 71300 | 1 | ZN | 1
3VA2440-5JP32-0AA0 |  | circuit breaker 3VA2 IEC Frame 630 breaking capacity class M Icu=55 kA @ 415 V 3-pole, line protection ETU550, LSI, In=400 A overload protection Ir=160 A...400 A short-circuit protection Isd=0.6..10x In, Ii=1.5..15x In neutral conductor protection optionally with external current transformer, up to 160% nut keeper kit | 67300 | 1 | ZN | 1
3VA2440-5JP42-0AA0 |  | circuit breaker 3VA2 IEC Frame 630 breaking capacity class M Icu=55 kA @ 415 V 4-pole, line protection ETU550, LSI, In=400 A overload protection Ir=160 A...400 A short-circuit protection Isd=0.6..10x In, Ii=1.5..15x In neutral conductor protection adjustable (OFF, up to 130%) nut keeper kit | 83500 | 1 | ZN | 1
3VA2440-5JQ32-0AA0 |  | circuit breaker 3VA2 IEC Frame 630 breaking capacity class M Icu=55 kA @ 415 V 3-pole, line protection ETU560, LSIG, In=400 A overload protection Ir=160 A...400 A short-circuit protection Isd=0.6..10x In, Ii=1.5..15x In neutral conductor protection optionally with external current transformer, up to 160% ground-fault protection, can be switched off Ig=0.2...1 x In, tg=0.05-0.8s nut keeper kit | 74500 | 1 | ZN | 1
3VA2440-5JQ42-0AA0 |  | circuit breaker 3VA2 IEC Frame 630 breaking capacity class M Icu=55 kA @ 415 V 4-pole, line protection ETU560, LSIG, In=400 A overload protection Ir=160 A...400 A short-circuit protection Isd=0.6..10x In, Ii=1.5..15x In neutral conductor protection adjustable (OFF, up to 160%) ground-fault protection, can be switched off Ig=0.2...1 x In= tg=0.05-0.8s nut keeper kit | 91100 | 1 | ZN | 1
3VA2440-5KP32-0AA0 |  | circuit breaker 3VA2 IEC Frame 630 breaking capacity class M Icu=55 kA @ 415 V 3-pole, line protection ETU850, LSI, In=400 A overload protection Ir=160 A...400 A short-circuit protection Isd=0.6..10x In, Ii=1.5..15x In neutral conductor protection optionally with external current transformer, up to 160% nut keeper kit | 72200 | 1 | ZN | 1
3VA2440-5KP42-0AA0 |  | circuit breaker 3VA2 IEC Frame 630 breaking capacity class M Icu=55 kA @ 415 V 4-pole, line protection ETU850, LSI, In=400 A overload protection Ir=160 A...400 A short-circuit protection Isd=0.6..10x In, Ii=1.5..15x In neutral conductor protection adjustable (OFF, up to 160%) nut keeper kit | 89800 | 1 | ZN | 1
3VA2440-5KQ32-0AA0 |  | circuit breaker 3VA2 IEC Frame 630 breaking capacity class M Icu=55 kA @ 415 V 3-pole, line protection ETU860, LSIG, In=400 A overload protection Ir=160 A...400 A short-circuit protection Isd=0.6..10x In, Ii=1.5..15x In neutral conductor protection optionally with external current transformer, up to 160% ground-fault protection, can be switched off Ig=0.2...1 x In, tg=0.05-0.8s nut keeper kit | 77300 | 1 | ZN | 1
3VA2440-5KQ42-0AA0 |  | circuit breaker 3VA2 IEC Frame 630 breaking capacity class M Icu=55 kA @ 415 V 4-pole, line protection ETU860, LSIG, In=400 A overload protection Ir=160 A...400 A short-circuit protection Isd=0.6..10x In, Ii=1.5..15x In neutral conductor protection adjustable (OFF, up to 160%) ground-fault protection, can be switched off Ig=0.2...1 x In= tg=0.05-0.8s nut keeper kit | 93600 | 1 | ZN | 1
3VA2440-5MN32-0AA0 |  | circuit breaker 3VA2 IEC Frame 630 breaking capacity class M Icu=55 kA @ 415 V 3-pole, motor protection ETU350M, LSI, In=400 A overload protection Ir=160 A...400 A short-circuit protection Isd=3...15 x Ir, Ii=15 x In nut keeper kit | 58400 | 1 | ZN | 1
3VA2440-5MN32-0AB0 |  | circuit breaker 3VA2 IEC Frame 630 breaking capacity class M Icu=55 kA @ 415 V 3-pole, motor protection ETU350M, LSI, In=400 A overload protection Ir=160 A...400 A short-circuit protection Isd=3...15 x Ir, Ii=15 x In nut keeper kit 2 auxiliary switches HP | 60700 | 1 | ZN | 1
3VA2440-5MP32-0AA0 |  | circuit breaker 3VA2 IEC Frame 630 breaking capacity class M Icu=55 kA @ 415 V 3-pole, motor protection ETU550M, LSI, In=400 A overload protection Ir=160 A ...400 A short-circuit protection Isd=1.2... 15x In,Ii=3..15x In nut keeper kit | 61200 | 1 | ZN | 1
3VA2440-5MQ32-0AA0 |  | circuit breaker 3VA2 IEC Frame 630 breaking capacity class M Icu=55 kA @ 415 V 3-pole, motor protection ETU860M, LSIG, In=400 A overload protection Ir=160 A...400 A short-circuit protection Isd=1.2..15x In, Ii=3..15x In ground-fault protection, can be switched off Ig=0.2...1 x In, tg=0.05-0.8s nut keeper kit | 65200 | 1 | ZN | 1
3VA2440-6HK32-0AA0 |  | circuit breaker 3VA2 IEC Frame 630 breaking capacity class H Icu=85 kA @ 415 V 3-pole, line protection ETU340, ELISA LI, In=400 A overload protection Ir=160 A...400 A short-circuit protection Ii=15 x In nut keeper kit | 59700 | 1 | ZN | 1
3VA2440-6HK42-0AA0 |  | circuit breaker 3VA2 IEC Frame 630 breaking capacity class H Icu=85 kA @ 415 V 4-pole, line protection ETU340, ELISA LI, In=400 A overload protection Ir=160 A...400 A short-circuit protection Ii=15 x In neutral conductor protection adjustable (OFF, 50%, 100%) nut keeper kit | 78400 | 1 | ZN | 1
3VA2440-6HL32-0AA0 |  | circuit breaker 3VA2 IEC Frame 630 breaking capacity class H Icu=85 kA @ 415 V 3-pole, line protection ETU320, LI, In=400 A overload protection Ir=160 A...400 A short-circuit protection Ii=1.5...12 x In nut keeper kit | 59700 | 1 | ZN | 1
3VA2440-6HL42-0AA0 |  | circuit breaker 3VA2 IEC Frame 630 breaking capacity class H Icu=85 kA @ 415 V 4-pole, line protection ETU320, LI, In=400 A overload protection Ir=160 A...400 A short-circuit protection Ii=1.5...12 x In neutral conductor protection adjustable (OFF, 50%, 100%) nut keeper kit | 78400 | 1 | ZN | 1
3VA2440-6HM32-0AA0 |  | circuit breaker 3VA2 IEC Frame 630 breaking capacity class H Icu=85 kA @ 415 V 3-pole, line protection ETU330, LIG, In=400 A overload protection Ir=160 A...400 A short-circuit protection Ii=1.5...12 x In ground-fault protection Ig=0.2...1 x In, tg=0.1/0.3s nut keeper kit | 66900 | 1 | ZN | 1
3VA2440-6HM42-0AA0 |  | circuit breaker 3VA2 IEC Frame 630 breaking capacity class H Icu=85 kA @ 415 V 4-pole, line protection ETU330, LIG, In=400 A overload protection Ir=160 A...400 A short-circuit protection Ii=1.5...12 x In neutral conductor protection adjustable (OFF, 50%, 100%) ground-fault protection Ig=0.2...1 x In= tg=0.1/0.3s nut keeper kit | 86200 | 1 | ZN | 1
3VA2440-6HN32-0AA0 |  | circuit breaker 3VA2 IEC Frame 630 breaking capacity class H Icu=85 kA @ 415 V 3-pole, line protection ETU350, LSI, In=400 A overload protection Ir=160 A...400 A short-circuit protection Isd=1.5...10 x Ir, Ii=12 x In nut keeper kit | 61600 | 1 | ZN | 1
3VA2440-6HN32-0AG0 |  | circuit breaker 3VA2 IEC Frame 630 breaking capacity class H Icu=85 kA @ 415 V 3-pole, line protection ETU350, LSI, In=400 A overload protection Ir=160 A...400 A short-circuit protection Isd=1.5...10 x Ir, Ii=12 x In nut keeper kit 1 auxiliary switch HP 1 trip alarm switch HP | 63900 | 1 | ZN | 1
3VA2440-6HN42-0AA0 |  | circuit breaker 3VA2 IEC Frame 630 breaking capacity class H Icu=85 kA @ 415 V 4-pole, line protection ETU350, LSI, In=400 A overload protection Ir=160 A...400 A short-circuit protection Isd=1.5...10 x Ir, Ii=12 x In neutral conductor protection adjustable (OFF, 50%, 100%) nut keeper kit | 81100 | 1 | ZN | 1
3VA2440-6JP32-0AA0 |  | circuit breaker 3VA2 IEC Frame 630 breaking capacity class H Icu=85 kA @ 415 V 3-pole, line protection ETU550, LSI, In=400 A overload protection Ir=160 A...400 A short-circuit protection Isd=0.6..10x In, Ii=1.5..15x In neutral conductor protection optionally with external current transformer, up to 160% nut keeper kit | 74500 | 1 | ZN | 1
3VA2440-6JP42-0AA0 |  | circuit breaker 3VA2 IEC Frame 630 breaking capacity class H Icu=85 kA @ 415 V 4-pole, line protection ETU550, LSI, In=400 A overload protection Ir=160 A...400 A short-circuit protection Isd=0.6..10x In, Ii=1.5..15x In neutral conductor protection adjustable (OFF, up to 130%) nut keeper kit | 93200 | 1 | ZN | 1
3VA2440-6JQ32-0AA0 |  | circuit breaker 3VA2 IEC Frame 630 breaking capacity class H Icu=85 kA @ 415 V 3-pole, line protection ETU560, LSIG, In=400 A overload protection Ir=160 A...400 A short-circuit protection Isd=0.6..10x In, Ii=1.5..15x In neutral conductor protection optionally with external current transformer, up to 160% ground-fault protection, can be switched off Ig=0.2...1 x In, tg=0.05-0.8s nut keeper kit | 80900 | 1 | ZN | 1
3VA2440-6JQ42-0AA0 |  | circuit breaker 3VA2 IEC Frame 630 breaking capacity class H Icu=85 kA @ 415 V 4-pole, line protection ETU560, LSIG, In=400 A overload protection Ir=160 A...400 A short-circuit protection Isd=0.6..10x In, Ii=1.5..15x In neutral conductor protection adjustable (OFF, up to 160%) ground-fault protection, can be switched off Ig=0.2...1 x In= tg=0.05-0.8s nut keeper kit | 101000 | 1 | ZN | 1
3VA2440-6KP32-0AA0 |  | circuit breaker 3VA2 IEC Frame 630 breaking capacity class H Icu=85 kA @ 415 V 3-pole, line protection ETU850, LSI, In=400 A overload protection Ir=160 A...400 A short-circuit protection Isd=0.6..10x In, Ii=1.5..15x In neutral conductor protection optionally with external current transformer, up to 160% nut keeper kit | 79900 | 1 | ZN | 1
3VA2440-6KP42-0AA0 |  | circuit breaker 3VA2 IEC Frame 630 breaking capacity class H Icu=85 kA @ 415 V 4-pole, line protection ETU850, LSI, In=400 A overload protection Ir=160 A...400 A short-circuit protection Isd=0.6..10x In, Ii=1.5..15x In neutral conductor protection adjustable (OFF, up to 160%) nut keeper kit | 99800 | 1 | ZN | 1
3VA2440-6KQ32-0AA0 |  | circuit breaker 3VA2 IEC Frame 630 breaking capacity class H Icu=85 kA @ 415 V 3-pole, line protection ETU860, LSIG, In=400 A overload protection Ir=160 A...400 A short-circuit protection Isd=0.6..10x In, Ii=1.5..15x In neutral conductor protection optionally with external current transformer, up to 160% ground-fault protection, can be switched off Ig=0.2...1 x In, tg=0.05-0.8s nut keeper kit | 83700 | 1 | ZN | 1
3VA2440-6KQ42-0AA0 |  | circuit breaker 3VA2 IEC Frame 630 breaking capacity class H Icu=85 kA @ 415 V 4-pole, line protection ETU860, LSIG, In=400 A overload protection Ir=160 A...400 A short-circuit protection Isd=0.6..10x In, Ii=1.5..15x In neutral conductor protection adjustable (OFF, up to 160%) ground-fault protection, can be switched off Ig=0.2...1 x In= tg=0.05-0.8s nut keeper kit | 103000 | 1 | ZN | 1
3VA2440-7HK32-0AA0 |  | circuit breaker 3VA2 IEC Frame 630 breaking capacity class C Icu=110 kA @ 415 V 3-pole, line protection ETU340, ELISA LI, In=400 A overload protection Ir=160 A...400 A short-circuit protection Ii=15 x In nut keeper kit | 64100 | 1 | ZN | 1
3VA2440-7HK42-0AA0 |  | circuit breaker 3VA2 IEC Frame 630 breaking capacity class C Icu=110 kA @ 415 V 4-pole, line protection ETU340, ELISA LI, In=400 A overload protection Ir=160 A...400 A short-circuit protection Ii=15 x In neutral conductor protection adjustable (OFF, 50%, 100%) nut keeper kit | 85600 | 1 | ZN | 1
3VA2440-7HL32-0AA0 |  | circuit breaker 3VA2 IEC Frame 630 breaking capacity class C Icu=110 kA @ 415 V 3-pole, line protection ETU320, LI, In=400 A overload protection Ir=160 A...400 A short-circuit protection Ii=1.5...12 x In nut keeper kit | 63900 | 1 | ZN | 1
3VA2440-7HL42-0AA0 |  | circuit breaker 3VA2 IEC Frame 630 breaking capacity class C Icu=110 kA @ 415 V 4-pole, line protection ETU320, LI, In=400 A overload protection Ir=160 A...400 A short-circuit protection Ii=1.5...12 x In neutral conductor protection adjustable (OFF, 50%, 100%) nut keeper kit | 85600 | 1 | ZN | 1
3VA2440-7HM32-0AA0 |  | circuit breaker 3VA2 IEC Frame 630 breaking capacity class C Icu=110 kA @ 415 V 3-pole, line protection ETU330, LIG, In=400 A overload protection Ir=160 A...400 A short-circuit protection Ii=1.5...12 x In ground-fault protection Ig=0.2...1 x In, tg=0.1/0.3s nut keeper kit | 71100 | 1 | ZN | 1
3VA2440-7HM42-0AA0 |  | circuit breaker 3VA2 IEC Frame 630 breaking capacity class C Icu=110 kA @ 415 V 4-pole, line protection ETU330, LIG, In=400 A overload protection Ir=160 A...400 A short-circuit protection Ii=1.5...12 x In neutral conductor protection adjustable (OFF, 50%, 100%) ground-fault protection Ig=0.2...1 x In= tg=0.1/0.3s nut keeper kit | 92200 | 1 | ZN | 1
3VA2440-7HN32-0AA0 |  | circuit breaker 3VA2 IEC Frame 630 breaking capacity class C Icu=110 kA @ 415 V 3-pole, line protection ETU350, LSI, In=400 A overload protection Ir=160 A...400 A short-circuit protection Isd=1.5...10 x Ir, Ii=12 x In nut keeper kit | 67300 | 1 | ZN | 1
3VA2440-7HN32-0AH0 |  | circuit breaker 3VA2 IEC Frame 630 breaking capacity class C Icu=110 kA @ 415 V 3-pole, line protection ETU350, LSI, In=400 A overload protection Ir=160 A...400 A short-circuit protection Isd=1.5...10 x Ir, Ii=12 x In nut keeper kit 2 auxiliary switches HQ 1 trip alarm switch HQ | 69000 | 1 | ZN | 1
3VA2440-7HN42-0AA0 |  | circuit breaker 3VA2 IEC Frame 630 breaking capacity class C Icu=110 kA @ 415 V 4-pole, line protection ETU350, LSI, In=400 A overload protection Ir=160 A...400 A short-circuit protection Isd=1.5...10 x Ir, Ii=12 x In neutral conductor protection adjustable (OFF, 50%, 100%) nut keeper kit | 88100 | 1 | ZN | 1
3VA2440-7JP32-0AA0 |  | circuit breaker 3VA2 IEC Frame 630 breaking capacity class C Icu=110 kA @ 415 V 3-pole, line protection ETU550, LSI, In=400 A overload protection Ir=160 A...400 A short-circuit protection Isd=0.6..10x In, Ii=1.5..15x In neutral conductor protection optionally with external current transformer, up to 160% nut keeper kit | 79000 | 1 | ZN | 1
3VA2440-7JP42-0AA0 |  | circuit breaker 3VA2 IEC Frame 630 breaking capacity class C Icu=110 kA @ 415 V 4-pole, line protection ETU550, LSI, In=400 A overload protection Ir=160 A...400 A short-circuit protection Isd=0.6..10x In, Ii=1.5..15x In neutral conductor protection adjustable (OFF, up to 130%) nut keeper kit | 100000 | 1 | ZN | 1
3VA2440-7JQ32-0AA0 |  | circuit breaker 3VA2 IEC Frame 630 breaking capacity class C Icu=110 kA @ 415 V 3-pole, line protection ETU560, LSIG, In=400 A overload protection Ir=160 A...400 A short-circuit protection Isd=0.6..10x In, Ii=1.5..15x In neutral conductor protection optionally with external current transformer, up to 160% ground-fault protection, can be switched off Ig=0.2...1 x In, tg=0.05-0.8s nut keeper kit | 86400 | 1 | ZN | 1
3VA2440-7JQ42-0AA0 |  | circuit breaker 3VA2 IEC Frame 630 breaking capacity class C Icu=110 kA @ 415 V 4-pole, line protection ETU560, LSIG, In=400 A overload protection Ir=160 A...400 A short-circuit protection Isd=0.6..10x In, Ii=1.5..15x In neutral conductor protection adjustable (OFF, up to 160%) ground-fault protection, can be switched off Ig=0.2...1 x In= tg=0.05-0.8s nut keeper kit | 107000 | 1 | ZN | 1
3VA2440-7KP32-0AA0 |  | circuit breaker 3VA2 IEC Frame 630 breaking capacity class C Icu=110 kA @ 415 V 3-pole, line protection ETU850, LSI, In=400 A overload protection Ir=160 A...400 A short-circuit protection Isd=0.6..10x In, Ii=1.5..15x In neutral conductor protection optionally with external current transformer, up to 160% nut keeper kit | 85400 | 1 | ZN | 1
3VA2440-7KP42-0AA0 |  | circuit breaker 3VA2 IEC Frame 630 breaking capacity class C Icu=110 kA @ 415 V 4-pole, line protection ETU850, LSI, In=400 A overload protection Ir=160 A...400 A short-circuit protection Isd=0.6..10x In, Ii=1.5..15x In neutral conductor protection adjustable (OFF, up to 160%) nut keeper kit | 106000 | 1 | ZN | 1
3VA2440-7KQ32-0AA0 |  | circuit breaker 3VA2 IEC Frame 630 breaking capacity class C Icu=110 kA @ 415 V 3-pole, line protection ETU860, LSIG, In=400 A overload protection Ir=160 A...400 A short-circuit protection Isd=0.6..10x In, Ii=1.5..15x In neutral conductor protection optionally with external current transformer, up to 160% ground-fault protection, can be switched off Ig=0.2...1 x In, tg=0.05-0.8s nut keeper kit | 89200 | 1 | ZN | 1
3VA2440-7KQ42-0AA0 |  | circuit breaker 3VA2 IEC Frame 630 breaking capacity class C Icu=110 kA @ 415 V 4-pole, line protection ETU860, LSIG, In=400 A overload protection Ir=160 A...400 A short-circuit protection Isd=0.6..10x In, Ii=1.5..15x In neutral conductor protection adjustable (OFF, up to 160%) ground-fault protection, can be switched off Ig=0.2...1 x In= tg=0.05-0.8s nut keeper kit | 110000 | 1 | ZN | 1
3VA2440-7MN32-0AA0 |  | circuit breaker 3VA2 IEC Frame 630 breaking capacity class C Icu=110 kA @ 415 V 3-pole, motor protection ETU350M, LSI, In=400 A overload protection Ir=160 A...400 A short-circuit protection Isd=3...15 x Ir, Ii=15 x In nut keeper kit | 68800 | 1 | ZN | 1
3VA2440-7MN32-0AB0 |  | circuit breaker 3VA2 IEC Frame 630 breaking capacity class C Icu=110 kA @ 415 V 3-pole, motor protection ETU350M, LSI, In=400 A overload protection Ir=160 A...400 A short-circuit protection Isd=3...15 x Ir, Ii=15 x In nut keeper kit 2 auxiliary switches HP | 70700 | 1 | ZN | 1
3VA2440-7MP32-0AA0 |  | circuit breaker 3VA2 IEC Frame 630 breaking capacity class C Icu=110 kA @ 415 V 3-pole, motor protection ETU550M, LSI, In=400 A overload protection Ir=160 A ...400 A short-circuit protection Isd=1.2... 15x In,Ii=3..15x In nut keeper kit | 71300 | 1 | ZN | 1
3VA2440-7MQ32-0AA0 |  | circuit breaker 3VA2 IEC Frame 630 breaking capacity class C Icu=110 kA @ 415 V 3-pole, motor protection ETU860M, LSIG, In=400 A overload protection Ir=160 A...400 A short-circuit protection Isd=1.2..15x In, Ii=3..15x In ground-fault protection, can be switched off Ig=0.2...1 x In, tg=0.05-0.8s nut keeper kit | 76000 | 1 | ZN | 1
3VA2440-7MQ32-0AB0 |  | circuit breaker 3VA2 IEC Frame 630 breaking capacity class C Icu=110 kA @ 415 V 3-pole, motor protection ETU860M, LSIG, In=400 A overload protection Ir=160 A...400 A short-circuit protection Isd=1.2..15x In, Ii=3..15x In ground-fault protection, can be switched off Ig=0.2...1 x In, tg=0.05-0.8s nut keeper kit 2 auxiliary switches | 77500 | 1 | ZN | 1
3VA2440-7MS32-0AA0 |  | circuit breaker 3VA2 IEC Frame 630 breaking capacity class C Icu=110 kA @ 415 V 3-pole, starter protection ETU310M, I, In=400 A without overload protection short-circuit protection Ii=3...15 x In nut keeper kit | 52400 | 1 | ZN | 1
3VA2440-8HK32-0AA0 |  | circuit breaker 3VA2 IEC Frame 630 breaking capacity class L Icu=150 kA @ 415 V 3-pole, line protection ETU340, ELISA LI, In=400 A overload protection Ir=160 A...400 A short-circuit protection Ii=11 x In nut keeper kit | 74300 | 1 | ZN | 1
3VA2440-8HK42-0AA0 |  | circuit breaker 3VA2 IEC Frame 630 breaking capacity class L Icu=150 kA @ 415 V 4-pole, line protection ETU340, ELISA LI, In=400 A overload protection Ir=160 A...400 A short-circuit protection Ii=11 x In neutral conductor protection adjustable (OFF, 50%, 100%) nut keeper kit | 98100 | 1 | ZN | 1
3VA2440-8HL42-0AA0 |  | circuit breaker 3VA2 IEC Frame 630 breaking capacity class L Icu=150 kA @ 415 V 4-pole, line protection ETU320, LI, In=400 A overload protection Ir=160 A...400 A short-circuit protection Ii=1.5...11 x In neutral conductor protection adjustable (OFF, 50%, 100%) nut keeper kit | 98100 | 1 | ZN | 1
3VA2440-8HM32-0AA0 |  | circuit breaker 3VA2 IEC Frame 630 breaking capacity class L Icu=150 kA @ 415 V 3-pole, line protection ETU330, LIG, In=400 A overload protection Ir=160 A...400 A short-circuit protection Ii=1.5...11 x In ground-fault protection Ig=0.2...1 x In, tg=0.1/0.3s nut keeper kit | 80700 | 1 | ZN | 1
3VA2440-8HM42-0AA0 |  | circuit breaker 3VA2 IEC Frame 630 breaking capacity class L Icu=150 kA @ 415 V 4-pole, line protection ETU330, LIG, In=400 A overload protection Ir=160 A...400 A short-circuit protection Ii=1.5...11 x In neutral conductor protection adjustable (OFF, 50%, 100%) ground-fault protection Ig=0.2...1 x In= tg=0.1/0.3s nut keeper kit | 105000 | 1 | ZN | 1
3VA2450-0MN32-0AA0 |  | circuit breaker 3VA2 IEC Frame 630 breaking capacity class E Icu=200 kA @ 415 V 3-pole, motor protection ETU350M, LSI, In=500 A overload protection Ir=160 A ... 500 A short-circuit protection Isd=3...12xIr, Ii=12xIn nut keeper kit | 84900 | 1 | ZN | 1
3VA2450-0MQ32-0AA0 |  | circuit breaker 3VA2 IEC Frame 630 breaking capacity class E Icu=200 kA @ 415 V 3-pole, motor protection ETU860M, LSIG, In=500 A overload protection Ir=160 A ... 500 A short-circuit protection Isd=1.2...12xIn, Ii=3...12xIn nut keeper kit | 96600 | 1 | ZN | 1
3VA2450-0MS32-0AA0 |  | circuit breaker 3VA2 IEC Frame 630 breaking capacity class E Icu=200 kA @ 415 V 3-pole, motor starter protection ETU310M, I, In=500 A short-circuit protection Ii=3...12 x In nut keeper kit | 71300 | 1 | ZN | 1
3VA2450-5HK32-0AA0 |  | circuit breaker 3VA2 IEC Frame 630 breaking capacity class M Icu=55 kA @ 415 V 3-pole, line protection ETU340, ELISA LI, In=500 A overload protection Ir=200 A...500 A short-circuit protection Ii=14 x In nut keeper kit | 52700 | 1 | ZN | 1
3VA2450-5HK42-0AA0 |  | circuit breaker 3VA2 IEC Frame 630 breaking capacity class M Icu=55 kA @ 415 V 4-pole, line protection ETU340, ELISA LI, In=500 A overload protection Ir=200 A...500 A short-circuit protection Ii=14 x In neutral conductor protection adjustable (OFF, 50%, 100%) nut keeper kit | 69000 | 1 | ZN | 1
3VA2450-5JP32-0AA0 |  | circuit breaker 3VA2 IEC Frame 630 breaking capacity class M Icu=55 kA @ 415 V 3-pole, line protection ETU550, LSI, In=500 A overload protection Ir=200 A...500 A short-circuit protection Isd=0.6..10x In, Ii=1.5..14x In neutral conductor protection optionally with external current transformer, up to 160% nut keeper kit | 67300 | 1 | ZN | 1
3VA2450-5JP42-0AA0 |  | circuit breaker 3VA2 IEC Frame 630 breaking capacity class M Icu=55 kA @ 415 V 4-pole, line protection ETU550, LSI, In=500 A overload protection Ir=200 A...500 A short-circuit protection Isd=0.6..10x In, Ii=1.5..14x In neutral conductor protection adjustable (OFF, up to 100%) nut keeper kit | 83500 | 1 | ZN | 1
3VA2450-5JQ32-0AA0 |  | circuit breaker 3VA2 IEC Frame 630 breaking capacity class M Icu=55 kA @ 415 V 3-pole, line protection ETU560, LSIG, In=500 A overload protection Ir=200 A...500 A short-circuit protection Isd=0.6..10x In, Ii=1.5..14x In neutral conductor protection optionally with external current transformer, up to 160% ground-fault protection, can be switched off Ig=0.2...1 x In, tg=0.05-0.8s nut keeper kit | 74500 | 1 | ZN | 1
3VA2450-5JQ42-0AA0 |  | circuit breaker 3VA2 IEC Frame 630 breaking capacity class M Icu=55 kA @ 415 V 4-pole, line protection ETU560, LSIG, In=500 A overload protection Ir=200 A...500 A short-circuit protection Isd=0.6..10x In, Ii=1.5..14x In neutral conductor protection adjustable (OFF, up to 100%) ground-fault protection, can be switched off Ig=0.2...1 x In= tg=0.05-0.8s nut keeper kit | 91100 | 1 | ZN | 1
3VA2450-5KP32-0AA0 |  | circuit breaker 3VA2 IEC Frame 630 breaking capacity class M Icu=55 kA @ 415 V 3-pole, line protection ETU850, LSI, In=500 A overload protection Ir=200 A...500 A short-circuit protection Isd=0.6..10x In, Ii=1.5..14x In neutral conductor protection optionally with external current transformer, up to 160% nut keeper kit | 72200 | 1 | ZN | 1
3VA2450-5KP42-0AA0 |  | circuit breaker 3VA2 IEC Frame 630 breaking capacity class M Icu=55 kA @ 415 V 4-pole, line protection ETU850, LSI, In=500 A overload protection Ir=200 A...500 A short-circuit protection Isd=0.6..10x In, Ii=1.5..14x In neutral conductor protection adjustable (OFF, up to 100%) nut keeper kit | 89800 | 1 | ZN | 1
3VA2450-5KQ32-0AA0 |  | circuit breaker 3VA2 IEC Frame 630 breaking capacity class M Icu=55 kA @ 415 V 3-pole, line protection ETU860, LSIG, In=500 A overload protection Ir=200 A...500 A short-circuit protection Isd=0.6..10x In, Ii=1.5..14x In neutral conductor protection optionally with external current transformer, up to 160% ground-fault protection, can be switched off Ig=0.2...1 x In, tg=0.05-0.8s nut keeper kit | 77300 | 1 | ZN | 1
3VA2450-5KQ42-0AA0 |  | circuit breaker 3VA2 IEC Frame 630 breaking capacity class M Icu=55 kA @ 415 V 4-pole, line protection ETU860, LSIG, In=500 A overload protection Ir=200 A...500 A short-circuit protection Isd=0.6..10x In, Ii=1.5..14x In neutral conductor protection adjustable (OFF, up to 100%) ground-fault protection, can be switched off Ig=0.2...1 x In= tg=0.05-0.8s nut keeper kit | 93600 | 1 | ZN | 1
3VA2450-5MN32-0AA0 |  | circuit breaker 3VA2 IEC Frame 630 breaking capacity class M Icu=55 kA @ 415 V 3-pole, motor protection ETU350M, LSI, In=500 A overload protection Ir=200 A...500 A short-circuit protection Isd=3...15 x Ir, Ii=15 x In nut keeper kit | 66900 | 1 | ZN | 1
3VA2450-5MN32-0AC0 |  | circuit breaker 3VA2 IEC Frame 630 breaking capacity class M Icu=55 kA @ 415 V 3-pole, motor protection ETU350M, LSI, In=500 A overload protection Ir=200 A...500 A short-circuit protection Isd=3...15 x Ir, Ii=15 x In nut keeper kit 2 auxiliary switches HQ | 68400 | 1 | ZN | 1
3VA2450-5MP32-0AA0 |  | circuit breaker 3VA2 IEC Frame 630 breaking capacity class M Icu=55 kA @ 415 V 3-pole, motor protection ETU550M, LSI, In=500 A overload protection Ir=200 A ...500 A short-circuit protection Isd=1.2... 15x In,Ii=3..15x In nut keeper kit | 69700 | 1 | ZN | 1
3VA2450-5MQ32-0AA0 |  | circuit breaker 3VA2 IEC Frame 630 breaking capacity class M Icu=55 kA @ 415 V 3-pole, motor protection ETU860M, LSIG, In=500 A overload protection Ir=200 A...500 A short-circuit protection Isd=1.2..15x In, Ii=3..15x In ground-fault protection, can be switched off Ig=0.2...1 x In, tg=0.05-0.8s nut keeper kit | 74100 | 1 | ZN | 1
3VA2450-6HK32-0AA0 |  | circuit breaker 3VA2 IEC Frame 630 breaking capacity class H Icu=85 kA @ 415 V 3-pole, line protection ETU340, ELISA LI, In=500 A overload protection Ir=200 A...500 A short-circuit protection Ii=14 x In nut keeper kit | 59700 | 1 | ZN | 1
3VA2450-6HK42-0AA0 |  | circuit breaker 3VA2 IEC Frame 630 breaking capacity class H Icu=85 kA @ 415 V 4-pole, line protection ETU340, ELISA LI, In=500 A overload protection Ir=200 A...500 A short-circuit protection Ii=14 x In neutral conductor protection adjustable (OFF, 50%, 100%) nut keeper kit | 78400 | 1 | ZN | 1
3VA2450-6JP32-0AA0 |  | circuit breaker 3VA2 IEC Frame 630 breaking capacity class H Icu=85 kA @ 415 V 3-pole, line protection ETU550, LSI, In=500 A overload protection Ir=200 A...500 A short-circuit protection Isd=0.6..10x In, Ii=1.5..14x In neutral conductor protection optionally with external current transformer, up to 160% nut keeper kit | 74500 | 1 | ZN | 1
3VA2450-6JP42-0AA0 |  | circuit breaker 3VA2 IEC Frame 630 breaking capacity class H Icu=85 kA @ 415 V 4-pole, line protection ETU550, LSI, In=500 A overload protection Ir=200 A...500 A short-circuit protection Isd=0.6..10x In, Ii=1.5..14x In neutral conductor protection adjustable (OFF, up to 100%) nut keeper kit | 93200 | 1 | ZN | 1
3VA2450-6JQ32-0AA0 |  | circuit breaker 3VA2 IEC Frame 630 breaking capacity class H Icu=85 kA @ 415 V 3-pole, line protection ETU560, LSIG, In=500 A overload protection Ir=200 A...500 A short-circuit protection Isd=0.6..10x In, Ii=1.5..14x In neutral conductor protection optionally with external current transformer, up to 160% ground-fault protection, can be switched off Ig=0.2...1 x In, tg=0.05-0.8s nut keeper kit | 80900 | 1 | ZN | 1
3VA2450-6JQ42-0AA0 |  | circuit breaker 3VA2 IEC Frame 630 breaking capacity class H Icu=85 kA @ 415 V 4-pole, line protection ETU560, LSIG, In=500 A overload protection Ir=200 A...500 A short-circuit protection Isd=0.6..10x In, Ii=1.5..14x In neutral conductor protection adjustable (OFF, up to 100%) ground-fault protection, can be switched off Ig=0.2...1 x In= tg=0.05-0.8s nut keeper kit | 101000 | 1 | ZN | 1
3VA2450-6KP32-0AA0 |  | circuit breaker 3VA2 IEC Frame 630 breaking capacity class H Icu=85 kA @ 415 V 3-pole, line protection ETU850, LSI, In=500 A overload protection Ir=200 A...500 A short-circuit protection Isd=0.6..10x In, Ii=1.5..14x In neutral conductor protection optionally with external current transformer, up to 160% nut keeper kit | 79900 | 1 | ZN | 1
3VA2450-6KP42-0AA0 |  | circuit breaker 3VA2 IEC Frame 630 breaking capacity class H Icu=85 kA @ 415 V 4-pole, line protection ETU850, LSI, In=500 A overload protection Ir=200 A...500 A short-circuit protection Isd=0.6..10x In, Ii=1.5..14x In neutral conductor protection adjustable (OFF, up to 100%) nut keeper kit | 99800 | 1 | ZN | 1
3VA2450-6KQ32-0AA0 |  | circuit breaker 3VA2 IEC Frame 630 breaking capacity class H Icu=85 kA @ 415 V 3-pole, line protection ETU860, LSIG, In=500 A overload protection Ir=200 A...500 A short-circuit protection Isd=0.6..10x In, Ii=1.5..14x In neutral conductor protection optionally with external current transformer, up to 160% ground-fault protection, can be switched off Ig=0.2...1 x In, tg=0.05-0.8s nut keeper kit | 83700 | 1 | ZN | 1
3VA2450-6KQ42-0AA0 |  | circuit breaker 3VA2 IEC Frame 630 breaking capacity class H Icu=85 kA @ 415 V 4-pole, line protection ETU860, LSIG, In=500 A overload protection Ir=200 A...500 A short-circuit protection Isd=0.6..10x In, Ii=1.5..14x In neutral conductor protection adjustable (OFF, up to 100%) ground-fault protection, can be switched off Ig=0.2...1 x In= tg=0.05-0.8s nut keeper kit | 103000 | 1 | ZN | 1
3VA2450-7HK32-0AA0 |  | circuit breaker 3VA2 IEC Frame 630 breaking capacity class C Icu=110 kA @ 415 V 3-pole, line protection ETU340, ELISA LI, In=500 A overload protection Ir=200 A...500 A short-circuit protection Ii=14 x In nut keeper kit | 64100 | 1 | ZN | 1
3VA2450-7HK42-0AA0 |  | circuit breaker 3VA2 IEC Frame 630 breaking capacity class C Icu=110 kA @ 415 V 4-pole, line protection ETU340, ELISA LI, In=500 A overload protection Ir=200 A...500 A short-circuit protection Ii=14 x In neutral conductor protection adjustable (OFF, 50%, 100%) nut keeper kit | 85600 | 1 | ZN | 1
3VA2450-7JP32-0AA0 |  | circuit breaker 3VA2 IEC Frame 630 breaking capacity class C Icu=110 kA @ 415 V 3-pole, line protection ETU550, LSI, In=500 A overload protection Ir=200 A...500 A short-circuit protection Isd=0.6..10x In, Ii=1.5..14x In neutral conductor protection optionally with external current transformer, up to 160% nut keeper kit | 79000 | 1 | ZN | 1
3VA2450-7JP42-0AA0 |  | circuit breaker 3VA2 IEC Frame 630 breaking capacity class C Icu=110 kA @ 415 V 4-pole, line protection ETU550, LSI, In=500 A overload protection Ir=200 A...500 A short-circuit protection Isd=0.6..10x In, Ii=1.5..14x In neutral conductor protection adjustable (OFF, up to 100%) nut keeper kit | 100000 | 1 | ZN | 1
3VA2450-7JQ32-0AA0 |  | circuit breaker 3VA2 IEC Frame 630 breaking capacity class C Icu=110 kA @ 415 V 3-pole, line protection ETU560, LSIG, In=500 A overload protection Ir=200 A...500 A short-circuit protection Isd=0.6..10x In, Ii=1.5..14x In neutral conductor protection optionally with external current transformer, up to 160% ground-fault protection, can be switched off Ig=0.2...1 x In, tg=0.05-0.8s nut keeper kit | 86400 | 1 | ZN | 1
3VA2450-7JQ42-0AA0 |  | circuit breaker 3VA2 IEC Frame 630 breaking capacity class C Icu=110 kA @ 415 V 4-pole, line protection ETU560, LSIG, In=500 A overload protection Ir=200 A...500 A short-circuit protection Isd=0.6..10x In, Ii=1.5..14x In neutral conductor protection adjustable (OFF, up to 100%) ground-fault protection, can be switched off Ig=0.2...1 x In= tg=0.05-0.8s nut keeper kit | 107000 | 1 | ZN | 1
3VA2450-7KP32-0AA0 |  | circuit breaker 3VA2 IEC Frame 630 breaking capacity class C Icu=110 kA @ 415 V 3-pole, line protection ETU850, LSI, In=500 A overload protection Ir=200 A...500 A short-circuit protection Isd=0.6..10x In, Ii=1.5..14x In neutral conductor protection optionally with external current transformer, up to 160% nut keeper kit | 85400 | 1 | ZN | 1
3VA2450-7KP42-0AA0 |  | circuit breaker 3VA2 IEC Frame 630 breaking capacity class C Icu=110 kA @ 415 V 4-pole, line protection ETU850, LSI, In=500 A overload protection Ir=200 A...500 A short-circuit protection Isd=0.6..10x In, Ii=1.5..14x In neutral conductor protection adjustable (OFF, up to 100%) nut keeper kit | 106000 | 1 | ZN | 1
3VA2450-7KQ32-0AA0 |  | circuit breaker 3VA2 IEC Frame 630 breaking capacity class C Icu=110 kA @ 415 V 3-pole, line protection ETU860, LSIG, In=500 A overload protection Ir=200 A...500 A short-circuit protection Isd=0.6..10x In, Ii=1.5..14x In neutral conductor protection optionally with external current transformer, up to 160% ground-fault protection, can be switched off Ig=0.2...1 x In, tg=0.05-0.8s nut keeper kit | 89200 | 1 | ZN | 1
3VA2450-7KQ42-0AA0 |  | circuit breaker 3VA2 IEC Frame 630 breaking capacity class C Icu=110 kA @ 415 V 4-pole, line protection ETU860, LSIG, In=500 A overload protection Ir=200 A...500 A short-circuit protection Isd=0.6..10x In, Ii=1.5..14x In neutral conductor protection adjustable (OFF, up to 100%) ground-fault protection, can be switched off Ig=0.2...1 x In= tg=0.05-0.8s nut keeper kit | 110000 | 1 | ZN | 1
3VA2450-7MN32-0AA0 |  | circuit breaker 3VA2 IEC Frame 630 breaking capacity class C Icu=110 kA @ 415 V 3-pole, motor protection ETU350M, LSI, In=500 A overload protection Ir=200 A...500 A short-circuit protection Isd=3...15 x Ir, Ii=15 x In nut keeper kit | 79200 | 1 | ZN | 1
3VA2450-7MP32-0AA0 |  | circuit breaker 3VA2 IEC Frame 630 breaking capacity class C Icu=110 kA @ 415 V 3-pole, motor protection ETU550M, LSI, In=500 A overload protection Ir=200 A ...500 A short-circuit protection Isd=1.2... 15x In,Ii=3..15x In nut keeper kit | 81800 | 1 | ZN | 1
3VA2450-7MQ32-0AA0 |  | circuit breaker 3VA2 IEC Frame 630 breaking capacity class C Icu=110 kA @ 415 V 3-pole, motor protection ETU860M, LSIG, In=500 A overload protection Ir=200 A...500 A short-circuit protection Isd=1.2..15 x In, Ii=3...15 x In ground-fault protection, can be switched off Ig=0.2...1 x In, tg=0.05-0.8s nut keeper kit | 86200 | 1 | ZN | 1
3VA2450-7MS32-0AA0 |  | circuit breaker 3VA2 IEC Frame 630 breaking capacity class C Icu=110 kA @ 415 V 3-pole, starter protection ETU310M, I, In=500 A without overload protection short-circuit protection Ii=3...15 x In nut keeper kit | 62700 | 1 | ZN | 1
3VA2450-8HK32-0AA0 |  | circuit breaker 3VA2 IEC Frame 630 breaking capacity class L Icu=150 kA @ 415 V 3-pole, line protection ETU340, ELISA LI, In=500 A overload protection Ir=200 A...500 A short-circuit protection Ii=11 x In nut keeper kit | 74300 | 1 | ZN | 1
3VA2450-8HK42-0AA0 |  | circuit breaker 3VA2 IEC Frame 630 breaking capacity class L Icu=150 kA @ 415 V 4-pole, line protection ETU340, ELISA LI, In=500 A overload protection Ir=200 A...500 A short-circuit protection Ii=11 x In neutral conductor protection adjustable (OFF, 50%, 100%) nut keeper kit | 98100 | 1 | ZN | 1
3VA2463-0HL32-0AA0 |  | circuit breaker 3VA2 IEC Frame 630 breaking capacity class E Icu=200 kA @ 415 V 3-pole, line protection ETU320, LI, In=630 A overload protection Ir=250 A ...630 A short-circuit protection Ii=1.5...9 x In nut keeper kit | 78200 | 1 | ZN | 1
3VA2463-0HL42-0AA0 |  | circuit breaker 3VA2 IEC Frame 630 breaking capacity class E Icu=200 kA @ 415 V 4-pole, line protection ETU320, LI, In=630 A overload protection Ir=250 A ...630 A short-circuit protection Ii=1.5...9 x In neutral conductor protection adjustable (OFF, 50%, 100%) nut keeper kit | 105000 | 1 | ZN | 1
3VA2463-0HM32-0AA0 |  | circuit breaker 3VA2 IEC Frame 630 breaking capacity class E Icu=200 kA @ 415 V 3-pole, line protection ETU330, LIG, In=630 A overload protection Ir=250 A ...630 A short-circuit protection Ii=1.5...9 x In ground-fault protection Ig=0.2... 1 x In, tg=0.1/0.3s nut keeper kit | 85600 | 1 | ZN | 1
3VA2463-0HM42-0AA0 |  | circuit breaker 3VA2 IEC Frame 630 breaking capacity class E Icu=200 kA @ 415 V 4-pole, line protection ETU330, LIG, In=630 A overload protection Ir=250 A ...630 A short-circuit protection Ii=1.5...9 x In neutral conductor protection adjustable (OFF, 50%, 100%) ground-fault protection Ig=0.2... 1 x In, tg=0.1/0.3s nut keeper kit | 113000 | 1 | ZN | 1
3VA2463-0HN32-0AA0 |  | circuit breaker 3VA2 IEC Frame 630 breaking capacity class E Icu=200 kA @ 415 V 3-pole, line protection ETU350, LSI, In=630 A overload protection Ir=250 A ...630 A short-circuit protection Isd=1.5...9xIr, Ii=9x In nut keeper kit | 80700 | 1 | ZN | 1
3VA2463-0HN42-0AA0 |  | circuit breaker 3VA2 IEC Frame 630 breaking capacity class E Icu=200 kA @ 415 V 4-pole, line protection ETU350, LSI, In=630 A overload protection Ir=250 A ...630 A short-circuit protection Isd=1.5...9xIr, Ii=9x In neutral conductor protection adjustable (OFF, 50%, 100%) nut keeper kit | 108000 | 1 | ZN | 1
3VA2463-0KP32-0AA0 |  | circuit breaker 3VA2 IEC Frame 630 breaking capacity class E Icu=200 kA @ 415 V 3-pole, line protection ETU850, LSI, In=630 A overload protection Ir=250 A ...630 A short-circuit protection Isd=0.6...9xIn, Ii=1.5...9xIn nut keeper kit | 99000 | 1 | ZN | 1
3VA2463-0KP42-0AA0 |  | circuit breaker 3VA2 IEC Frame 630 breaking capacity class E Icu=200 kA @ 415 V 4-pole, line protection ETU850, LSI, In=630 A overload protection Ir=250 A ...630 A short-circuit protection Isd=0.6...9xIn, Ii=1.5...9xIn neutral conductor protection adjustable (OFF, up to 100%) nut keeper kit | 126000 | 1 | ZN | 1
3VA2463-0KQ32-0AA0 |  | circuit breaker 3VA2 IEC Frame 630 breaking capacity class E Icu=200 kA @ 415 V 3-pole, line protection ETU860, LSIG, In=630 A overload protection Ir=250 A ...630 A short-circuit protection Isd=0.6...9xIn, Ii=1.5...9xIn nut keeper kit | 103000 | 1 | ZN | 1
3VA2463-0KQ42-0AA0 |  | circuit breaker 3VA2 IEC Frame 630 breaking capacity class E Icu=200 kA @ 415 V 4-pole, line protection ETU860, LSIG, In=630 A overload protection Ir=250 A ...630 A short-circuit protection Isd=0.6...9xIn, Ii=1.5...9xIn neutral conductor protection adjustable (OFF, up to 100%) nut keeper kit | 131000 | 1 | ZN | 1
3VA2463-5HK32-0AA0 |  | circuit breaker 3VA2 IEC Frame 630 breaking capacity class M Icu=55 kA @ 415 V 3-pole, line protection ETU340, ELISA LI, In=630 A overload protection Ir=250 A...630 A short-circuit protection Ii=9x In nut keeper kit | 52700 | 1 | ZN | 1
3VA2463-5HK42-0AA0 |  | circuit breaker 3VA2 IEC Frame 630 breaking capacity class M Icu=55 kA @ 415 V 4-pole, line protection ETU340, ELISA LI, In=630 A overload protection Ir=250 A...630 A short-circuit protection Ii=9x In neutral conductor protection adjustable (OFF, 50%, 100%) nut keeper kit | 69000 | 1 | ZN | 1
3VA2463-5HL32-0AA0 |  | circuit breaker 3VA2 IEC Frame 630 breaking capacity class M Icu=55 kA @ 415 V 3-pole, line protection ETU320, LI, In=630 A overload protection Ir=250 A...630 A short-circuit protection Ii=1.5...9x In nut keeper kit | 52700 | 1 | ZN | 1
3VA2463-5HL32-0AB0 |  | circuit breaker 3VA2 IEC Frame 630 breaking capacity class M Icu=55 kA @ 415 V 3-pole, line protection ETU320, LI, In=630 A overload protection Ir=250 A...630 A short-circuit protection Ii=1.5...9 x In nut keeper kit 2 auxiliary switches HP | 54100 | 1 | ZN | 1
3VA2463-5HL32-0AG0 |  | circuit breaker 3VA2 IEC Frame 630 breaking capacity class M Icu=55 kA @ 415 V 3-pole, line protection ETU320, LI, In=630 A overload protection Ir=250 A...630 A short-circuit protection Ii=1.5...9 x In nut keeper kit 1 auxiliary switch HP 1 trip alarm switch HP | 54100 | 1 | ZN | 1
3VA2463-5HL32-0AH0 |  | circuit breaker 3VA2 IEC Frame 630 breaking capacity class M Icu=55 kA @ 415 V 3-pole, line protection ETU320, LI, In=630 A overload protection Ir=250 A...630 A short-circuit protection Ii=1.5...9 x In nut keeper kit 2 auxiliary switches HQ 1 trip alarm switch HQ | 54100 | 1 | ZN | 1
3VA2463-5HL32-0AJ0 |  | circuit breaker 3VA2 IEC Frame 630 breaking capacity class M Icu=55 kA @ 415 V 3-pole, line protection ETU320, LI, In=630 A overload protection Ir=250 A...630 A short-circuit protection Ii=1.5...9 x In nut keeper kit 2 auxiliary switches HP 1 trip alarm switch HP | 55200 | 1 | ZN | 1
3VA2463-5HL32-0AL0 |  | circuit breaker 3VA2 IEC Frame 630 breaking capacity class M Icu=55 kA @ 415 V 3-pole, line protection ETU320, LI, In=630 A overload protection Ir=250 A...630 A short-circuit protection Ii=1.5...9x In nut keeper kit 2 auxiliary switches 1 trip alarm switch 1 electrical alarm switch | 55000 | 1 | ZN | 1
3VA2463-5HL32-0BH0 |  | circuit breaker 3VA2 IEC Frame 630 breaking capacity class M Icu=55 kA @ 415 V 3-pole, line protection ETU320, LI, In=630 A overload protection Ir=250 A...630 A short-circuit protection Ii=1.5...9 x In nut keeper kit undervoltage release (UVR) 24 V DC 2 auxiliary switches HQ 1 trip alarm switch HQ | 57300 | 1 | ZN | 1
3VA2463-5HL32-0BL0 |  | circuit breaker 3VA2 IEC Frame 630 breaking capacity class M Icu=55 kA @ 415 V 3-pole, line protection ETU320, LI, In=630 A overload protection Ir=250 A...630 A short-circuit protection Ii=1.5...9 x In nut keeper kit undervoltage release (UVR) 24 V DC 2 auxiliary switches HQ 1 trip alarm switch HQ 1 electrical alarm switch | 58400 | 1 | ZN | 1
3VA2463-5HL32-0DA0 |  | circuit breaker 3VA2 IEC Frame 630 breaking capacity class M Icu=55 kA @ 415 V 3-pole, line protection ETU320, LI, In=630 A overload protection Ir=250 A...630 A short-circuit protection Ii=1.5...9 x In nut keeper kit undervoltage release (UVR) 208-230 V AC 50/60 Hz | 55200 | 1 | ZN | 1
3VA2463-5HL32-0DH0 |  | circuit breaker 3VA2 IEC Frame 630 breaking capacity class M Icu=55 kA @ 415 V 3-pole, line protection ETU320, LI, In=630 A overload protection Ir=250 A...630 A short-circuit protection Ii=1.5...9 x In nut keeper kit undervoltage release (UVR) 208-230 V AC 50/60 Hz 2 auxiliary switches HQ 1 trip alarm switch HQ | 57300 | 1 | ZN | 1
3VA2463-5HL32-0HH0 |  | circuit breaker 3VA2 IEC Frame 630 breaking capacity class M Icu=55 kA @ 415 V 3-pole, line protection ETU320, LI, In=630 A overload protection Ir=250 A...630 A short-circuit protection Ii=1.5...9 x In nut keeper kit shunt trip (STL) 12-30 V DC, 24 V AC 50/60 Hz 2 auxiliary switches HQ 1 trip alarm switch HQ | 56500 | 1 | ZN | 1
3VA2463-5HL32-0KH0 |  | circuit breaker 3VA2 IEC Frame 630 breaking capacity class M Icu=55 kA @ 415 V 3-pole, line protection ETU320, LI, In=630 A overload protection Ir=250 A...630 A short-circuit protection Ii=1.5...9 x In nut keeper kit shunt trip (STL) 220-250 V DC, 208-277 V AC 2 auxiliary switches HQ 1 trip alarm switch HQ | 56500 | 1 | ZN | 1
3VA2463-5HL42-0AA0 |  | circuit breaker 3VA2 IEC Frame 630 breaking capacity class M Icu=55 kA @ 415 V 4-pole, line protection ETU320, LI, In=630 A overload protection Ir=250 A...630 A short-circuit protection Ii=1.5...9x In neutral conductor protection adjustable (OFF, 50%, 100%) nut keeper kit | 69000 | 1 | ZN | 1
3VA2463-5HM32-0AA0 |  | circuit breaker 3VA2 IEC Frame 630 breaking capacity class M Icu=55 kA @ 415 V 3-pole, line protection ETU330, LIG, In=630 A overload protection Ir=250 A...630 A short-circuit protection Ii=1.5...9x In ground-fault protection Ig=0.2...1 x In, tg=0.1/0.3s nut keeper kit | 59700 | 1 | ZN | 1
3VA2463-5HM42-0AA0 |  | circuit breaker 3VA2 IEC Frame 630 breaking capacity class M Icu=55 kA @ 415 V 4-pole, line protection ETU330, LIG, In=630 A overload protection Ir=250 A...630 A short-circuit protection Ii=1.5...9x In neutral conductor protection adjustable (OFF, 50%, 100%) ground-fault protection Ig=0.2...1 x In= tg=0.1/0.3s nut keeper kit | 76500 | 1 | ZN | 1
3VA2463-5HN32-0AA0 |  | circuit breaker 3VA2 IEC Frame 630 breaking capacity class M Icu=55 kA @ 415 V 3-pole, line protection ETU350, LSI, In=630 A overload protection Ir=250 A...630 A short-circuit protection Isd=1.5...9x Ir, Ii=9x In nut keeper kit | 54600 | 1 | ZN | 1
3VA2463-5HN32-0AL0 |  | circuit breaker 3VA2 IEC Frame 630 breaking capacity class M Icu=55 kA @ 415 V 3-pole, line protection ETU350, LSI, In=630 A overload protection Ir=250 A...630 A short-circuit protection Isd=1.5...9x Ir, Ii=9x In nut keeper kit 2 auxiliary switches 1 trip alarm switch 1 electrical alarm switch | 57800 | 1 | ZN | 1
3VA2463-5HN32-0BC0 |  | circuit breaker 3VA2 IEC Frame 630 breaking capacity class M Icu=55 kA @ 415 V 3-pole, line protection ETU350, LSI, In=630 A overload protection Ir=250 A...630 A short-circuit protection Isd=1.5...9 x Ir, Ii=9x In nut keeper kit undervoltage release (UVR) 24 V DC 2 auxiliary switches HQ | 59900 | 1 | ZN | 1
3VA2463-5HN32-0BL0 |  | circuit breaker 3VA2 IEC Frame 630 breaking capacity class M Icu=55 kA @ 415 V 3-pole, line protection ETU350, LSI, In=630 A overload protection Ir=250 A...630 A short-circuit protection Isd=1.5...9 x Ir, Ii=9x In nut keeper kit undervoltage release (UVR) 24 V DC 2 auxiliary switches HQ 1 trip alarm switch HQ 1 electrical alarm switch | 61200 | 1 | ZN | 1
3VA2463-5HN32-0DA0 |  | circuit breaker 3VA2 IEC Frame 630 breaking capacity class M Icu=55 kA @ 415 V 3-pole, line protection ETU350, LSI, In=630 A overload protection Ir=250 A...630 A short-circuit protection Isd=1.5...9 x Ir, Ii=9x In nut keeper kit undervoltage release (UVR) 208-230 V AC 50/60 Hz | 58200 | 1 | ZN | 1
3VA2463-5HN32-0DH0 |  | circuit breaker 3VA2 IEC Frame 630 breaking capacity class M Icu=55 kA @ 415 V 3-pole, line protection ETU350, LSI, In=630 A overload protection Ir=250 A...630 A short-circuit protection Isd=1.5...9 x Ir, Ii=9x In nut keeper kit undervoltage release (UVR) 208-230 V AC 50/60 Hz 2 auxiliary switches HQ 1 trip alarm switch HQ | 60500 | 1 | ZN | 1
3VA2463-5HN32-0KH0 |  | circuit breaker 3VA2 IEC Frame 630 breaking capacity class M Icu=55 kA @ 415 V 3-pole, line protection ETU350, LSI, In=630 A overload protection Ir=250 A...630 A short-circuit protection Isd=1.5...9 x Ir, Ii=9x In nut keeper kit shunt trip (STL) 220-250 V DC, 208-277 V AC 2 auxiliary switches HQ 1 trip alarm switch HQ | 59900 | 1 | ZN | 1
3VA2463-5HN42-0AA0 |  | circuit breaker 3VA2 IEC Frame 630 breaking capacity class M Icu=55 kA @ 415 V 4-pole, line protection ETU350, LSI, In=630 A overload protection Ir=250 A...630 A short-circuit protection Isd=1.5...9x Ir, Ii=9x In neutral conductor protection adjustable (OFF, 50%, 100%) nut keeper kit | 71300 | 1 | ZN | 1
3VA2463-5JP32-0AA0 |  | circuit breaker 3VA2 IEC Frame 630 breaking capacity class M Icu=55 kA @ 415 V 3-pole, line protection ETU550, LSI, In=630 A overload protection Ir=250 A...630 A short-circuit protection Isd=0.6..9x In, Ii=1.5..9x In neutral conductor protection optionally with external current transformer, up to 160% nut keeper kit | 67300 | 1 | ZN | 1
3VA2463-5JP42-0AA0 |  | circuit breaker 3VA2 IEC Frame 630 breaking capacity class M Icu=55 kA @ 415 V 4-pole, line protection ETU550, LSI, In=630 A overload protection Ir=250 A...630 A short-circuit protection Isd=0.6..9x In, Ii=1.5..9x In neutral conductor protection adjustable (OFF, up to 100%) nut keeper kit | 83500 | 1 | ZN | 1
3VA2463-5JQ32-0AA0 |  | circuit breaker 3VA2 IEC Frame 630 breaking capacity class M Icu=55 kA @ 415 V 3-pole, line protection ETU560, LSIG, In=630 A overload protection Ir=250 A...630 A short-circuit protection Isd=0.6..9x In, Ii=1.5..9x In neutral conductor protection optionally with external current transformer, up to 160% ground-fault protection, can be switched off Ig=0.2...1 x In, tg=0.05-0.8s nut keeper kit | 74500 | 1 | ZN | 1
3VA2463-5JQ42-0AA0 |  | circuit breaker 3VA2 IEC Frame 630 breaking capacity class M Icu=55 kA @ 415 V 4-pole, line protection ETU560, LSIG, In=630 A overload protection Ir=250 A...630 A short-circuit protection Isd=0.6..9x In, Ii=1.5..9x In neutral conductor protection adjustable (OFF, up to 100%) ground-fault protection, can be switched off Ig=0.2...1 x In= tg=0.05-0.8s nut keeper kit | 91100 | 1 | ZN | 1
3VA2463-5KP32-0AA0 |  | circuit breaker 3VA2 IEC Frame 630 breaking capacity class M Icu=55 kA @ 415 V 3-pole, line protection ETU850, LSI, In=630 A overload protection Ir=250 A...630 A short-circuit protection Isd=0.6..9x In, Ii=1.5..9x In neutral conductor protection optionally with external current transformer, up to 160% nut keeper kit | 72200 | 1 | ZN | 1
3VA2463-5KP42-0AA0 |  | circuit breaker 3VA2 IEC Frame 630 breaking capacity class M Icu=55 kA @ 415 V 4-pole, line protection ETU850, LSI, In=630 A overload protection Ir=250 A...630 A short-circuit protection Isd=0.6..9x In, Ii=1.5..9x In neutral conductor protection adjustable (OFF, up to 100%) nut keeper kit | 89800 | 1 | ZN | 1
3VA2463-5KQ32-0AA0 |  | circuit breaker 3VA2 IEC Frame 630 breaking capacity class M Icu=55 kA @ 415 V 3-pole, line protection ETU860, LSIG, In=630 A overload protection Ir=250 A...630 A short-circuit protection Isd=0.6..9x In, Ii=1.5..9x In neutral conductor protection optionally with external current transformer, up to 160% ground-fault protection, can be switched off Ig=0.2...1 x In, tg=0.05-0.8s nut keeper kit | 77300 | 1 | ZN | 1
3VA2463-5KQ42-0AA0 |  | circuit breaker 3VA2 IEC Frame 630 breaking capacity class M Icu=55 kA @ 415 V 4-pole, line protection ETU860, LSIG, In=630 A overload protection Ir=250 A...630 A short-circuit protection Isd=0.6..9x In, Ii=1.5..9x In neutral conductor protection adjustable (OFF, up to 100%) ground-fault protection, can be switched off Ig=0.2...1 x In= tg=0.05-0.8s nut keeper kit | 93600 | 1 | ZN | 1
3VA2463-6HK32-0AA0 |  | circuit breaker 3VA2 IEC Frame 630 breaking capacity class H Icu=85 kA @ 415 V 3-pole, line protection ETU340, ELISA LI, In=630 A overload protection Ir=250 A...630 A short-circuit protection Ii=9x In nut keeper kit | 59700 | 1 | ZN | 1
3VA2463-6HK42-0AA0 |  | circuit breaker 3VA2 IEC Frame 630 breaking capacity class H Icu=85 kA @ 415 V 4-pole, line protection ETU340, ELISA LI, In=630 A overload protection Ir=250 A...630 A short-circuit protection Ii=9x In neutral conductor protection adjustable (OFF, 50%, 100%) nut keeper kit | 78400 | 1 | ZN | 1
3VA2463-6HL32-0AA0 |  | circuit breaker 3VA2 IEC Frame 630 breaking capacity class H Icu=85 kA @ 415 V 3-pole, line protection ETU320, LI, In=630 A overload protection Ir=250 A...630 A short-circuit protection Ii=1.5...9x In nut keeper kit | 59700 | 1 | ZN | 1
3VA2463-6HL42-0AA0 |  | circuit breaker 3VA2 IEC Frame 630 breaking capacity class H Icu=85 kA @ 415 V 4-pole, line protection ETU320, LI, In=630 A overload protection Ir=250 A...630 A short-circuit protection Ii=1.5...9x In neutral conductor protection adjustable (OFF, 50%, 100%) nut keeper kit | 78400 | 1 | ZN | 1
3VA2463-6HL42-0KA0 |  | circuit breaker 3VA2 IEC Frame 630 breaking capacity class H Icu=85 kA @ 415 V 4-pole, line protection ETU320, LI, In=630 A overload protection Ir=250 A...630 A short-circuit protection Ii=1.5...9x In neutral conductor protection adjustable (OFF, 50%, 100%) nut keeper kit shunt trip (STL) 220-250 V DC; 208-277 V AC | 80900 | 1 | ZN | 1
3VA2463-6HM32-0AA0 |  | circuit breaker 3VA2 IEC Frame 630 breaking capacity class H Icu=85 kA @ 415 V 3-pole, line protection ETU330, LIG, In=630 A overload protection Ir=250 A...630 A short-circuit protection Ii=1.5...9x In ground-fault protection Ig=0.2...1 x In, tg=0.1/0.3s nut keeper kit | 66900 | 1 | ZN | 1
3VA2463-6HM42-0AA0 |  | circuit breaker 3VA2 IEC Frame 630 breaking capacity class H Icu=85 kA @ 415 V 4-pole, line protection ETU330, LIG, In=630 A overload protection Ir=250 A...630 A short-circuit protection Ii=1.5...9x In neutral conductor protection adjustable (OFF, 50%, 100%) ground-fault protection Ig=0.2...1 x In= tg=0.1/0.3s nut keeper kit | 86200 | 1 | ZN | 1
3VA2463-6HN32-0AA0 |  | circuit breaker 3VA2 IEC Frame 630 breaking capacity class H Icu=85 kA @ 415 V 3-pole, line protection ETU350, LSI, In=630 A overload protection Ir=250 A...630 A short-circuit protection Isd=1.5...9x Ir, Ii=9x In nut keeper kit | 61600 | 1 | ZN | 1
3VA2463-6HN32-0DL0 |  | circuit breaker 3VA2 IEC Frame 630 breaking capacity class H Icu=85 kA @ 415 V 3-pole, line protection ETU350, LSI, In=630 A overload protection Ir=250 A...630 A short-circuit protection Isd=1.5...9 x Ir, Ii=9x In nut keeper kit undervoltage release (UVR) 208-230 V AC 50/60 Hz 2 auxiliary switches HQ 1 trip alarm switch HQ 1 electrical alarm switch | 68600 | 1 | ZN | 1
3VA2463-6HN42-0AA0 |  | circuit breaker 3VA2 IEC Frame 630 breaking capacity class H Icu=85 kA @ 415 V 4-pole, line protection ETU350, LSI, In=630 A overload protection Ir=250 A...630 A short-circuit protection Isd=1.5...9x Ir, Ii=9x In neutral conductor protection adjustable (OFF, 50%, 100%) nut keeper kit | 81100 | 1 | ZN | 1
3VA2463-6HN42-0AF0 |  | circuit breaker 3VA2 IEC Frame 630 breaking capacity class H Icu=85 kA @ 415 V 4-pole, line protection ETU350, LSI, In=630 A overload protection Ir=250 A...630 A short-circuit protection Isd=1.5...9x Ir, Ii=9x In neutral conductor protection adjustable (OFF, 50%, 100%) nut keeper kit 1 auxiliary switch HQ 1 trip alarm switch HQ | 82800 | 1 | ZN | 1
3VA2463-6JP32-0AA0 |  | circuit breaker 3VA2 IEC Frame 630 breaking capacity class H Icu=85 kA @ 415 V 3-pole, line protection ETU550, LSI, In=630 A overload protection Ir=250 A...630 A short-circuit protection Isd=0.6..9x In, Ii=1.5..9x In neutral conductor protection optionally with external current transformer, up to 160% nut keeper kit | 74500 | 1 | ZN | 1
3VA2463-6JP42-0AA0 |  | circuit breaker 3VA2 IEC Frame 630 breaking capacity class H Icu=85 kA @ 415 V 4-pole, line protection ETU550, LSI, In=630 A overload protection Ir=250 A...630 A short-circuit protection Isd=0.6..9x In, Ii=1.5..9x In neutral conductor protection adjustable (OFF, up to 100%) nut keeper kit | 93200 | 1 | ZN | 1
3VA2463-6JQ32-0AA0 |  | circuit breaker 3VA2 IEC Frame 630 breaking capacity class H Icu=85 kA @ 415 V 3-pole, line protection ETU560, LSIG, In=630 A overload protection Ir=250 A...630 A short-circuit protection Isd=0.6..9x In, Ii=1.5..9x In neutral conductor protection optionally with external current transformer, up to 160% ground-fault protection, can be switched off Ig=0.2...1 x In, tg=0.05-0.8s nut keeper kit | 80900 | 1 | ZN | 1
3VA2463-6JQ42-0AA0 |  | circuit breaker 3VA2 IEC Frame 630 breaking capacity class H Icu=85 kA @ 415 V 4-pole, line protection ETU560, LSIG, In=630 A overload protection Ir=250 A...630 A short-circuit protection Isd=0.6..9x In, Ii=1.5..9x In neutral conductor protection adjustable (OFF, up to 100%) ground-fault protection, can be switched off Ig=0.2...1 x In= tg=0.05-0.8s nut keeper kit | 101000 | 1 | ZN | 1
3VA2463-6KP32-0AA0 |  | circuit breaker 3VA2 IEC Frame 630 breaking capacity class H Icu=85 kA @ 415 V 3-pole, line protection ETU850, LSI, In=630 A overload protection Ir=250 A...630 A short-circuit protection Isd=0.6..9x In, Ii=1.5..9x In neutral conductor protection optionally with external current transformer, up to 160% nut keeper kit | 79900 | 1 | ZN | 1
3VA2463-6KP32-0BC0 |  | circuit breaker 3VA2 IEC Frame 630 breaking capacity class H Icu=85 kA @ 415 V 3-pole, line protection ETU850, LSI, In=630 A overload protection Ir=250 A...630 A short-circuit protection Isd=0.6..9 x In, Ii=1.5..9 x In neutral conductor protection optionally with external current transformer, up to 160% nut keeper kit undervoltage release (UVR) 24 V DC 2 auxiliary switches HQ | 84900 | 1 | ZN | 1
3VA2463-6KP32-0DA0 |  | circuit breaker 3VA2 IEC Frame 630 breaking capacity class H Icu=85 kA @ 415 V 3-pole, line protection ETU850, LSI, In=630 A overload protection Ir=250 A...630 A short-circuit protection Isd=0.6..9 x In, Ii=1.5..9 x In neutral conductor protection optionally with external current transformer, up to 160% nut keeper kit undervoltage release (UVR) 208-230 V AC 50/60 Hz | 83000 | 1 | ZN | 1
3VA2463-6KP42-0AA0 |  | circuit breaker 3VA2 IEC Frame 630 breaking capacity class H Icu=85 kA @ 415 V 4-pole, line protection ETU850, LSI, In=630 A overload protection Ir=250 A...630 A short-circuit protection Isd=0.6..9x In, Ii=1.5..9x In neutral conductor protection adjustable (OFF, up to 100%) nut keeper kit | 99800 | 1 | ZN | 1
3VA2463-6KQ32-0AA0 |  | circuit breaker 3VA2 IEC Frame 630 breaking capacity class H Icu=85 kA @ 415 V 3-pole, line protection ETU860, LSIG, In=630 A overload protection Ir=250 A...630 A short-circuit protection Isd=0.6..9x In, Ii=1.5..9x In neutral conductor protection optionally with external current transformer, up to 160% ground-fault protection, can be switched off Ig=0.2...1 x In, tg=0.05-0.8s nut keeper kit | 83700 | 1 | ZN | 1
3VA2463-6KQ42-0AA0 |  | circuit breaker 3VA2 IEC Frame 630 breaking capacity class H Icu=85 kA @ 415 V 4-pole, line protection ETU860, LSIG, In=630 A overload protection Ir=250 A...630 A short-circuit protection Isd=0.6..9x In, Ii=1.5..9x In neutral conductor protection adjustable (OFF, up to 100%) ground-fault protection, can be switched off Ig=0.2...1 x In= tg=0.05-0.8s nut keeper kit | 103000 | 1 | ZN | 1
3VA2463-7HK32-0AA0 |  | circuit breaker 3VA2 IEC Frame 630 breaking capacity class C Icu=110 kA @ 415 V 3-pole, line protection ETU340, ELISA LI, In=630 A overload protection Ir=250 A...630 A short-circuit protection Ii=9x In nut keeper kit | 64100 | 1 | ZN | 1
3VA2463-7HK42-0AA0 |  | circuit breaker 3VA2 IEC Frame 630 breaking capacity class C Icu=110 kA @ 415 V 4-pole, line protection ETU340, ELISA LI, In=630 A overload protection Ir=250 A...630 A short-circuit protection Ii=9x In neutral conductor protection adjustable (OFF, 50%, 100%) nut keeper kit | 85600 | 1 | ZN | 1
3VA2463-7HL32-0AA0 |  | circuit breaker 3VA2 IEC Frame 630 breaking capacity class C Icu=110 kA @ 415 V 3-pole, line protection ETU320, LI, In=630 A overload protection Ir=250 A...630 A short-circuit protection Ii=1.5...9x In nut keeper kit | 63900 | 1 | ZN | 1
3VA2463-7HL42-0AA0 |  | circuit breaker 3VA2 IEC Frame 630 breaking capacity class C Icu=110 kA @ 415 V 4-pole, line protection ETU320, LI, In=630 A overload protection Ir=250 A...630 A short-circuit protection Ii=1.5...9x In neutral conductor protection adjustable (OFF, 50%, 100%) nut keeper kit | 85600 | 1 | ZN | 1
3VA2463-7HM32-0AA0 |  | circuit breaker 3VA2 IEC Frame 630 breaking capacity class C Icu=110 kA @ 415 V 3-pole, line protection ETU330, LIG, In=630 A overload protection Ir=250 A...630 A short-circuit protection Ii=1.5...9x In ground-fault protection Ig=0.2...1 x In, tg=0.1/0.3s nut keeper kit | 71100 | 1 | ZN | 1
3VA2463-7HM42-0AA0 |  | circuit breaker 3VA2 IEC Frame 630 breaking capacity class C Icu=110 kA @ 415 V 4-pole, line protection ETU330, LIG, In=630 A overload protection Ir=250 A...630 A short-circuit protection Ii=1.5...9x In neutral conductor protection adjustable (OFF, 50%, 100%) ground-fault protection Ig=0.2...1 x In= tg=0.1/0.3s nut keeper kit | 92200 | 1 | ZN | 1
3VA2463-7HN32-0AA0 |  | circuit breaker 3VA2 IEC Frame 630 breaking capacity class C Icu=110 kA @ 415 V 3-pole, line protection ETU350, LSI, In=630 A overload protection Ir=250 A...630 A short-circuit protection Isd=1.5...9x Ir, Ii=9x In nut keeper kit | 67300 | 1 | ZN | 1
3VA2463-7HN32-0HH0 |  | circuit breaker 3VA2 IEC Frame 630 breaking capacity class C Icu=110 kA @ 415 V 3-pole, line protection ETU350, LSI, In=630 A overload protection Ir=250 A...630 A short-circuit protection Isd=1.5...9 x Ir, Ii=9x In nut keeper kit shunt trip (STL) 12-30 V DC, 24 V AC 50/60 Hz 2 auxiliary switches HQ 1 trip alarm switch HQ | 71300 | 1 | ZN | 1
3VA2463-7HN42-0AA0 |  | circuit breaker 3VA2 IEC Frame 630 breaking capacity class C Icu=110 kA @ 415 V 4-pole, line protection ETU350, LSI, In=630 A overload protection Ir=250 A...630 A short-circuit protection Isd=1.5...9x Ir, Ii=9x In neutral conductor protection adjustable (OFF, 50%, 100%) nut keeper kit | 88100 | 1 | ZN | 1
3VA2463-7JP32-0AA0 |  | circuit breaker 3VA2 IEC Frame 630 breaking capacity class C Icu=110 kA @ 415 V 3-pole, line protection ETU550, LSI, In=630 A overload protection Ir=250 A...630 A short-circuit protection Isd=0.6..9x In, Ii=1.5..9x In neutral conductor protection optionally with external current transformer, up to 160% nut keeper kit | 79000 | 1 | ZN | 1
3VA2463-7JP42-0AA0 |  | circuit breaker 3VA2 IEC Frame 630 breaking capacity class C Icu=110 kA @ 415 V 4-pole, line protection ETU550, LSI, In=630 A overload protection Ir=250 A...630 A short-circuit protection Isd=0.6..9x In, Ii=1.5..9x In neutral conductor protection adjustable (OFF, up to 100%) nut keeper kit | 100000 | 1 | ZN | 1
3VA2463-7JQ32-0AA0 |  | circuit breaker 3VA2 IEC Frame 630 breaking capacity class C Icu=110 kA @ 415 V 3-pole, line protection ETU560, LSIG, In=630 A overload protection Ir=250 A...630 A short-circuit protection Isd=0.6..9x In, Ii=1.5..9x In neutral conductor protection optionally with external current transformer, up to 160% ground-fault protection, can be switched off Ig=0.2...1 x In, tg=0.05-0.8s nut keeper kit | 86400 | 1 | ZN | 1
3VA2463-7JQ42-0AA0 |  | circuit breaker 3VA2 IEC Frame 630 breaking capacity class C Icu=110 kA @ 415 V 4-pole, line protection ETU560, LSIG, In=630 A overload protection Ir=250 A...630 A short-circuit protection Isd=0.6..9x In, Ii=1.5..9x In neutral conductor protection adjustable (OFF, up to 100%) ground-fault protection, can be switched off Ig=0.2...1 x In= tg=0.05-0.8s nut keeper kit | 107000 | 1 | ZN | 1
3VA2463-7KP32-0AA0 |  | circuit breaker 3VA2 IEC Frame 630 breaking capacity class C Icu=110 kA @ 415 V 3-pole, line protection ETU850, LSI, In=630 A overload protection Ir=250 A...630 A short-circuit protection Isd=0.6..9x In, Ii=1.5..9x In neutral conductor protection optionally with external current transformer, up to 160% nut keeper kit | 85400 | 1 | ZN | 1
3VA2463-7KP42-0AA0 |  | circuit breaker 3VA2 IEC Frame 630 breaking capacity class C Icu=110 kA @ 415 V 4-pole, line protection ETU850, LSI, In=630 A overload protection Ir=250 A...630 A short-circuit protection Isd=0.6..9x In, Ii=1.5..9x In neutral conductor protection adjustable (OFF, up to 100%) nut keeper kit | 106000 | 1 | ZN | 1
3VA2463-7KQ32-0AA0 |  | circuit breaker 3VA2 IEC Frame 630 breaking capacity class C Icu=110 kA @ 415 V 3-pole, line protection ETU860, LSIG, In=630 A overload protection Ir=250 A...630 A short-circuit protection Isd=0.6..9x In, Ii=1.5..9x In neutral conductor protection optionally with external current transformer, up to 160% ground-fault protection, can be switched off Ig=0.2...1 x In, tg=0.05-0.8s nut keeper kit | 89200 | 1 | ZN | 1
3VA2463-7KQ42-0AA0 |  | circuit breaker 3VA2 IEC Frame 630 breaking capacity class C Icu=110 kA @ 415 V 4-pole, line protection ETU860, LSIG, In=630 A overload protection Ir=250 A...630 A short-circuit protection Isd=0.6..9x In, Ii=1.5..9x In neutral conductor protection adjustable (OFF, up to 100%) ground-fault protection, can be switched off Ig=0.2...1 x In= tg=0.05-0.8s nut keeper kit | 110000 | 1 | ZN | 1
3VA2463-8HK32-0AA0 |  | circuit breaker 3VA2 IEC Frame 630 breaking capacity class L Icu=150 kA @ 415 V 3-pole, line protection ETU340, ELISA LI, In=630 A overload protection Ir=250 A...630 A short-circuit protection Ii=9x In nut keeper kit | 74300 | 1 | ZN | 1
3VA2463-8HK42-0AA0 |  | circuit breaker 3VA2 IEC Frame 630 breaking capacity class L Icu=150 kA @ 415 V 4-pole, line protection ETU340, ELISA LI, In=630 A overload protection Ir=250 A...630 A short-circuit protection Ii=9x In neutral conductor protection adjustable (OFF, 50%, 100%) nut keeper kit | 98100 | 1 | ZN | 1
3VA2463-8HL32-0AA0 |  | circuit breaker 3VA2 IEC Frame 630 breaking capacity class L Icu=150 kA @ 415 V 3-pole, line protection ETU320, LI, In=630 A overload protection Ir=250 A...630 A short-circuit protection Ii=1.5...9x In nut keeper kit | 74100 | 1 | ZN | 1
3VA2463-8HL42-0AA0 |  | circuit breaker 3VA2 IEC Frame 630 breaking capacity class L Icu=150 kA @ 415 V 4-pole, line protection ETU320, LI, In=630 A overload protection Ir=250 A...630 A short-circuit protection Ii=1.5...9x In neutral conductor protection adjustable (OFF, 50%, 100%) nut keeper kit | 98100 | 1 | ZN | 1
3VA2463-8HM32-0AA0 |  | circuit breaker 3VA2 IEC Frame 630 breaking capacity class L Icu=150 kA @ 415 V 3-pole, line protection ETU330, LIG, In=630 A overload protection Ir=250 A...630 A short-circuit protection Ii=1.5...9x In ground-fault protection Ig=0.2...1 x In, tg=0.1/0.3s nut keeper kit | 80700 | 1 | ZN | 1
3VA2463-8HM42-0AA0 |  | circuit breaker 3VA2 IEC Frame 630 breaking capacity class L Icu=150 kA @ 415 V 4-pole, line protection ETU330, LIG, In=630 A overload protection Ir=250 A...630 A short-circuit protection Ii=1.5...9x In neutral conductor protection adjustable (OFF, 50%, 100%) ground-fault protection Ig=0.2...1 x In= tg=0.1/0.3s nut keeper kit | 105000 | 1 | ZN | 1
3VA2510-5HK32-0AA0 |  | circuit breaker 3VA2 IEC Frame 1000 breaking capacity class M Icu=55 kA @ 415 V 3-pole, line protection ETU340, ELISA LI, In=1000 A overload protection Ir=400 A...1000 A short-circuit protection Ii=10 x In nut keeper kit | 100000 | 1 | ZN | 1
3VA2510-5HK42-0AA0 |  | circuit breaker 3VA2 IEC Frame 1000 breaking capacity class M Icu=55 kA @ 415 V 4-pole, line protection ETU340, ELISA LI, In=1000 A overload protection Ir=400 A...1000 A short-circuit protection Ii=10 x In neutral conductor protection adjustable (OFF, 50%, 100%) nut keeper kit | 134000 | 1 | ZN | 1
3VA2510-5HL32-0AA0 |  | circuit breaker 3VA2 IEC Frame 1000 breaking capacity class M Icu=55 kA @ 415 V 3-pole, line protection ETU320, LI, In=1000 A overload protection Ir=400 A...1000 A short-circuit protection Ii=1.5...10 x In nut keeper kit | 100000 | 1 | ZN | 1
3VA2510-5HL32-0HH0 |  | circuit breaker 3VA2 IEC Frame 1000 breaking capacity class M Icu=55 kA @ 415 V 3-pole, line protection ETU320, LI, In=1000 A overload protection Ir=400 A...1000 A short-circuit protection Ii=1.5...10 x In nut keeper kit shunt trip (STL) 12-30 V DC, 24 V AC 50/60 Hz 2 auxiliary switches HQ 1 trip alarm switch HQ | 105000 | 1 | ZN | 1
3VA2510-5HL32-0HL0 |  | circuit breaker 3VA2 IEC Frame 1000 breaking capacity class M Icu=55 kA @ 415 V 3-pole, line protection ETU320, LI, In=1000 A overload protection Ir=400 A...1000 A short-circuit protection Ii=1.5...10 x In nut keeper kit shunt trip (STL) 12-30 V DC, 24 V AC 50/60 Hz 2 auxiliary switches HQ 1 trip alarm switch HQ 1 electrical alarm switch | 106000 | 1 | ZN | 1
3VA2510-5HL42-0AA0 |  | circuit breaker 3VA2 IEC Frame 1000 breaking capacity class M Icu=55 kA @ 415 V 4-pole, line protection ETU320, LI, In=1000 A overload protection Ir=400 A...1000 A short-circuit protection Ii=1.5...10 x In neutral conductor protection adjustable (OFF, 50%, 100%) nut keeper kit | 134000 | 1 | ZN | 1
3VA2510-5HM32-0AA0 |  | circuit breaker 3VA2 IEC Frame 1000 breaking capacity class M Icu=55 kA @ 415 V 3-pole, line protection ETU330, LIG, In=1000 A overload protection Ir=400 A...1000 A short-circuit protection Ii=1.5...10 x In ground-fault protection Ig=0.2...1 x In, tg=0.1/0.3s nut keeper kit | 108000 | 1 | ZN | 1
3VA2510-5HM42-0AA0 |  | circuit breaker 3VA2 IEC Frame 1000 breaking capacity class M Icu=55 kA @ 415 V 4-pole, line protection ETU330, LIG, In=1000 A overload protection Ir=400 A...1000 A short-circuit protection Ii=1.5...10 x In neutral conductor protection adjustable (OFF, 50%, 100%) ground-fault protection Ig=0.2...1 x In= tg=0.1/0.3s nut keeper kit | 141000 | 1 | ZN | 1
3VA2510-5HN32-0AA0 |  | circuit breaker 3VA2 IEC Frame 1000 breaking capacity class M Icu=55 kA @ 415 V 3-pole, line protection ETU350, LSI, In=1000 A overload protection Ir=400 A...1000 A short-circuit protection Isd=1.5...10 x Ir, Ii=10 x In nut keeper kit | 103000 | 1 | ZN | 1
3VA2510-5HN42-0AA0 |  | circuit breaker 3VA2 IEC Frame 1000 breaking capacity class M Icu=55 kA @ 415 V 4-pole, line protection ETU350, LSI, In=1000 A overload protection Ir=400 A...1000 A short-circuit protection Isd=1.5...10 x Ir, Ii=10 x In neutral conductor protection adjustable (OFF, 50%, 100%) nut keeper kit | 136000 | 1 | ZN | 1
3VA2510-5JP32-0AA0 |  | circuit breaker 3VA2 IEC Frame 1000 breaking capacity class M Icu=55 kA @ 415 V 3-pole, line protection ETU550, LSI, In=1000 A overload protection Ir=400 A...1000 A short-circuit protection Isd=0.6..10x In, Ii=1.5..10x In neutral conductor protection optionally with external current transformer, up to 160% nut keeper kit | 115000 | 1 | ZN | 1
3VA2510-5JP42-0AA0 |  | circuit breaker 3VA2 IEC Frame 1000 breaking capacity class M Icu=55 kA @ 415 V 4-pole, line protection ETU550, LSI, In=1000 A overload protection Ir=400 A...1000 A short-circuit protection Isd=0.6..10x In, Ii=1.5..10x In neutral conductor protection adjustable (OFF, up to 100%) nut keeper kit | 148000 | 1 | ZN | 1
3VA2510-5KQ32-0AA0 |  | circuit breaker 3VA2 IEC Frame 1000 breaking capacity class M Icu=55 kA @ 415 V 3-pole, line protection ETU860, LSIG, In=1000 A overload protection Ir=400 A...1000 A short-circuit protection Isd=0.6..10x In, Ii=1.5..10x In neutral conductor protection optionally with external current transformer, up to 160% ground-fault protection, can be switched off Ig=0.2...1 x In, tg=0.05-0.8s nut keeper kit | 132000 | 1 | ZN | 1
3VA2510-5KQ42-0AA0 |  | circuit breaker 3VA2 IEC Frame 1000 breaking capacity class M Icu=55 kA @ 415 V 4-pole, line protection ETU860, LSIG, In=1000 A overload protection Ir=400 A...1000 A short-circuit protection Isd=0.6..10x In, Ii=1.5..10x In neutral conductor protection adjustable (OFF, up to 100%) ground-fault protection, can be switched off Ig=0.2...1 x In= tg=0.05-0.8s nut keeper kit | 165000 | 1 | ZN | 1
3VA2510-6HK32-0AA0 |  | circuit breaker 3VA2 IEC Frame 1000 breaking capacity class H Icu=85 kA @ 415 V 3-pole, line protection ETU340, ELISA LI, In=1000 A overload protection Ir=400 A...1000 A short-circuit protection Ii=10 x In nut keeper kit | 114000 | 1 | ZN | 1
3VA2510-6HK42-0AA0 |  | circuit breaker 3VA2 IEC Frame 1000 breaking capacity class H Icu=85 kA @ 415 V 4-pole, line protection ETU340, ELISA LI, In=1000 A overload protection Ir=400 A...1000 A short-circuit protection Ii=10 x In neutral conductor protection adjustable (OFF, 50%, 100%) nut keeper kit | 153000 | 1 | ZN | 1
3VA2510-6HL32-0AA0 |  | circuit breaker 3VA2 IEC Frame 1000 breaking capacity class H Icu=85 kA @ 415 V 3-pole, line protection ETU320, LI, In=1000 A overload protection Ir=400 A...1000 A short-circuit protection Ii=1.5...10 x In nut keeper kit | 114000 | 1 | ZN | 1
3VA2510-6HL42-0AA0 |  | circuit breaker 3VA2 IEC Frame 1000 breaking capacity class H Icu=85 kA @ 415 V 4-pole, line protection ETU320, LI, In=1000 A overload protection Ir=400 A...1000 A short-circuit protection Ii=1.5...10 x In neutral conductor protection adjustable (OFF, 50%, 100%) nut keeper kit | 153000 | 1 | ZN | 1
3VA2510-6HM32-0AA0 |  | circuit breaker 3VA2 IEC Frame 1000 breaking capacity class H Icu=85 kA @ 415 V 3-pole, line protection ETU330, LIG, In=1000 A overload protection Ir=400 A...1000 A short-circuit protection Ii=1.5...10 x In ground-fault protection Ig=0.2...1 x In, tg=0.1/0.3s nut keeper kit | 122000 | 1 | ZN | 1
3VA2510-6HM42-0AA0 |  | circuit breaker 3VA2 IEC Frame 1000 breaking capacity class H Icu=85 kA @ 415 V 4-pole, line protection ETU330, LIG, In=1000 A overload protection Ir=400 A...1000 A short-circuit protection Ii=1.5...10 x In neutral conductor protection adjustable (OFF, 50%, 100%) ground-fault protection Ig=0.2...1 x In= tg=0.1/0.3s nut keeper kit | 160000 | 1 | ZN | 1
3VA2510-6HN32-0AA0 |  | circuit breaker 3VA2 IEC Frame 1000 breaking capacity class H Icu=85 kA @ 415 V 3-pole, line protection ETU350, LSI, In=1000 A overload protection Ir=400 A...1000 A short-circuit protection Isd=1.5...10 x Ir, Ii=10 x In nut keeper kit | 117000 | 1 | ZN | 1
3VA2510-6HN42-0AA0 |  | circuit breaker 3VA2 IEC Frame 1000 breaking capacity class H Icu=85 kA @ 415 V 4-pole, line protection ETU350, LSI, In=1000 A overload protection Ir=400 A...1000 A short-circuit protection Isd=1.5...10 x Ir, Ii=10 x In neutral conductor protection adjustable (OFF, 50%, 100%) nut keeper kit | 156000 | 1 | ZN | 1
3VA2510-6JP32-0AA0 |  | circuit breaker 3VA2 IEC Frame 1000 breaking capacity class H Icu=85 kA @ 415 V 3-pole, line protection ETU550, LSI, In=1000 A overload protection Ir=400 A...1000 A short-circuit protection Isd=0.6..10x In, Ii=1.5..10x In neutral conductor protection optionally with external current transformer, up to 160% nut keeper kit | 129000 | 1 | ZN | 1
3VA2510-6JP42-0AA0 |  | circuit breaker 3VA2 IEC Frame 1000 breaking capacity class H Icu=85 kA @ 415 V 4-pole, line protection ETU550, LSI, In=1000 A overload protection Ir=400 A...1000 A short-circuit protection Isd=0.6..10x In, Ii=1.5..10x In neutral conductor protection adjustable (OFF, up to 100%) nut keeper kit | 168000 | 1 | ZN | 1
3VA2510-6KQ32-0AA0 |  | circuit breaker 3VA2 IEC Frame 1000 breaking capacity class H Icu=85 kA @ 415 V 3-pole, line protection ETU860, LSIG, In=1000 A overload protection Ir=400 A...1000 A short-circuit protection Isd=0.6..10x In, Ii=1.5..10x In neutral conductor protection optionally with external current transformer, up to 160% ground-fault protection, can be switched off Ig=0.2...1 x In, tg=0.05-0.8s nut keeper kit | 146000 | 1 | ZN | 1
3VA2510-6KQ42-0AA0 |  | circuit breaker 3VA2 IEC Frame 1000 breaking capacity class H Icu=85 kA @ 415 V 4-pole, line protection ETU860, LSIG, In=1000 A overload protection Ir=400 A...1000 A short-circuit protection Isd=0.6..10x In, Ii=1.5..10x In neutral conductor protection adjustable (OFF, up to 100%) ground-fault protection, can be switched off Ig=0.2...1 x In= tg=0.05-0.8s nut keeper kit | 184000 | 1 | ZN | 1
3VA2510-7HK32-0AA0 |  | circuit breaker 3VA2 IEC Frame 1000 breaking capacity class C Icu=110 kA @ 415 V 3-pole, line protection ETU340, ELISA LI, In=1000 A overload protection Ir=400 A...1000 A short-circuit protection Ii=10 x In nut keeper kit | 124000 | 1 | ZN | 1
3VA2510-7HK42-0AA0 |  | circuit breaker 3VA2 IEC Frame 1000 breaking capacity class C Icu=110 kA @ 415 V 4-pole, line protection ETU340, ELISA LI, In=1000 A overload protection Ir=400 A...1000 A short-circuit protection Ii=10 x In neutral conductor protection adjustable (OFF, 50%, 100%) nut keeper kit | 166000 | 1 | ZN | 1
3VA2510-7HL32-0AA0 |  | circuit breaker 3VA2 IEC Frame 1000 breaking capacity class C Icu=110 kA @ 415 V 3-pole, line protection ETU320, LI, In=1000 A overload protection Ir=400 A...1000 A short-circuit protection Ii=1.5...10 x In nut keeper kit | 124000 | 1 | ZN | 1
3VA2510-7HL42-0AA0 |  | circuit breaker 3VA2 IEC Frame 1000 breaking capacity class C Icu=110 kA @ 415 V 4-pole, line protection ETU320, LI, In=1000 A overload protection Ir=400 A...1000 A short-circuit protection Ii=1.5...10 x In neutral conductor protection adjustable (OFF, 50%, 100%) nut keeper kit | 166000 | 1 | ZN | 1
3VA2510-7HM32-0AA0 |  | circuit breaker 3VA2 IEC Frame 1000 breaking capacity class C Icu=110 kA @ 415 V 3-pole, line protection ETU330, LIG, In=1000 A overload protection Ir=400 A...1000 A short-circuit protection Ii=1.5...10 x In ground-fault protection Ig=0.2...1 x In, tg=0.1/0.3s nut keeper kit | 132000 | 1 | ZN | 1
3VA2510-7HM42-0AA0 |  | circuit breaker 3VA2 IEC Frame 1000 breaking capacity class C Icu=110 kA @ 415 V 4-pole, line protection ETU330, LIG, In=1000 A overload protection Ir=400 A...1000 A short-circuit protection Ii=1.5...10 x In neutral conductor protection adjustable (OFF, 50%, 100%) ground-fault protection Ig=0.2...1 x In= tg=0.1/0.3s nut keeper kit | 174000 | 1 | ZN | 1
3VA2510-7HN32-0AA0 |  | circuit breaker 3VA2 IEC Frame 1000 breaking capacity class C Icu=110 kA @ 415 V 3-pole, line protection ETU350, LSI, In=1000 A overload protection Ir=400 A...1000 A short-circuit protection Isd=1.5...10 x Ir, Ii=10 x In nut keeper kit | 127000 | 1 | ZN | 1
3VA2510-7HN32-0DJ0 |  | circuit breaker 3VA2 IEC Frame 1000 breaking capacity class C Icu=110 kA @ 415 V 3-pole, line protection ETU350, LSI, In=1000 A overload protection Ir=400 A...1000 A short-circuit protection Isd=1.5...10 x Ir, Ii=10 x In nut keeper kit circuit breaker 3VA2 IEC Frame 1000 breaking capacity class C Icu=110 kA @ 415 V undervoltage release 208-230 V AC 50/60 Hz 2 auxiliary switches HP 1 trip alarm switch HP | 133000 | 1 | ZN | 1
3VA2510-7HN42-0AA0 |  | circuit breaker 3VA2 IEC Frame 1000 breaking capacity class C Icu=110 kA @ 415 V 4-pole, line protection ETU350, LSI, In=1000 A overload protection Ir=400 A...1000 A short-circuit protection Isd=1.5...10 x Ir, Ii=10 x In neutral conductor protection adjustable (OFF, 50%, 100%) nut keeper kit | 169000 | 1 | ZN | 1
3VA2510-7JP32-0AA0 |  | circuit breaker 3VA2 IEC Frame 1000 breaking capacity class C Icu=110 kA @ 415 V 3-pole, line protection ETU550, LSI, In=1000 A overload protection Ir=400 A...1000 A short-circuit protection Isd=0.6..10x In, Ii=1.5..10x In neutral conductor protection optionally with external current transformer, up to 160% nut keeper kit | 139000 | 1 | ZN | 1
3VA2510-7JP42-0AA0 |  | circuit breaker 3VA2 IEC Frame 1000 breaking capacity class C Icu=110 kA @ 415 V 4-pole, line protection ETU550, LSI, In=1000 A overload protection Ir=400 A...1000 A short-circuit protection Isd=0.6..10x In, Ii=1.5..10x In neutral conductor protection adjustable (OFF, up to 100%) nut keeper kit | 181000 | 1 | ZN | 1
3VA2510-7KQ32-0AA0 |  | circuit breaker 3VA2 IEC Frame 1000 breaking capacity class C Icu=110 kA @ 415 V 3-pole, line protection ETU860, LSIG, In=1000 A overload protection Ir=400 A...1000 A short-circuit protection Isd=0.6..10x In, Ii=1.5..10x In neutral conductor protection optionally with external current transformer, up to 160% ground-fault protection, can be switched off Ig=0.2...1 x In, tg=0.05-0.8s nut keeper kit | 156000 | 1 | ZN | 1
3VA2510-7KQ42-0AA0 |  | circuit breaker 3VA2 IEC Frame 1000 breaking capacity class C Icu=110 kA @ 415 V 4-pole, line protection ETU860, LSIG, In=1000 A overload protection Ir=400 A...1000 A short-circuit protection Isd=0.6..10x In, Ii=1.5..10x In neutral conductor protection adjustable (OFF, up to 100%) ground-fault protection, can be switched off Ig=0.2...1 x In= tg=0.05-0.8s nut keeper kit | 198000 | 1 | ZN | 1
3VA2563-5HK32-0AA0 |  | circuit breaker 3VA2 IEC Frame 1000 breaking capacity class M Icu=55 kA @ 415 V 3-pole, line protection ETU340, ELISA LI, In=630 A overload protection Ir=250 A...630 A short-circuit protection Ii=12 x In nut keeper kit | 55600 | 1 | ZN | 1
3VA2563-5HK42-0AA0 |  | circuit breaker 3VA2 IEC Frame 1000 breaking capacity class M Icu=55 kA @ 415 V 4-pole, line protection ETU340, ELISA LI, In=630 A overload protection Ir=250 A...630 A short-circuit protection Ii=12 x In neutral conductor protection adjustable (OFF, 50%, 100%) nut keeper kit | 74100 | 1 | ZN | 1
3VA2563-5HL32-0AA0 |  | circuit breaker 3VA2 IEC Frame 1000 breaking capacity class M Icu=55 kA @ 415 V 3-pole, line protection ETU320, LI, In=630 A overload protection Ir=250 A...630 A short-circuit protection Ii=1.5...12 x In nut keeper kit | 55600 | 1 | ZN | 1
3VA2563-5HL42-0AA0 |  | circuit breaker 3VA2 IEC Frame 1000 breaking capacity class M Icu=55 kA @ 415 V 4-pole, line protection ETU320, LI, In=630 A overload protection Ir=250 A...630 A short-circuit protection Ii=1.5...12 x In neutral conductor protection adjustable (OFF, 50%, 100%) nut keeper kit | 74100 | 1 | ZN | 1
3VA2563-5HM32-0AA0 |  | circuit breaker 3VA2 IEC Frame 1000 breaking capacity class M Icu=55 kA @ 415 V 3-pole, line protection ETU330, LIG, In=630 A overload protection Ir=250 A...630 A short-circuit protection Ii=1.5...12 x In ground-fault protection Ig=0.2...1 x In, tg=0.1/0.3s nut keeper kit | 63100 | 1 | ZN | 1
3VA2563-5HM42-0AA0 |  | circuit breaker 3VA2 IEC Frame 1000 breaking capacity class M Icu=55 kA @ 415 V 4-pole, line protection ETU330, LIG, In=630 A overload protection Ir=250 A...630 A short-circuit protection Ii=1.5...12 x In neutral conductor protection adjustable (OFF, 50%, 100%) ground-fault protection Ig=0.2...1 x In= tg=0.1/0.3s nut keeper kit | 80700 | 1 | ZN | 1
3VA2563-5HN32-0AA0 |  | circuit breaker 3VA2 IEC Frame 1000 breaking capacity class M Icu=55 kA @ 415 V 3-pole, line protection ETU350, LSI, In=630 A overload protection Ir=250 A...630 A short-circuit protection Isd=1.5...10 x Ir, Ii=12 x In nut keeper kit | 58200 | 1 | ZN | 1
3VA2563-5HN42-0AA0 |  | circuit breaker 3VA2 IEC Frame 1000 breaking capacity class M Icu=55 kA @ 415 V 4-pole, line protection ETU350, LSI, In=630 A overload protection Ir=250 A...630 A short-circuit protection Isd=1.5...10 x Ir, Ii=12 x In neutral conductor protection adjustable (OFF, 50%, 100%) nut keeper kit | 76500 | 1 | ZN | 1
3VA2563-5JP32-0AA0 |  | circuit breaker 3VA2 IEC Frame 1000 breaking capacity class M Icu=55 kA @ 415 V 3-pole, line protection ETU550, LSI, In=630 A overload protection Ir=250 A...630 A short-circuit protection Isd=0.6..10x In, Ii=1.5..12x In neutral conductor protection optionally with external current transformer, up to 160% nut keeper kit | 70500 | 1 | ZN | 1
3VA2563-5JP42-0AA0 |  | circuit breaker 3VA2 IEC Frame 1000 breaking capacity class M Icu=55 kA @ 415 V 4-pole, line protection ETU550, LSI, In=630 A overload protection Ir=250 A...630 A short-circuit protection Isd=0.6..10x In, Ii=1.5..12x In neutral conductor protection adjustable (OFF, up to 160%) nut keeper kit | 88300 | 1 | ZN | 1
3VA2563-5KQ32-0AA0 |  | circuit breaker 3VA2 IEC Frame 1000 breaking capacity class M Icu=55 kA @ 415 V 3-pole, line protection ETU860, LSIG, In=630 A overload protection Ir=250 A...630 A short-circuit protection Isd=0.6..10x In, Ii=1.5..12x In neutral conductor protection optionally with external current transformer, up to 160% ground-fault protection, can be switched off Ig=0.2...1 x In, tg=0.05-0.8s nut keeper kit | 86800 | 1 | ZN | 1
3VA2563-5KQ42-0AA0 |  | circuit breaker 3VA2 IEC Frame 1000 breaking capacity class M Icu=55 kA @ 415 V 4-pole, line protection ETU860, LSIG, In=630 A overload protection Ir=250 A...630 A short-circuit protection Isd=0.6..10x In, Ii=1.5..12x In neutral conductor protection adjustable (OFF, up to 160%) ground-fault protection, can be switched off Ig=0.2...1 x In= tg=0.05-0.8s nut keeper kit | 105000 | 1 | ZN | 1
3VA2563-5MN32-0AA0 |  | circuit breaker 3VA2 IEC Frame 1000 breaking capacity class M Icu=55 kA @ 415 V 3-pole, motor protection ETU350M, LSI, In=630 A overload protection Ir=250 A...630 A short-circuit protection Isd=3...15 x Ir, Ii=15 x In nut keeper kit | 68800 | 1 | ZN | 1
3VA2563-5MP32-0AA0 |  | circuit breaker 3VA2 IEC Frame 1000 breaking capacity class M Icu=55 kA @ 415 V 3-pole, motor protection ETU550M, LSI, In=630 A overload protection Ir=250 A ...630 A short-circuit protection Isd=1.2... 15x In,Ii=3..15x In nut keeper kit | 74500 | 1 | ZN | 1
3VA2563-6HK32-0AA0 |  | circuit breaker 3VA2 IEC Frame 1000 breaking capacity class H Icu=85 kA @ 415 V 3-pole, line protection ETU340, ELISA LI, In=630 A overload protection Ir=250 A...630 A short-circuit protection Ii=12 x In nut keeper kit | 63500 | 1 | ZN | 1
3VA2563-6HK42-0AA0 |  | circuit breaker 3VA2 IEC Frame 1000 breaking capacity class H Icu=85 kA @ 415 V 4-pole, line protection ETU340, ELISA LI, In=630 A overload protection Ir=250 A...630 A short-circuit protection Ii=12 x In neutral conductor protection adjustable (OFF, 50%, 100%) nut keeper kit | 84500 | 1 | ZN | 1
3VA2563-6HL32-0AA0 |  | circuit breaker 3VA2 IEC Frame 1000 breaking capacity class H Icu=85 kA @ 415 V 3-pole, line protection ETU320, LI, In=630 A overload protection Ir=250 A...630 A short-circuit protection Ii=1.5...12 x In nut keeper kit | 63500 | 1 | ZN | 1
3VA2563-6HL42-0AA0 |  | circuit breaker 3VA2 IEC Frame 1000 breaking capacity class H Icu=85 kA @ 415 V 4-pole, line protection ETU320, LI, In=630 A overload protection Ir=250 A...630 A short-circuit protection Ii=1.5...12 x In neutral conductor protection adjustable (OFF, 50%, 100%) nut keeper kit | 84500 | 1 | ZN | 1
3VA2563-6HM32-0AA0 |  | circuit breaker 3VA2 IEC Frame 1000 breaking capacity class H Icu=85 kA @ 415 V 3-pole, line protection ETU330, LIG, In=630 A overload protection Ir=250 A...630 A short-circuit protection Ii=1.5...12 x In ground-fault protection Ig=0.2...1 x In, tg=0.1/0.3s nut keeper kit | 70700 | 1 | ZN | 1
3VA2563-6HM42-0AA0 |  | circuit breaker 3VA2 IEC Frame 1000 breaking capacity class H Icu=85 kA @ 415 V 4-pole, line protection ETU330, LIG, In=630 A overload protection Ir=250 A...630 A short-circuit protection Ii=1.5...12 x In neutral conductor protection adjustable (OFF, 50%, 100%) ground-fault protection Ig=0.2...1 x In= tg=0.1/0.3s nut keeper kit | 91700 | 1 | ZN | 1
3VA2563-6HN32-0AA0 |  | circuit breaker 3VA2 IEC Frame 1000 breaking capacity class H Icu=85 kA @ 415 V 3-pole, line protection ETU350, LSI, In=630 A overload protection Ir=250 A...630 A short-circuit protection Isd=1.5...10 x Ir, Ii=12 x In nut keeper kit | 65600 | 1 | ZN | 1
3VA2563-6HN42-0AA0 |  | circuit breaker 3VA2 IEC Frame 1000 breaking capacity class H Icu=85 kA @ 415 V 4-pole, line protection ETU350, LSI, In=630 A overload protection Ir=250 A...630 A short-circuit protection Isd=1.5...10 x Ir, Ii=12 x In neutral conductor protection adjustable (OFF, 50%, 100%) nut keeper kit | 86800 | 1 | ZN | 1
3VA2563-6JP32-0AA0 |  | circuit breaker 3VA2 IEC Frame 1000 breaking capacity class H Icu=85 kA @ 415 V 3-pole, line protection ETU550, LSI, In=630 A overload protection Ir=250 A...630 A short-circuit protection Isd=0.6..10x In, Ii=1.5..12x In neutral conductor protection optionally with external current transformer, up to 160% nut keeper kit | 78100 | 1 | ZN | 1
3VA2563-6JP42-0AA0 |  | circuit breaker 3VA2 IEC Frame 1000 breaking capacity class H Icu=85 kA @ 415 V 4-pole, line protection ETU550, LSI, In=630 A overload protection Ir=250 A...630 A short-circuit protection Isd=0.6..10x In, Ii=1.5..12x In neutral conductor protection adjustable (OFF, up to 160%) nut keeper kit | 98800 | 1 | ZN | 1
3VA2563-6KQ32-0AA0 |  | circuit breaker 3VA2 IEC Frame 1000 breaking capacity class H Icu=85 kA @ 415 V 3-pole, line protection ETU860, LSIG, In=630 A overload protection Ir=250 A...630 A short-circuit protection Isd=0.6..10x In, Ii=1.5..12x In neutral conductor protection optionally with external current transformer, up to 160% ground-fault protection, can be switched off Ig=0.2...1 x In, tg=0.05-0.8s nut keeper kit | 94300 | 1 | ZN | 1
3VA2563-6KQ42-0AA0 |  | circuit breaker 3VA2 IEC Frame 1000 breaking capacity class H Icu=85 kA @ 415 V 4-pole, line protection ETU860, LSIG, In=630 A overload protection Ir=250 A...630 A short-circuit protection Isd=0.6..10x In, Ii=1.5..12x In neutral conductor protection adjustable (OFF, up to 160%) ground-fault protection, can be switched off Ig=0.2...1 x In= tg=0.05-0.8s nut keeper kit | 115000 | 1 | ZN | 1
3VA2563-7HK32-0AA0 |  | circuit breaker 3VA2 IEC Frame 1000 breaking capacity class C Icu=110 kA @ 415 V 3-pole, line protection ETU340, ELISA LI, In=630 A overload protection Ir=250 A...630 A short-circuit protection Ii=12 x In nut keeper kit | 68600 | 1 | ZN | 1
3VA2563-7HK42-0AA0 |  | circuit breaker 3VA2 IEC Frame 1000 breaking capacity class C Icu=110 kA @ 415 V 4-pole, line protection ETU340, ELISA LI, In=630 A overload protection Ir=250 A...630 A short-circuit protection Ii=12 x In neutral conductor protection adjustable (OFF, 50%, 100%) nut keeper kit | 91500 | 1 | ZN | 1
3VA2563-7HL32-0AA0 |  | circuit breaker 3VA2 IEC Frame 1000 breaking capacity class C Icu=110 kA @ 415 V 3-pole, line protection ETU320, LI, In=630 A overload protection Ir=250 A...630 A short-circuit protection Ii=1.5...12 x In nut keeper kit | 68600 | 1 | ZN | 1
3VA2563-7HL42-0AA0 |  | circuit breaker 3VA2 IEC Frame 1000 breaking capacity class C Icu=110 kA @ 415 V 4-pole, line protection ETU320, LI, In=630 A overload protection Ir=250 A...630 A short-circuit protection Ii=1.5...12 x In neutral conductor protection adjustable (OFF, 50%, 100%) nut keeper kit | 91500 | 1 | ZN | 1
3VA2563-7HM32-0AA0 |  | circuit breaker 3VA2 IEC Frame 1000 breaking capacity class C Icu=110 kA @ 415 V 3-pole, line protection ETU330, LIG, In=630 A overload protection Ir=250 A...630 A short-circuit protection Ii=1.5...12 x In ground-fault protection Ig=0.2...1 x In, tg=0.1/0.3s nut keeper kit | 76000 | 1 | ZN | 1
3VA2563-7HM42-0AA0 |  | circuit breaker 3VA2 IEC Frame 1000 breaking capacity class C Icu=110 kA @ 415 V 4-pole, line protection ETU330, LIG, In=630 A overload protection Ir=250 A...630 A short-circuit protection Ii=1.5...12 x In neutral conductor protection adjustable (OFF, 50%, 100%) ground-fault protection Ig=0.2...1 x In= tg=0.1/0.3s nut keeper kit | 98100 | 1 | ZN | 1
3VA2563-7HN32-0AA0 |  | circuit breaker 3VA2 IEC Frame 1000 breaking capacity class C Icu=110 kA @ 415 V 3-pole, line protection ETU350, LSI, In=630 A overload protection Ir=250 A...630 A short-circuit protection Isd=1.5...10 x Ir, Ii=12 x In nut keeper kit | 71100 | 1 | ZN | 1
3VA2563-7HN42-0AA0 |  | circuit breaker 3VA2 IEC Frame 1000 breaking capacity class C Icu=110 kA @ 415 V 4-pole, line protection ETU350, LSI, In=630 A overload protection Ir=250 A...630 A short-circuit protection Isd=1.5...10 x Ir, Ii=12 x In neutral conductor protection adjustable (OFF, 50%, 100%) nut keeper kit | 93700 | 1 | ZN | 1
3VA2563-7JP32-0AA0 |  | circuit breaker 3VA2 IEC Frame 1000 breaking capacity class C Icu=110 kA @ 415 V 3-pole, line protection ETU550, LSI, In=630 A overload protection Ir=250 A...630 A short-circuit protection Isd=0.6..10x In, Ii=1.5..12x In neutral conductor protection optionally with external current transformer, up to 160% nut keeper kit | 83200 | 1 | ZN | 1
3VA2563-7JP42-0AA0 |  | circuit breaker 3VA2 IEC Frame 1000 breaking capacity class C Icu=110 kA @ 415 V 4-pole, line protection ETU550, LSI, In=630 A overload protection Ir=250 A...630 A short-circuit protection Isd=0.6..10x In, Ii=1.5..12x In neutral conductor protection adjustable (OFF, up to 160%) nut keeper kit | 105000 | 1 | ZN | 1
3VA2563-7KQ32-0AA0 |  | circuit breaker 3VA2 IEC Frame 1000 breaking capacity class C Icu=110 kA @ 415 V 3-pole, line protection ETU860, LSIG, In=630 A overload protection Ir=250 A...630 A short-circuit protection Isd=0.6..10x In, Ii=1.5..12x In neutral conductor protection optionally with external current transformer, up to 160% ground-fault protection, can be switched off Ig=0.2...1 x In, tg=0.05-0.8s nut keeper kit | 99800 | 1 | ZN | 1
3VA2563-7KQ42-0AA0 |  | circuit breaker 3VA2 IEC Frame 1000 breaking capacity class C Icu=110 kA @ 415 V 4-pole, line protection ETU860, LSIG, In=630 A overload protection Ir=250 A...630 A short-circuit protection Isd=0.6..10x In, Ii=1.5..12x In neutral conductor protection adjustable (OFF, up to 160%) ground-fault protection, can be switched off Ig=0.2...1 x In= tg=0.05-0.8s nut keeper kit | 122000 | 1 | ZN | 1
3VA2563-7MN32-0AA0 |  | circuit breaker 3VA2 IEC Frame 1000 breaking capacity class C Icu=110 kA @ 415 V 3-pole, motor protection ETU350M, LSI, In=630 A overload protection Ir=250 A...630 A short-circuit protection Isd=3...15 x Ir, Ii=15 x In nut keeper kit | 81100 | 1 | ZN | 1
3VA2563-7MP32-0AA0 |  | circuit breaker 3VA2 IEC Frame 1000 breaking capacity class C Icu=110 kA @ 415 V 3-pole, motor protection ETU550M, LSI, In=630 A overload protection Ir=250 A ...630 A short-circuit protection Isd=1.2... 15x In,Ii=3..15x In nut keeper kit | 86800 | 1 | ZN | 1
3VA2580-5HK32-0AA0 |  | circuit breaker 3VA2 IEC Frame 1000 breaking capacity class M Icu=55 kA @ 415 V 3-pole, line protection ETU340, ELISA LI, In=800 A overload protection Ir=320 A...800 A short-circuit protection Ii=10 x In nut keeper kit | 72400 | 1 | ZN | 1
3VA2580-5HK42-0AA0 |  | circuit breaker 3VA2 IEC Frame 1000 breaking capacity class M Icu=55 kA @ 415 V 4-pole, line protection ETU340, ELISA LI, In=800 A overload protection Ir=320 A...800 A short-circuit protection Ii=10 x In neutral conductor protection adjustable (OFF, 50%, 100%) nut keeper kit | 97000 | 1 | ZN | 1
3VA2580-5HL32-0AA0 |  | circuit breaker 3VA2 IEC Frame 1000 breaking capacity class M Icu=55 kA @ 415 V 3-pole, line protection ETU320, LI, In=800 A overload protection Ir=320 A...800 A short-circuit protection Ii=1.5...10 x In nut keeper kit | 72400 | 1 | ZN | 1
3VA2580-5HL32-0AB0 |  | circuit breaker 3VA2 IEC Frame 1000 breaking capacity class M Icu=55 kA @ 415 V 3-pole, line protection ETU320, LI, In=800 A overload protection Ir=320 A...800 A short-circuit protection Ii=1.5...12 x In nut keeper kit 2 auxiliary switches HP | 74500 | 1 | ZN | 1
3VA2580-5HL32-0AF0 |  | circuit breaker 3VA2 IEC Frame 1000 breaking capacity class M Icu=55 kA @ 415 V 3-pole, line protection ETU320, LI, In=800 A overload protection Ir=320 A...800 A short-circuit protection Ii=1.5...12 x In nut keeper kit 1 auxiliary switch HQ 1 trip alarm switch HQ | 74100 | 1 | ZN | 1
3VA2580-5HL32-0CH0 |  | circuit breaker 3VA2 IEC Frame 1000 breaking capacity class M Icu=55 kA @ 415 V 3-pole, line protection ETU320, LI, In=800 A overload protection Ir=320 A...800 A short-circuit protection Ii=1.5...12 x In nut keeper kit undervoltage release (UVR) 120-127 V AC 50/60 Hz 2 auxiliary switches HQ 1 trip alarm switch HQ | 78100 | 1 | ZN | 1
3VA2580-5HL32-0KH0 |  | circuit breaker 3VA2 IEC Frame 1000 breaking capacity class M Icu=55 kA @ 415 V 3-pole, line protection ETU320, LI, In=800 A overload protection Ir=320 A...800 A short-circuit protection Ii=1.5...12 x In nut keeper kit shunt trip (STL) 220-250 V DC, 208-277 V AC 2 auxiliary switches HQ 1 trip alarm switch HQ | 77900 | 1 | ZN | 1
3VA2580-5HL42-0AA0 |  | circuit breaker 3VA2 IEC Frame 1000 breaking capacity class M Icu=55 kA @ 415 V 4-pole, line protection ETU320, LI, In=800 A overload protection Ir=320 A...800 A short-circuit protection Ii=1.5...10 x In neutral conductor protection adjustable (OFF, 50%, 100%) nut keeper kit | 97000 | 1 | ZN | 1
3VA2580-5HM32-0AA0 |  | circuit breaker 3VA2 IEC Frame 1000 breaking capacity class M Icu=55 kA @ 415 V 3-pole, line protection ETU330, LIG, In=800 A overload protection Ir=320 A...800 A short-circuit protection Ii=1.5...10 x In ground-fault protection Ig=0.2...1 x In, tg=0.1/0.3s nut keeper kit | 79900 | 1 | ZN | 1
3VA2580-5HM42-0AA0 |  | circuit breaker 3VA2 IEC Frame 1000 breaking capacity class M Icu=55 kA @ 415 V 4-pole, line protection ETU330, LIG, In=800 A overload protection Ir=320 A...800 A short-circuit protection Ii=1.5...10 x In neutral conductor protection adjustable (OFF, 50%, 100%) ground-fault protection Ig=0.2...1 x In= tg=0.1/0.3s nut keeper kit | 104000 | 1 | ZN | 1
3VA2580-5HN32-0AA0 |  | circuit breaker 3VA2 IEC Frame 1000 breaking capacity class M Icu=55 kA @ 415 V 3-pole, line protection ETU350, LSI, In=800 A overload protection Ir=320 A...800 A short-circuit protection Isd=1.5...10 x Ir, Ii=10 x In nut keeper kit | 76000 | 1 | ZN | 1
3VA2580-5HN32-0DA0 |  | circuit breaker 3VA2 IEC Frame 1000 breaking capacity class M Icu=55 kA @ 415 V 3-pole, line protection ETU350, LSI, In=800 A overload protection Ir=320 A...800 A short-circuit protection Isd=1.5...10 x Ir, Ii=12 x In nut keeper kit undervoltage release (UVR) 208-230 V AC 50/60 Hz | 77900 | 1 | ZN | 1
3VA2580-5HN42-0AA0 |  | circuit breaker 3VA2 IEC Frame 1000 breaking capacity class M Icu=55 kA @ 415 V 4-pole, line protection ETU350, LSI, In=800 A overload protection Ir=320 A...800 A short-circuit protection Isd=1.5...10 x Ir, Ii=10 x In neutral conductor protection adjustable (OFF, 50%, 100%) nut keeper kit | 99800 | 1 | ZN | 1
3VA2580-5JP32-0AA0 |  | circuit breaker 3VA2 IEC Frame 1000 breaking capacity class M Icu=55 kA @ 415 V 3-pole, line protection ETU550, LSI, In=800 A overload protection Ir=320 A...800 A short-circuit protection Isd=0.6..10x In, Ii=1.5..10x In neutral conductor protection optionally with external current transformer, up to 160% nut keeper kit | 87100 | 1 | ZN | 1
3VA2580-5JP32-0JH0 |  | circuit breaker 3VA2 IEC Frame 1000 breaking capacity class M Icu=55 kA @ 415 V 3-pole, line protection ETU550, LSI, In=800 A overload protection Ir=320 A...800 A short-circuit protection Isd=0.6..10x In, Ii=1.5..12x In neutral conductor protection optionally with external current transformer, up to 160% nut keeper kit shunt trip (STL) 110-127 V DC, AC 50/60 Hz 2 auxiliary switches HQ 1 trip alarm switch HQ | 91700 | 1 | ZN | 1
3VA2580-5JP42-0AA0 |  | circuit breaker 3VA2 IEC Frame 1000 breaking capacity class M Icu=55 kA @ 415 V 4-pole, line protection ETU550, LSI, In=800 A overload protection Ir=320 A...800 A short-circuit protection Isd=0.6..10x In, Ii=1.5..10x In neutral conductor protection adjustable (OFF, up to 160%) nut keeper kit | 112000 | 1 | ZN | 1
3VA2580-5KQ32-0AA0 |  | circuit breaker 3VA2 IEC Frame 1000 breaking capacity class M Icu=55 kA @ 415 V 3-pole, line protection ETU860, LSIG, In=800 A overload protection Ir=320 A...800 A short-circuit protection Isd=0.6..10x In, Ii=1.5..10x In neutral conductor protection optionally with external current transformer, up to 160% ground-fault protection, can be switched off Ig=0.2...1 x In, tg=0.05-0.8s nut keeper kit | 104000 | 1 | ZN | 1
3VA2580-5KQ42-0AA0 |  | circuit breaker 3VA2 IEC Frame 1000 breaking capacity class M Icu=55 kA @ 415 V 4-pole, line protection ETU860, LSIG, In=800 A overload protection Ir=320 A...800 A short-circuit protection Isd=0.6..10x In, Ii=1.5..10x In neutral conductor protection adjustable (OFF, up to 160%) ground-fault protection, can be switched off Ig=0.2...1 x In= tg=0.05-0.8s nut keeper kit | 128000 | 1 | ZN | 1
3VA2580-5MN32-0AA0 |  | circuit breaker 3VA2 IEC Frame 1000 breaking capacity class M Icu=55 kA @ 415 V 3-pole, motor protection ETU350M, LSI, In=800 A overload protection Ir=320 A...800 A short-circuit protection Isd=3...15 x Ir, Ii=15 x In nut keeper kit | 86000 | 1 | ZN | 1
3VA2580-5MP32-0AA0 |  | circuit breaker 3VA2 IEC Frame 1000 breaking capacity class M Icu=55 kA @ 415 V 3-pole, motor protection ETU550M, LSI, In=800 A overload protection Ir=320 A ...800 A short-circuit protection Isd=1.2... 15x In,Ii=3..15x In nut keeper kit | 91700 | 1 | ZN | 1
3VA2580-6HK32-0AA0 |  | circuit breaker 3VA2 IEC Frame 1000 breaking capacity class H Icu=85 kA @ 415 V 3-pole, line protection ETU340, ELISA LI, In=800 A overload protection Ir=320 A...800 A short-circuit protection Ii=10 x In nut keeper kit | 83000 | 1 | ZN | 1
3VA2580-6HK42-0AA0 |  | circuit breaker 3VA2 IEC Frame 1000 breaking capacity class H Icu=85 kA @ 415 V 4-pole, line protection ETU340, ELISA LI, In=800 A overload protection Ir=320 A...800 A short-circuit protection Ii=10 x In neutral conductor protection adjustable (OFF, 50%, 100%) nut keeper kit | 111000 | 1 | ZN | 1
3VA2580-6HL32-0AA0 |  | circuit breaker 3VA2 IEC Frame 1000 breaking capacity class H Icu=85 kA @ 415 V 3-pole, line protection ETU320, LI, In=800 A overload protection Ir=320 A...800 A short-circuit protection Ii=1.5...10 x In nut keeper kit | 83000 | 1 | ZN | 1
3VA2580-6HL42-0AA0 |  | circuit breaker 3VA2 IEC Frame 1000 breaking capacity class H Icu=85 kA @ 415 V 4-pole, line protection ETU320, LI, In=800 A overload protection Ir=320 A...800 A short-circuit protection Ii=1.5...10 x In neutral conductor protection adjustable (OFF, 50%, 100%) nut keeper kit | 111000 | 1 | ZN | 1
3VA2580-6HM32-0AA0 |  | circuit breaker 3VA2 IEC Frame 1000 breaking capacity class H Icu=85 kA @ 415 V 3-pole, line protection ETU330, LIG, In=800 A overload protection Ir=320 A...800 A short-circuit protection Ii=1.5...10 x In ground-fault protection Ig=0.2...1 x In, tg=0.1/0.3s nut keeper kit | 90200 | 1 | ZN | 1
3VA2580-6HM42-0AA0 |  | circuit breaker 3VA2 IEC Frame 1000 breaking capacity class H Icu=85 kA @ 415 V 4-pole, line protection ETU330, LIG, In=800 A overload protection Ir=320 A...800 A short-circuit protection Ii=1.5...10 x In neutral conductor protection adjustable (OFF, 50%, 100%) ground-fault protection Ig=0.2...1 x In= tg=0.1/0.3s nut keeper kit | 118000 | 1 | ZN | 1
3VA2580-6HN32-0AA0 |  | circuit breaker 3VA2 IEC Frame 1000 breaking capacity class H Icu=85 kA @ 415 V 3-pole, line protection ETU350, LSI, In=800 A overload protection Ir=320 A...800 A short-circuit protection Isd=1.5...10 x Ir, Ii=10 x In nut keeper kit | 86000 | 1 | ZN | 1
3VA2580-6HN42-0AA0 |  | circuit breaker 3VA2 IEC Frame 1000 breaking capacity class H Icu=85 kA @ 415 V 4-pole, line protection ETU350, LSI, In=800 A overload protection Ir=320 A...800 A short-circuit protection Isd=1.5...10 x Ir, Ii=10 x In neutral conductor protection adjustable (OFF, 50%, 100%) nut keeper kit | 113000 | 1 | ZN | 1
3VA2580-6JP32-0AA0 |  | circuit breaker 3VA2 IEC Frame 1000 breaking capacity class H Icu=85 kA @ 415 V 3-pole, line protection ETU550, LSI, In=800 A overload protection Ir=320 A...800 A short-circuit protection Isd=0.6..10x In, Ii=1.5..10x In neutral conductor protection optionally with external current transformer, up to 160% nut keeper kit | 97700 | 1 | ZN | 1
3VA2580-6JP42-0AA0 |  | circuit breaker 3VA2 IEC Frame 1000 breaking capacity class H Icu=85 kA @ 415 V 4-pole, line protection ETU550, LSI, In=800 A overload protection Ir=320 A...800 A short-circuit protection Isd=0.6..10x In, Ii=1.5..10x In neutral conductor protection adjustable (OFF, up to 160%) nut keeper kit | 125000 | 1 | ZN | 1
3VA2580-6KQ32-0AA0 |  | circuit breaker 3VA2 IEC Frame 1000 breaking capacity class H Icu=85 kA @ 415 V 3-pole, line protection ETU860, LSIG, In=800 A overload protection Ir=320 A...800 A short-circuit protection Isd=0.6..10x In, Ii=1.5..10x In neutral conductor protection optionally with external current transformer, up to 160% ground-fault protection, can be switched off Ig=0.2...1 x In, tg=0.05-0.8s nut keeper kit | 114000 | 1 | ZN | 1
3VA2580-6KQ42-0AA0 |  | circuit breaker 3VA2 IEC Frame 1000 breaking capacity class H Icu=85 kA @ 415 V 4-pole, line protection ETU860, LSIG, In=800 A overload protection Ir=320 A...800 A short-circuit protection Isd=0.6..10x In, Ii=1.5..10x In neutral conductor protection adjustable (OFF, up to 160%) ground-fault protection, can be switched off Ig=0.2...1 x In= tg=0.05-0.8s nut keeper kit | 142000 | 1 | ZN | 1
3VA2580-7HK32-0AA0 |  | circuit breaker 3VA2 IEC Frame 1000 breaking capacity class C Icu=110 kA @ 415 V 3-pole, line protection ETU340, ELISA LI, In=800 A overload protection Ir=320 A...800 A short-circuit protection Ii=10 x In nut keeper kit | 90000 | 1 | ZN | 1
3VA2580-7HK42-0AA0 |  | circuit breaker 3VA2 IEC Frame 1000 breaking capacity class C Icu=110 kA @ 415 V 4-pole, line protection ETU340, ELISA LI, In=800 A overload protection Ir=320 A...800 A short-circuit protection Ii=10 x In neutral conductor protection adjustable (OFF, 50%, 100%) nut keeper kit | 120000 | 1 | ZN | 1
3VA2580-7HL32-0AA0 |  | circuit breaker 3VA2 IEC Frame 1000 breaking capacity class C Icu=110 kA @ 415 V 3-pole, line protection ETU320, LI, In=800 A overload protection Ir=320 A...800 A short-circuit protection Ii=1.5...10 x In nut keeper kit | 90000 | 1 | ZN | 1
3VA2580-7HL42-0AA0 |  | circuit breaker 3VA2 IEC Frame 1000 breaking capacity class C Icu=110 kA @ 415 V 4-pole, line protection ETU320, LI, In=800 A overload protection Ir=320 A...800 A short-circuit protection Ii=1.5...10 x In neutral conductor protection adjustable (OFF, 50%, 100%) nut keeper kit | 120000 | 1 | ZN | 1
3VA2580-7HM32-0AA0 |  | circuit breaker 3VA2 IEC Frame 1000 breaking capacity class C Icu=110 kA @ 415 V 3-pole, line protection ETU330, LIG, In=800 A overload protection Ir=320 A...800 A short-circuit protection Ii=1.5...10 x In ground-fault protection Ig=0.2...1 x In, tg=0.1/0.3s nut keeper kit | 97100 | 1 | ZN | 1
3VA2580-7HM42-0AA0 |  | circuit breaker 3VA2 IEC Frame 1000 breaking capacity class C Icu=110 kA @ 415 V 4-pole, line protection ETU330, LIG, In=800 A overload protection Ir=320 A...800 A short-circuit protection Ii=1.5...10 x In neutral conductor protection adjustable (OFF, 50%, 100%) ground-fault protection Ig=0.2...1 x In= tg=0.1/0.3s nut keeper kit | 127000 | 1 | ZN | 1
3VA2580-7HN32-0AA0 |  | circuit breaker 3VA2 IEC Frame 1000 breaking capacity class C Icu=110 kA @ 415 V 3-pole, line protection ETU350, LSI, In=800 A overload protection Ir=320 A...800 A short-circuit protection Isd=1.5...10 x Ir, Ii=10 x In nut keeper kit | 92600 | 1 | ZN | 1
3VA2580-7HN42-0AA0 |  | circuit breaker 3VA2 IEC Frame 1000 breaking capacity class C Icu=110 kA @ 415 V 4-pole, line protection ETU350, LSI, In=800 A overload protection Ir=320 A...800 A short-circuit protection Isd=1.5...10 x Ir, Ii=10 x In neutral conductor protection adjustable (OFF, 50%, 100%) nut keeper kit | 123000 | 1 | ZN | 1
3VA2580-7JP32-0AA0 |  | circuit breaker 3VA2 IEC Frame 1000 breaking capacity class C Icu=110 kA @ 415 V 3-pole, line protection ETU550, LSI, In=800 A overload protection Ir=320 A...800 A short-circuit protection Isd=0.6..10x In, Ii=1.5..10x In neutral conductor protection optionally with external current transformer, up to 160% nut keeper kit | 104000 | 1 | ZN | 1
3VA2580-7JP42-0AA0 |  | circuit breaker 3VA2 IEC Frame 1000 breaking capacity class C Icu=110 kA @ 415 V 4-pole, line protection ETU550, LSI, In=800 A overload protection Ir=320 A...800 A short-circuit protection Isd=0.6..10x In, Ii=1.5..10x In neutral conductor protection adjustable (OFF, up to 160%) nut keeper kit | 135000 | 1 | ZN | 1
3VA2580-7KQ32-0AA0 |  | circuit breaker 3VA2 IEC Frame 1000 breaking capacity class C Icu=110 kA @ 415 V 3-pole, line protection ETU860, LSIG, In=800 A overload protection Ir=320 A...800 A short-circuit protection Isd=0.6..10x In, Ii=1.5..10x In neutral conductor protection optionally with external current transformer, up to 160% ground-fault protection, can be switched off Ig=0.2...1 x In, tg=0.05-0.8s nut keeper kit | 121000 | 1 | ZN | 1
3VA2580-7KQ42-0AA0 |  | circuit breaker 3VA2 IEC Frame 1000 breaking capacity class C Icu=110 kA @ 415 V 4-pole, line protection ETU860, LSIG, In=800 A overload protection Ir=320 A...800 A short-circuit protection Isd=0.6..10x In, Ii=1.5..10x In neutral conductor protection adjustable (OFF, up to 160%) ground-fault protection, can be switched off Ig=0.2...1 x In= tg=0.05-0.8s nut keeper kit | 151000 | 1 | ZN | 1
3VA2580-7MN32-0AA0 |  | circuit breaker 3VA2 IEC Frame 1000 breaking capacity class C Icu=110 kA @ 415 V 3-pole, motor protection ETU350M, LSI, In=800 A overload protection Ir=320 A...800 A short-circuit protection Isd=3...15 x Ir, Ii=15 x In nut keeper kit | 103000 | 1 | ZN | 1
3VA2580-7MP32-0AA0 |  | circuit breaker 3VA2 IEC Frame 1000 breaking capacity class C Icu=110 kA @ 415 V 3-pole, motor protection ETU550M, LSI, In=800 A overload protection Ir=320 A ...800 A short-circuit protection Isd=1.2... 15x In,Ii=3..15x In nut keeper kit | 109000 | 1 | ZN | 1
3VA2612-5HK32-0AA0 |  | circuit breaker 3VA2 IEC Frame 1250 breaking capacity class M Icu=55 kA @ 415 V 3-pole, line protection ETU340, ELISA LI, In=1250 A overload protection Ir=500 A ...1250 A short-circuit protection Ii=10 x In bus connectors broadened | 118000 | 1 | ZN | 1
3VA2612-5HK42-0AA0 |  | circuit breaker 3VA2 IEC Frame 1250 breaking capacity class M Icu=55 kA @ 415 V 4-pole, line protection ETU340, ELISA LI, In=1250 A overload protection Ir=500 A ...1250 A short-circuit protection Ii=10 x In neutral conductor protection adjustable (OFF, 50%, 100%) bus connectors broadened | 157000 | 1 | ZN | 1
3VA2612-5HL32-0AA0 |  | circuit breaker 3VA2 IEC Frame 1250 breaking capacity class M Icu=55 kA @ 415 V 3-pole, line protection ETU320, LI, In=1250 A overload protection Ir=500 A ...1250 A short-circuit protection Ii=1.5...10 x In bus connectors broadened | 118000 | 1 | ZN | 1
3VA2612-5HL42-0AA0 |  | circuit breaker 3VA2 IEC Frame 1250 breaking capacity class M Icu=55 kA @ 415 V 4-pole, line protection ETU320, LI, In=1250 A overload protection Ir=500 A ...1250 A short-circuit protection Ii=1.5...10 x In neutral conductor protection adjustable (OFF, 50%, 100%) bus connectors broadened | 157000 | 1 | ZN | 1
3VA2612-5HM32-0AA0 |  | circuit breaker 3VA2 IEC Frame 1250 breaking capacity class M Icu=55 kA @ 415 V 3-pole, line protection ETU330, LIG, In=1250 A overload protection Ir=500 A ...1250 A short-circuit protection Ii=1.5...10 x In ground-fault protection Ig=0.2... 1 x In, tg=0.1/0.3s bus connectors broadened | 124000 | 1 | ZN | 1
3VA2612-5HM42-0AA0 |  | circuit breaker 3VA2 IEC Frame 1250 breaking capacity class M Icu=55 kA @ 415 V 4-pole, line protection ETU330, LIG, In=1250 A overload protection Ir=500 A ...1250 A short-circuit protection Ii=1.5...10 x In neutral conductor protection adjustable (OFF, 50%, 100%) ground-fault protection Ig=0.2... 1 x In, tg=0.1/0.3s bus connectors broadened | 164000 | 1 | ZN | 1
3VA2612-5HN32-0AA0 |  | circuit breaker 3VA2 IEC Frame 1250 breaking capacity class M Icu=55 kA @ 415 V 3-pole, line protection ETU350, LSI, In=1250 A overload protection Ir=500 A ...1250 A short-circuit protection Isd=1.5... 10 x Ir, Ii=10 x In bus connectors broadened | 120000 | 1 | ZN | 1
3VA2612-5HN42-0AA0 |  | circuit breaker 3VA2 IEC Frame 1250 breaking capacity class M Icu=55 kA @ 415 V 4-pole, line protection ETU350, LSI, In=1250 A overload protection Ir=500 A ...1250 A short-circuit protection Isd=1.5... 10 x Ir, Ii=10 x In neutral conductor protection adjustable (OFF, 50%, 100%) bus connectors broadened | 160000 | 1 | ZN | 1
3VA2612-5JP32-0AA0 |  | circuit breaker 3VA2 IEC Frame 1250 breaking capacity class M Icu=55 kA @ 415 V 3-pole, line protection ETU550, LSI, In=1250 A overload protection Ir=500 A ...1250 A short-circuit protection Isd=0.6..10x In, Ii=1.5..10x In neutral conductor protection optionally with ext. CT up to 160% bus connectors broadened | 132000 | 1 | ZN | 1
3VA2612-5JP42-0AA0 |  | circuit breaker 3VA2 IEC Frame 1250 breaking capacity class M Icu=55 kA @ 415 V 4-pole, line protection ETU550, LSI, In=1250 A overload protection Ir=500 A ...1250 A short-circuit protection Isd=0.6..10x In, Ii=1.5..10x In neutral conductor protection adjustable (OFF, up to 100%) bus connectors broadened | 172000 | 1 | ZN | 1
3VA2612-5KQ32-0AA0 |  | circuit breaker 3VA2 IEC Frame 1250 breaking capacity class M Icu=55 kA @ 415 V 3-pole, line protection ETU860, LSIG, In=1250 A overload protection Ir=500 A ...1250 A short-circuit protection Isd=0.6..10x In, Ii=1.5..10x In neutral conductor protection optionally with ext. CT up to 160% ground-fault protection, can be switched off Ig=0.2... 1 x In, tg=0.05-0.8s bus connectors broadened | 148000 | 1 | ZN | 1
3VA2612-5KQ42-0AA0 |  | circuit breaker 3VA2 IEC Frame 1250 breaking capacity class M Icu=55 kA @ 415 V 4-pole, line protection ETU860, LSIG, In=1250 A overload protection Ir=500 A ...1250 A short-circuit protection Isd=0.6..10x In, Ii=1.5..10x In neutral conductor protection adjustable (OFF, up to 100%) ground-fault protection, can be switched off Ig=0.2... 1 x In, tg=0.05-0.8s bus connectors broadened | 188000 | 1 | ZN | 1
3VA2612-6HK32-0AA0 |  | circuit breaker 3VA2 IEC Frame 1250 breaking capacity class H Icu=85 kA @ 415 V 3-pole, line protection ETU340, ELISA LI, In=1250 A overload protection Ir=500 A ...1250 A short-circuit protection Ii=10 x In bus connectors broadened | 135000 | 1 | ZN | 1
3VA2612-6HK42-0AA0 |  | circuit breaker 3VA2 IEC Frame 1250 breaking capacity class H Icu=85 kA @ 415 V 4-pole, line protection ETU340, ELISA LI, In=1250 A overload protection Ir=500 A ...1250 A short-circuit protection Ii=10 x In neutral conductor protection adjustable (OFF, 50%, 100%) bus connectors broadened | 180000 | 1 | ZN | 1
3VA2612-6HL32-0AA0 |  | circuit breaker 3VA2 IEC Frame 1250 breaking capacity class H Icu=85 kA @ 415 V 3-pole, line protection ETU320, LI, In=1250 A overload protection Ir=500 A ...1250 A short-circuit protection Ii=1.5...10 x In bus connectors broadened | 135000 | 1 | ZN | 1
3VA2612-6HL42-0AA0 |  | circuit breaker 3VA2 IEC Frame 1250 breaking capacity class H Icu=85 kA @ 415 V 4-pole, line protection ETU320, LI, In=1250 A overload protection Ir=500 A ...1250 A short-circuit protection Ii=1.5...10 x In neutral conductor protection adjustable (OFF, 50%, 100%) bus connectors broadened | 180000 | 1 | ZN | 1
3VA2612-6HM32-0AA0 |  | circuit breaker 3VA2 IEC Frame 1250 breaking capacity class H Icu=85 kA @ 415 V 3-pole, line protection ETU330, LIG, In=1250 A overload protection Ir=500 A ...1250 A short-circuit protection Ii=1.5...10 x In ground-fault protection Ig=0.2... 1 x In, tg=0.1/0.3s bus connectors broadened | 141000 | 1 | ZN | 1
3VA2612-6HM42-0AA0 |  | circuit breaker 3VA2 IEC Frame 1250 breaking capacity class H Icu=85 kA @ 415 V 4-pole, line protection ETU330, LIG, In=1250 A overload protection Ir=500 A ...1250 A short-circuit protection Ii=1.5...10 x In neutral conductor protection adjustable (OFF, 50%, 100%) ground-fault protection Ig=0.2... 1 x In, tg=0.1/0.3s bus connectors broadened | 187000 | 1 | ZN | 1
3VA2612-6HN32-0AA0 |  | circuit breaker 3VA2 IEC Frame 1250 breaking capacity class H Icu=85 kA @ 415 V 3-pole, line protection ETU350, LSI, In=1250 A overload protection Ir=500 A ...1250 A short-circuit protection Isd=1.5... 10 x Ir, Ii=10 x In bus connectors broadened | 137000 | 1 | ZN | 1
3VA2612-6HN42-0AA0 |  | circuit breaker 3VA2 IEC Frame 1250 breaking capacity class H Icu=85 kA @ 415 V 4-pole, line protection ETU350, LSI, In=1250 A overload protection Ir=500 A ...1250 A short-circuit protection Isd=1.5... 10 x Ir, Ii=10 x In neutral conductor protection adjustable (OFF, 50%, 100%) bus connectors broadened | 183000 | 1 | ZN | 1
3VA2612-6JP32-0AA0 |  | circuit breaker 3VA2 IEC Frame 1250 breaking capacity class H Icu=85 kA @ 415 V 3-pole, line protection ETU550, LSI, In=1250 A overload protection Ir=500 A ...1250 A short-circuit protection Isd=0.6..10x In, Ii=1.5..10x In neutral conductor protection optionally with ext. CT up to 160% bus connectors broadened | 149000 | 1 | ZN | 1
3VA2612-6JP42-0AA0 |  | circuit breaker 3VA2 IEC Frame 1250 breaking capacity class H Icu=85 kA @ 415 V 4-pole, line protection ETU550, LSI, In=1250 A overload protection Ir=500 A ...1250 A short-circuit protection Isd=0.6..10x In, Ii=1.5..10x In neutral conductor protection adjustable (OFF, up to 100%) bus connectors broadened | 195000 | 1 | ZN | 1
3VA2612-6KQ32-0AA0 |  | circuit breaker 3VA2 IEC Frame 1250 breaking capacity class H Icu=85 kA @ 415 V 3-pole, line protection ETU860, LSIG, In=1250 A overload protection Ir=500 A ...1250 A short-circuit protection Isd=0.6..10x In, Ii=1.5..10x In neutral conductor protection optionally with ext. CT up to 160% ground-fault protection, can be switched off Ig=0.2... 1 x In, tg=0.05-0.8s bus connectors broadened | 166000 | 1 | ZN | 1
3VA2612-6KQ42-0AA0 |  | circuit breaker 3VA2 IEC Frame 1250 breaking capacity class H Icu=85 kA @ 415 V 4-pole, line protection ETU860, LSIG, In=1250 A overload protection Ir=500 A ...1250 A short-circuit protection Isd=0.6..10x In, Ii=1.5..10x In neutral conductor protection adjustable (OFF, up to 100%) ground-fault protection, can be switched off Ig=0.2... 1 x In, tg=0.05-0.8s bus connectors broadened | 212000 | 1 | ZN | 1
3VA2612-7HK32-0AA0 |  | circuit breaker 3VA2 IEC Frame 1250 breaking capacity class C Icu=110 kA @ 415 V 3-pole, line protection ETU340, ELISA LI, In=1250 A overload protection Ir=500 A ...1250 A short-circuit protection Ii=10 x In bus connectors broadened | 146000 | 1 | ZN | 1
3VA2612-7HK42-0AA0 |  | circuit breaker 3VA2 IEC Frame 1250 breaking capacity class C Icu=110 kA @ 415 V 4-pole, line protection ETU340, ELISA LI, In=1250 A overload protection Ir=500 A ...1250 A short-circuit protection Ii=10 x In neutral conductor protection adjustable (OFF, 50%, 100%) bus connectors broadened | 197000 | 1 | ZN | 1
3VA2612-7HL32-0AA0 |  | circuit breaker 3VA2 IEC Frame 1250 breaking capacity class C Icu=110 kA @ 415 V 3-pole, line protection ETU320, LI, In=1250 A overload protection Ir=500 A ...1250 A short-circuit protection Ii=1.5...10 x In bus connectors broadened | 146000 | 1 | ZN | 1
3VA2612-7HL42-0AA0 |  | circuit breaker 3VA2 IEC Frame 1250 breaking capacity class C Icu=110 kA @ 415 V 4-pole, line protection ETU320, LI, In=1250 A overload protection Ir=500 A ...1250 A short-circuit protection Ii=1.5...10 x In neutral conductor protection adjustable (OFF, 50%, 100%) bus connectors broadened | 197000 | 1 | ZN | 1
3VA2612-7HM32-0AA0 |  | circuit breaker 3VA2 IEC Frame 1250 breaking capacity class C Icu=110 kA @ 415 V 3-pole, line protection ETU330, LIG, In=1250 A overload protection Ir=500 A ...1250 A short-circuit protection Ii=1.5...10 x In ground-fault protection Ig=0.2... 1 x In, tg=0.1/0.3s bus connectors broadened | 153000 | 1 | ZN | 1
3VA2612-7HM42-0AA0 |  | circuit breaker 3VA2 IEC Frame 1250 breaking capacity class C Icu=110 kA @ 415 V 4-pole, line protection ETU330, LIG, In=1250 A overload protection Ir=500 A ...1250 A short-circuit protection Ii=1.5...10 x In neutral conductor protection adjustable (OFF, 50%, 100%) ground-fault protection Ig=0.2... 1 x In, tg=0.1/0.3s bus connectors broadened | 204000 | 1 | ZN | 1
3VA2612-7HN32-0AA0 |  | circuit breaker 3VA2 IEC Frame 1250 breaking capacity class C Icu=110 kA @ 415 V 3-pole, line protection ETU350, LSI, In=1250 A overload protection Ir=500 A ...1250 A short-circuit protection Isd=1.5... 10 xIr, Ii=10 x In bus connectors broadened | 148000 | 1 | ZN | 1
3VA2612-7HN42-0AA0 |  | circuit breaker 3VA2 IEC Frame 1250 breaking capacity class C Icu=110 kA @ 415 V 4-pole, line protection ETU350, LSI, In=1250 A overload protection Ir=500 A ...1250 A short-circuit protection Isd=1.5... 10 xIr, Ii=10 x In neutral conductor protection adjustable (OFF, 50%, 100%) bus connectors broadened | 198000 | 1 | ZN | 1
3VA2612-7JP32-0AA0 |  | circuit breaker 3VA2 IEC Frame 1250 breaking capacity class C Icu=110 kA @ 415 V 3-pole, line protection ETU550, LSI, In=1250 A overload protection Ir=500 A ...1250 A short-circuit protection Isd=0.6..10x In, Ii=1.5..10x In neutral conductor protection optionally with ext. CT up to 160% bus connectors broadened | 160000 | 1 | ZN | 1
3VA2612-7JP42-0AA0 |  | circuit breaker 3VA2 IEC Frame 1250 breaking capacity class C Icu=110 kA @ 415 V 4-pole, line protection ETU550, LSI, In=1250 A overload protection Ir=500 A ...1250 A short-circuit protection Isd=0.6..10x In, Ii=1.5..10x In neutral conductor protection adjustable (OFF, up to 100%) bus connectors broadened | 212000 | 1 | ZN | 1
3VA2612-7KQ32-0AA0 |  | circuit breaker 3VA2 IEC Frame 1250 breaking capacity class C Icu=110 kA @ 415 V 3-pole, line protection ETU860, LSIG, In=1250 A overload protection Ir=500 A ...1250 A short-circuit protection Isd=0.6..10x In, Ii=1.5..10x In neutral conductor protection optionally with ext. CT up to 160% ground-fault protection, can be switched off Ig=0.2... 1 x In, tg=0.05-0.8s bus connectors broadened | 177000 | 1 | ZN | 1
3VA2612-7KQ42-0AA0 |  | circuit breaker 3VA2 IEC Frame 1250 breaking capacity class C Icu=110 kA @ 415 V 4-pole, line protection ETU860, LSIG, In=1250 A overload protection Ir=500 A ...1250 A short-circuit protection Isd=0.6..10x In, Ii=1.5..10x In neutral conductor protection adjustable (OFF, up to 100%) ground-fault protection, can be switched off Ig=0.2... 1 x In, tg=0.05-0.8s bus connectors broadened | 227000 | 1 | ZN | 1
3VA2710-6AE06-0AA5 |  | fixed-mounted molded case circuit breaker w. handle frame 1600; 4AUX and trip alarm switch S24; Icu "H" Icu=85kA @ 415V, 3-pole ETU650, LSI, In=1000A display, meas., comm. function Ir=400...1000A Isd=0.6...10xIn, Ii=1.5...15xIn N conductor protec. adjustable opt. w. ext. CT; up to 200% front bus connector offset No communication connection, No measurement function Without additional alarm switch assembly With mechanical calling without 2nd auxiliary release With 1st auxiliary release, ST Shunt release 110-120 V AC/DC | 151880 | 1 | ZN | 1
3VA2712-6AE06-0AA5 |  | fixed-mounted molded case circuit breaker w. handle frame 1600; 4AUX and trip alarm switch S24; Icu "H" Icu=85kA @ 415V, 3-pole ETU650, LSI, In=1250A display, meas., comm. function Ir=500...1250A Isd=0.6...10xIn, Ii=1.5...15xIn N conductor protec. adjustable opt. w. ext. CT; up to 200% front bus connector offset No communication connection, No measurement function Without additional alarm switch assembly With mechanical calling without 2nd auxiliary release With 1st auxiliary release, ST Shunt release 110-120 V AC/DC | 170880 | 1 | ZN | 1
3VA2716-6AE06-0AA5 |  | fixed-mounted molded case circuit breaker w. handle frame 1600; 4AUX and trip alarm switch S24; Icu "H" Icu=85kA @ 415V, 3-pole ETU650, LSI, In=1600A display, meas., comm. function Ir=640...1600A Isd=0.6...10xIn, Ii=1.5...15xIn N conductor protec. adjustable opt. w. ext. CT; up to 200% front bus connector offset No communication connection, No measurement function Without additional alarm switch assembly With mechanical calling without 2nd auxiliary release With 1st auxiliary release, ST Shunt release 110-120 V AC/DC | 223880 | 1 | ZN | 1
3VA5105-1MH31-0AA0 |  | circuit breaker 3VA5 UL frame 125 3-pole, starter protection TM120M, AM, In=5A without overload protection short-circuit protection Ii=5...12 x In without connection | 11500 | 1 | ZN | 1
3VA5110-1MH31-0AA0 |  | circuit breaker 3VA5 UL frame 125 3-pole, starter protection TM120M, AM, In=100A without overload protection short-circuit protection Ii=5...12 x In without connection | 14800 | 1 | ZN | 1
3VA5110-6EC31-0AA0 |  | circuit breaker 3VA5 UL Frame 125 breaking capacity class H 65 kA @ 480 V 3-pole, line protection TM230, FTAM, In=100 A overload protection Ir=100 A permanently set short-circuit protection Ii=5...10 x In without connection | 14000 | 1 | ZN | 1
3VA5112-6EC31-0AA0 |  | circuit breaker 3VA5 UL Frame 125 breaking capacity class H 65 kA @ 480 V 3-pole, line protection TM230, FTAM, In=125 A overload protection Ir=125 A permanently set short-circuit protection Ii=5...10 x In without connection | 23300 | 1 | ZN | 1
3VA5125-1MH31-0AA0 |  | circuit breaker 3VA5 UL frame 125 3-pole, starter protection TM120M, AM, In=25A without overload protection short-circuit protection Ii=5...12 x In without connection | 11500 | 1 | ZN | 1
3VA5130-6EC31-0AA0 |  | circuit breaker 3VA5 UL Frame 125 breaking capacity class H 65 kA @ 480 V 3-pole, line protection TM230, FTAM, In=30 A overload protection Ir=30 A permanently set short-circuit protection Ii=5...10 x In without connection | 10900 | 1 | ZN | 1
3VA5135-6EC31-0AA0 |  | circuit breaker 3VA5 UL Frame 125 breaking capacity class H 65 kA @ 480 V 3-pole, line protection TM230, FTAM, In=35 A overload protection Ir=35 A permanently set short-circuit protection Ii=5...10 x In without connection | 10900 | 1 | ZN | 1
3VA5150-6EC31-0AA0 |  | circuit breaker 3VA5 UL Frame 125 breaking capacity class H 65 kA @ 480 V 3-pole, line protection TM230, FTAM, In=50 A overload protection Ir=50 A permanently set short-circuit protection Ii=5...10 x In without connection | 10900 | 1 | ZN | 1
3VA5170-1MH31-0AA0 |  | circuit breaker 3VA5 UL frame 125 3-pole, starter protection TM120M, AM, In=70A without overload protection short-circuit protection Ii=5...12 x In without connection | 12700 | 1 | ZN | 1
3VA5170-6EC31-0AA0 |  | circuit breaker 3VA5 UL Frame 125 breaking capacity class H 65 kA @ 480 V 3-pole, line protection TM230, FTAM, In=70 A overload protection Ir=70A permanently set short-circuit protection Ii=5...10 x In without connection | 12000 | 1 | ZN | 1
3VA5180-6EC31-0AA0 |  | circuit breaker 3VA5 UL Frame 125 breaking capacity class H 65 kA @ 480 V 3-pole, line protection TM230, FTAM, In=80 A overload protection Ir=80 A permanently set short-circuit protection Ii=5...10 x In without connection | 12000 | 1 | ZN | 1
3VA5190-6EC31-0AA0 |  | circuit breaker 3VA5 UL Frame 125 breaking capacity class H 65 kA @ 480 V 3-pole, line protection TM230, FTAM, In=90 A overload protection Ir=90 A permanently set short-circuit protection Ii=5...10 x In without connection | 12000 | 1 | ZN | 1
3VA5215-6EC31-0AA0 |  | circuit breaker 3VA5 UL Frame 250 breaking capacity class H 65 kA @ 480 V 3-pole, line protection TM230, FTAM, In=150 A overload protection Ir=150 A permanently set short-circuit protection Ii=5...10 x In without connection | 35000 | 1 | ZN | 1
3VA5320-6EF31-0AA0 |  | circuit breaker 3VA5 UL Frame 400 breaking capacity class H 65 kA @ 480 V 3-pole, line protection TM240, ATAM, In=200 A overload protection Ir=160 A ...200 A short-circuit protection Ii=5...10 x In without connection | 48800 | 1 | ZN | 1
3VA5325-0MH31-0AA0 |  | CIRCUIT BREAKER 3VA5 UL Frame 400 3POLE,MOTOR STARTER PROTECTION TM120M, AM, In=250A WITHOUT OVERLOAD PROTECTION SHORT CIRCUIT PROTECTION Ii=6...12 x In W/O CONNECTION | 43000 | 1 | ZN | 1
3VA5325-6EF31-0AA0 |  | circuit breaker 3VA5 UL Frame 400 breaking capacity class H 65 kA @ 480 V 3-pole, line protection TM240, ATAM, In=250 A overload protection Ir=200 A ...250 A short-circuit protection Ii=5...10 x In without connection | 48800 | 1 | ZN | 1
3VA5325-6EF31-2AA0 |  | circuit breaker 3VA5 UL Frame 400 breaking capacity class H 65 kA @ 480 V 3-pole, line protection TM240, ATAM, In=250 A overload protection, 100%-rated Ir=200 A ...250 A short-circuit protection Ii=5...10 x In without connection | 53600 | 1 | ZN | 1
3VA5330-6EF31-0AA0 |  | circuit breaker 3VA5 UL Frame 400 breaking capacity class H 65 kA @ 480 V 3-pole, line protection TM240, ATAM, In=300 A overload protection Ir=240 A ...300 A short-circuit protection Ii=5...10 x In without connection | 57700 | 1 | ZN | 1
3VA5335-6EF31-0AA0 |  | circuit breaker 3VA5 UL Frame 400 breaking capacity class H 65 kA @ 480 V 3-pole, line protection TM240, ATAM, In=350 A overload protection Ir=280 A ...350 A short-circuit protection Ii=5...10 x In without connection | 57700 | 1 | ZN | 1
3VA5340-6EF31-0AA0 |  | circuit breaker 3VA5 UL Frame 400 breaking capacity class H 65 kA @ 480 V 3-pole, line protection TM240, ATAM, In=400 A overload protection Ir=320 A ...400 A short-circuit protection Ii=5...10 x In without connection | 57700 | 1 | ZN | 1
3VA5450-6EC31-0AA0 |  | circuit breaker 3VA5 UL Frame 600 breaking capacity class H 65 kA @ 480 V 3-pole, line protection TM230, FTAM, In=500 A overload protection Ir = 500 A permanently set short-circuit protection Ii=5...10 x In without connection | 72500 | 1 | ZN | 1
3VA5460-6EC31-0AA0 |  | circuit breaker 3VA5 UL Frame 600 breaking capacity class H 65 kA @ 480 V 3-pole, line protection TM230, FTAM, In=600 A overload protection Ir=600 A permanently set short-circuit protection Ii=4...8 x In without connection | 78500 | 1 | ZN | 1
3VA5712-6EC31-0AA0 |  | circuit breaker 3VA5 UL frame 1200 breaking capacity class H 65kA @ 480 V 3-pole, line protection TM230, FTAM, In=1200A overload protection Ir=1200A fixed short circuit protection Ii=5 - 10 x In w/o connection | 200000 | 1 | ZN | 1
3VA9007-0NA10 |  | external current transformer for N conductor accessory for: 3VA2 up to In=25/40/63/100 A | 7440 | 1 | ZN | 1
3VA9033-0SB10 |  | cover frame for door cutout 76.2 x 45.65 mm (WxH) accessory for: circuit breaker, 3-pole without TMTU access 3VA51 front mounted rotary operator 3VA9157-0EK.. | 574 | 1 | ZN | 1
3VA9033-0SB20 |  | cover frame for door cutout 76.2 x 70.7 mm (WxH) accessory for: circuit breaker, 3-pole with TMTU access 3VA51 motor operator MO320 125 3VA9137-0HA.0 | 663 | 1 | ZN | 1
3VA9034-0SB10 |  | cover frame for door cutout 101.6 x 45.65Â mm (WxH) accessory for: circuit breaker, 4-pole without TMTU access 3VA51 | 694 | 1 | ZN | 1
3VA9034-0SB20 |  | cover frame for door cutout 101.6 x 70.7mm (WxH) accessory for: circuit breaker, 4-pole with TMTU access 3VA51 | 790 | 1 | ZN | 1
3VA9038-0LB10 |  | locking provision for handle accessory for: 3VA51 | 1170 | 1 | ZN | 1
3VA9053-0SB10 |  | cover frame for door cutout 76.2 x 45.65 mm (WxH) accessory for: circuit breaker, 3-pole without TMTU access 3VA11 for loadside mounted residual current module RCD520 160 3-pole 3VA9113-0RL20 | 566 | 1 | ZN | 1
3VA9053-0SB20 |  | cover frame for door cutout 76.2 x 70.7 mm (WxH) accessory for: circuit breaker, 3-pole with TMTU access 3VA11 motor operator MO320 160 3VA9157-0HA.0 | 623 | 1 | ZN | 1
3VA9054-0SB10 |  | cover frame for door cutout 101.6 x 45.65Â mm (WxH) accessory for: circuit breaker, 4-pole without TMTU access 3VA10/11 for loadside mounted residual current module RCD320 160 4-pole 3VA9114-0RL10 RCD520 160 4-pole 3VA9114-0RL20 | 678 | 1 | ZN | 1
3VA9054-0SB20 |  | cover frame for door cutout 101.6 x 70.7mm (WxH) accessory for: circuit breaker, 4-pole with TMTU access 3VA10/11 | 744 | 1 | ZN | 1
3VA9077-0NA10 |  | external current transformer for N conductor accessory for: 3VA2; 3VA6; In=25...150Â A | 19300 | 1 | ZN | 1
3VA9078-0VK10 |  | rear interlock mounting frame accessory for: 3VA51-54; 3VA61-64 | 2740 | 1 | ZN | 1
3VA9078-0VM10 |  | rear interlock with rod accessory for: 3VA51-54; 3VA61-64 | 7160 | 1 | ZN | 1
3VA9078-0VM30 |  | rear interlock plug-in and withdrawable unit with rod accessory for: 3VA51-54; 3VA61-64 | 9380 | 1 | ZN | 1
3VA9087-0SX10 |  | labeling plate for cover frame accessory for: all cover frames 3VA9...-0SB.0 | 68.1 | 1 | ZN | 10
3VA9088-0LB10 |  | locking provision for handle accessory for: 3VA10/11 3VA12 | 1070 | 1 | ZN | 1
3VA9088-0VK10 |  | rear interlock mounting frame accessory for: 3VA10-14; 3VA20-24 | 2500 | 1 | ZN | 1
3VA9088-0VM10 |  | rear interlock with rod accessory for: 3VA11-14; 3VA20-24 | 6600 | 1 | ZN | 1
3VA9088-0VM30 |  | rear interlock plug-in and withdrawable unit with rod accessory for: 3VA11-15; 3VA20-24 | 8600 | 1 | ZN | 1
3VA9103-0JB11 |  | circular conduc. terminal TA1.3 1.5â€¦50 mmÂ² 3 units accessory for: 3VA20/21/22 | 569 | 1 | ZN | 1
3VA9103-0JG11 |  | circular conduc. terminal TA1.3 1.5â€¦50 mmÂ² with auxiliary conductor voltage tap 3 units accessory for: 3VA20/21/22 | 654 | 1 | ZN | 1
3VA9104-0JB11 |  | circular conduc. terminal TA1.3 1.5â€¦50 mmÂ² 4 units accessory for: 3VA20/21/22 | 757 | 1 | ZN | 1
3VA9104-0JG11 |  | circular conduc. terminal TA1.3 1.5â€¦50 mmÂ² with auxiliary conductor voltage tap 4 units accessory for: 3VA20/21/22 | 872 | 1 | ZN | 1
3VA9107-0NA10 |  | external current transformer for N conductor accessory for: 3VA2 In=160/250Â A | 7690 | 1 | ZN | 1
3VA9110-0WB00 |  | control wire tap for box terminal 10 units accessory for: 3VA10/11 | 195 | 1 | ZN | 10
3VA9110-0WC00 |  | control wire tap for nut keeper kit 10 accessory for: 3VA10/11 | 180 | 1 | ZN | 10
3VA9111-0QE10 |  | rear connection stud flat short; 1 unit accessory for: 3VA10/11 | 359 | 1 | ZN | 1
3VA9111-0QE20 |  | rear connection stud flat long; 1 unit accessory for: 3VA10/11 | 474 | 1 | ZN | 1
3VA9111-0QF10 |  | rear connection stud round short; 1 unit accessory for: 3VA10/11 | 359 | 1 | ZN | 1
3VA9111-0QF20 |  | rear connection stud round long; 1 unit accessory for: 3VA10/11 | 503 | 1 | ZN | 1
3VA9111-0SS10 |  | mounting screw kit comprises 2 screws and nuts, metric thread M4 x 70 mm accessory for: circuit breaker, 1-pole 3VA11 | 373 | 1 | ZN | 1
3VA9111-0WD10 |  | terminal cover 1-pole; 1 unit accessory for: 3VA11 | 278 | 1 | ZN | 1
3VA9111-0WD20 |  | terminal cover 2-pole; 1 unit accessory for: 3VA11 | 305 | 1 | ZN | 1
3VA9111-0WD30 |  | terminal cover 3-pole; 1 unit accessory for: 3VA10/11 | 364 | 1 | ZN | 1
3VA9111-0WD40 |  | terminal cover 4-pole; 1 unit accessory for: 3VA10/11 | 497 | 1 | ZN | 1
3VA9111-0WF20 |  | terminal cover extended 2-pole; 1 unit accessory for: 3VA11 | 305 | 1 | ZN | 1
3VA9111-0WF30 |  | terminal cover extended 3-pole; 1 unit accessory for: 3VA10/11 | 497 | 1 | ZN | 1
3VA9111-0WF40 |  | terminal cover extended 4-pole; 1 unit accessory for: 3VA10/11 | 645 | 1 | ZN | 1
3VA9111-0WG30 |  | terminal cover broadened 3-pole; 1 unit accessory for: 3VA10/11 | 766 | 1 | ZN | 1
3VA9111-0WG40 |  | terminal cover broadened 4-pole; 1 unit accessory for: 3VA10/11 | 1040 | 1 | ZN | 1
3VA9111-0WJ20 |  | insulating plate extended 2-pole; 1 unit accessory for: 3VA11 | 214 | 1 | ZN | 1
3VA9111-0WJ30 |  | insulating plate extended 3-pole; 1 unit accessory for: 3VA10/11 | 317 | 1 | ZN | 1
3VA9111-0WJ40 |  | insulating plate extended 4-pole; 1 unit accessory for: 3VA10/11 | 431 | 1 | ZN | 1
3VA9111-0WK30 |  | insulating plate broadened 3-pole; 1 unit accessory for: 3VA10/11 | 396 | 1 | ZN | 1
3VA9111-0WK40 |  | insulating plate broadened 4-pole; 1 unit accessory for: 3VA10/11 | 530 | 1 | ZN | 1
3VA9112-0JC12 |  | circular conduc. terminal TA2.1 25â€¦150 mmÂ² large with auxiliary conductor voltage tap 2 units accessory for: 3VA11 | 1120 | 1 | ZN | 1
3VA9112-0JF60 |  | circular conduc. terminal TA2.5 6 x 1.5â€¦35 mmÂ² for 6 cables; 2 units accessory for: 3VA11 | 1730 | 1 | ZN | 1
3VA9112-0JJ12 |  | circular conduc. terminal TA2.1 25â€¦150 mmÂ² large; 2 units accessory for: 3VA11 | 953 | 1 | ZN | 1
3VA9112-0SG20 |  | side plate accessory for: 3VA11 2P | 223 | 1 | ZN | 5
3VA9113-0JB11 |  | circular conduc. terminal TA1.1 10â€¦95 mmÂ² 3 units accessory for: 3VA10/11 | 548 | 1 | ZN | 1
3VA9113-0JC12 |  | circular conduc. terminal TA2.1 25â€¦150 mmÂ² large with auxiliary conductor voltage tap 3 units accessory for: 3VA10/11 | 1680 | 1 | ZN | 1
3VA9113-0JF60 |  | circular conduc. terminal TA2.5 6 x 1.5â€¦35 mmÂ² for 6 cables; 3 units accessory for: 3VA10/11 | 2590 | 1 | ZN | 1
3VA9113-0JG11 |  | circular conduc. terminal TA1.1 10â€¦95 mmÂ² with auxiliary conductor voltage tap 3 units accessory for: 3VA10/11 | 634 | 1 | ZN | 1
3VA9113-0JJ12 |  | circular conduc. terminal TA2.1 25â€¦150 mmÂ² large; 3 units accessory for: 3VA10/11 | 1430 | 1 | ZN | 1
3VA9113-0KB01 |  | terminal cover plug-in and withdraw. breaker accessory for: circuit breaker, 3-pole 3VA11 | 955 | 1 | ZN | 1
3VA9113-0KP00 |  | plug-in unit complete kit accessory for: circuit breaker, 3-pole 3VA11 | 5410 | 1 | ZN | 1
3VA9113-0KP10 |  | plug-in unit conversion kit for MCCB accessory for: circuit breaker, 3-pole 3VA11 | 2320 | 1 | ZN | 1
3VA9113-0QA00 |  | nut keeper kit; 3 units accessory for: 3VA10/11 | 508 | 1 | ZN | 1
3VA9113-0QE00 |  | rear connection stud flat 3 units accessory for: 3VA10/11 | 1190 | 1 | ZN | 1
3VA9113-0QF00 |  | rear connection stud round 3 units accessory for: 3VA10/11 | 1190 | 1 | ZN | 1
3VA9113-0QG00 |  | nut keeper kit right-angled; 3 units accessory for: 3VA10/11 | 766 | 1 | ZN | 1
3VA9113-0RL20 |  | residual current device RCD520 basic RCD type A loadside mounted rated resid. current 0.03...5 A at 50/60Â Hz adjustable tv 0...3000Â ms 3-pole In=160 A Ue=100-480Â V accessory for: 3VA1 | 24100 | 1 | ZN | 1
3VA9113-0RL21 |  | residual current device RCD520B basic RCD type B or B+ loadside mounted rated resid. current 0.03...5 A adjustable tv 0...10,000Â ms 3-pole In=160 A Ue=127-690Â V accessory for: 3VA11 | 38400 | 1 | ZN | 1
3VA9113-0RS20 |  | residual current device RCD510 basic RCD type A side mounted rated resid. current 0.03...5 A at 50/60Â Hz adjustable tv 0...3000Â ms 3-pole In=160 A Ue=127-480Â V accessory for: 3VA1 with terminal connection | 24100 | 1 | ZN | 1
3VA9113-0SG10 |  | DC insulating plate accessory for: 3VA10/11 3P | 111 | 1 | ZN | 10
3VA9114-0JB11 |  | circular conduc. terminal TA1.1 10â€¦95 mmÂ² 4 units accessory for: 3VA10/11 | 737 | 1 | ZN | 1
3VA9114-0JC12 |  | circular conduc. terminal TA2.1 25â€¦150 mmÂ² large with auxiliary conductor voltage tap 4 units accessory for: 3VA10/11 | 2250 | 1 | ZN | 1
3VA9114-0JF60 |  | circular conduc. terminal TA2.5 6 x 1.5â€¦35 mmÂ² for 6 cables; 4 units accessory for: 3VA10/11 | 3500 | 1 | ZN | 1
3VA9114-0JG11 |  | circular conduc. terminal TA1.1 10â€¦95 mmÂ² with auxiliary conductor voltage tap 4 units accessory for: 3VA10/11 | 843 | 1 | ZN | 1
3VA9114-0JJ12 |  | circular conduc. terminal TA2.1 25â€¦150 mmÂ² large; 4 units accessory for: 3VA10/11 | 1930 | 1 | ZN | 1
3VA9114-0KB01 |  | terminal cover plug-in and withdraw. breaker accessory for: circuit breaker, 4-pole 3VA11 | 1270 | 1 | ZN | 1
3VA9114-0KP00 |  | plug-in unit complete kit accessory for: circuit breaker, 4-pole 3VA11 | 7280 | 1 | ZN | 1
3VA9114-0KP10 |  | plug-in unit conversion kit for MCCB accessory for: circuit breaker, 4-pole 3VA11 | 3120 | 1 | ZN | 1
3VA9114-0QA00 |  | nut keeper kit; 4 units accessory for: 3VA10/11 | 674 | 1 | ZN | 1
3VA9114-0QE00 |  | rear connection stud flat 4 units accessory for: 3VA10/11 | 1590 | 1 | ZN | 1
3VA9114-0QF00 |  | rear connection stud round 4 units accessory for: 3VA10/11 | 1590 | 1 | ZN | 1
3VA9114-0QG00 |  | nut keeper kit right-angled; 4 units accessory for: 3VA10/11 | 1020 | 1 | ZN | 1
3VA9114-0RL10 |  | residual current device RCD320 basic RCD type A loadside mounted rated resid. current 0.03...5 A at 50/60Â Hz tv instantaneous 4-pole In=160 A Ue=100-480Â V accessory for: 3VA1 | 15700 | 1 | ZN | 1
3VA9114-0RL20 |  | residual current device RCD520 basic RCD type A loadside mounted rated resid. current 0.03...5 A at 50/60Â Hz adjustable tv 0...3000Â ms 4-pole In=160 A Ue=100-480Â V accessory for: 3VA1 | 26100 | 1 | ZN | 1
3VA9114-0RL21 |  | residual current device RCD520B basic RCD type B or B+ loadside mounted rated resid. current 0.03...5 A adjustable tv 0...10,000Â ms 4-pole In=160 A Ue=127-690Â V accessory for: 3VA11 | 38400 | 1 | ZN | 1
3VA9114-0RS10 |  | residual current device RCD310 basic RCD type A side mounted rated resid. current 0.03...5 A at 50/60Â Hz tv instantaneous 4-pole In=160 A Ue=127-480Â V accessory for: 3VA1 with terminal connection | 15700 | 1 | ZN | 1
3VA9114-0RS20 |  | residual current device RCD510 basic RCD type A side mounted rated resid. current 0.03...5 A at 50/60Â Hz adjustable tv 0...3000Â ms 4-pole In=160 A Ue=127-480Â V accessory for: 3VA1 with terminal connection | 26100 | 1 | ZN | 1
3VA9114-0SG10 |  | DC insulating plate accessory for: 3VA10/11 4P | 196 | 1 | ZN | 10
3VA9114-0SS10 |  | mounting screw kit comprising 4 screws and nuts, metric thread M4 x 70 mm accessory for: circuit breaker, 3 or 4-pole 3VA10/11 and for plug-in units 3VA1 250, withdrawable units 3VA1 250 | 505 | 1 | ZN | 1
3VA9116-0SS10 |  | mounting screw kit comprises 2 screws and nuts, metric thread M4 x 70 mm accessory for: circuit breaker, 2-pole 3VA11 | 373 | 1 | ZN | 1
3VA9117-0HB10 |  | side mounted motor operator 24-60 V DC accessory for: 3VA11 | 11700 | 1 | ZN | 1
3VA9117-0HB20 |  | side mounted motor operator 110-250Â V AC/DC accessory for: 3VA11 | 11700 | 1 | ZN | 1
3VA9123-0KB01 |  | terminal cover plug-in and withdraw. breaker accessory for: circuit breaker, 3-pole 3VA20/21/22 | 1190 | 1 | ZN | 1
3VA9123-0KD00 |  | withdrawable unit complete kit accessory for: circuit breaker, 3-pole 3VA20/21/22 | 9050 | 1 | ZN | 1
3VA9123-0KD10 |  | withdrawable unit conversion kit for MCCB accessory for: circuit breaker, 3-pole 3VA20/21/22 | 3030 | 1 | ZN | 1
3VA9123-0KP00 |  | plug-in unit complete kit accessory for: circuit breaker, 3-pole 3VA20/21/22 | 5860 | 1 | ZN | 1
3VA9123-0KP10 |  | plug-in unit conversion kit for MCCB accessory for: circuit breaker, 3-pole 3VA20/21/22 | 2500 | 1 | ZN | 1
3VA9123-0RL30 |  | residual current device RCD820 advanced RCD type A loadside mounted rated resid. current 0.03...30A at 50/60Â Hz adjustable tv 0...10000Â ms 3-pole In=160 A Ue=100-690Â V accessory for: 3VA2 | 27800 | 1 | ZN | 1
3VA9124-0KB01 |  | terminal cover plug-in and withdraw. breaker accessory for: circuit breaker, 4-pole 3VA20/21/22 | 1560 | 1 | ZN | 1
3VA9124-0KD00 |  | withdrawable unit complete kit accessory for: circuit breaker, 4-pole 3VA20/21/22 | 12100 | 1 | ZN | 1
3VA9124-0KD10 |  | withdrawable unit conversion kit for MCCB accessory for: circuit breaker, 4-pole 3VA20/21/22 | 4040 | 1 | ZN | 1
3VA9124-0KP00 |  | plug-in unit complete kit accessory for: circuit breaker, 4-pole 3VA20/21/22 | 7800 | 1 | ZN | 1
3VA9124-0KP10 |  | plug-in unit conversion kit for MCCB accessory for: circuit breaker, 4-pole 3VA20/21/22 | 3370 | 1 | ZN | 1
3VA9124-0RL30 |  | residual current device RCD820 advanced RCD type A loadside mounted rated resid. current 0.03...30A at 50/60Â Hz adjustable tv 0...10000Â ms 4-pole In=160 A Ue=100-690Â V accessory for: 3VA2 | 30100 | 1 | ZN | 1
3VA9124-0SS10 |  | mounting screw kit comprises 4 screws and nuts, metric thread M4 x 80 mm accessory for: circuit breaker, 4-pole 3VA12; 3VA20/21/22; 3VA51/52; 3VA61/62 and for plug-in units 3VA2 100/160/250 withdrawable units 3VA 2 100/160/250 | 514 | 1 | ZN | 1
3VA9126-0SS10 |  | mounting screw kit comprises 2 screws and nuts, metric thread M4 x 80 mm accessory for: circuit breaker, 2-pole/3-pole 3VA12; 3VA20/21/22; 3VA51/52; 3VA61/62 | 386 | 1 | ZN | 1
3VA9131-0QB00 |  | bus connector extended front mounted; 1 unit accessory for: 3VA51 | 279 | 1 | ZN | 1
3VA9131-0QE10 |  | rear connection stud flat short; 1 unit accessory for: 3VA51 | 392 | 1 | ZN | 1
3VA9131-0QE20 |  | rear connection stud flat long; 1 unit accessory for: 3VA51 | 519 | 1 | ZN | 1
3VA9131-0QF10 |  | rear connection stud round short; 1 unit accessory for: 3VA51 | 392 | 1 | ZN | 1
3VA9131-0QF20 |  | rear connection stud round long; 1 unit accessory for: 3VA51 | 543 | 1 | ZN | 1
3VA9131-0WD10 |  | terminal cover 1-pole; 1 unit accessory for: 3VA41/51 | 297 | 1 | ZN | 1
3VA9131-0WD30 |  | terminal cover 3-pole; 1 unit accessory for: 3VA41/51 | 398 | 1 | ZN | 1
3VA9131-0WF30 |  | terminal cover extended 3-pole; 1 unit accessory for: 3VA51 | 529 | 1 | ZN | 1
3VA9131-0WJ30 |  | insulating plate extended 3-pole; 1 unit accessory for: 3VA51 | 348 | 1 | ZN | 1
3VA9132-0WA00 |  | phase barriers; 2 units accessory for: 3VA41/51 | 251 | 1 | ZN | 1
3VA9133-0JA11 |  | box terminal; 3 units accessory for: 3VA51 | 588 | 1 | ZN | 1
3VA9133-0JB11 |  | wire connector TA1.1 8 AWG...3/0 3 units accessory for: 3VA41; 3VA51 | 597 | 1 | ZN | 1
3VA9133-0JC12 |  | wire connector TA2.1 4 AWG...300 kcmil large with control wire voltage tap 3 units accessory for: 3VA51 | 1840 | 1 | ZN | 1
3VA9133-0JD11 |  | wire connector TC1.1 14 AWG...2/0 Cu 3 units accessory for: 3VA41; 3VA51 | 2270 | 1 | ZN | 1
3VA9133-0JF60 |  | wire connector TA2.5 6 x 14 AWG...2 AWG for 6 cables 3 units accessory for: 3VA51 | 2840 | 1 | ZN | 1
3VA9133-0JG11 |  | wire connector TA1.1 8 AWG...3/0 with control wire voltage tap 3 units accessory for: 3VA41; 3VA51 | 687 | 1 | ZN | 1
3VA9133-0JJ12 |  | wire connector TA2.1 4 AWG...300 kcmil large 3 units accessory for: 3VA51 | 1550 | 1 | ZN | 1
3VA9133-0JK11 |  | wire connector TC1.1 14 AWG...2/0 Cu with control wire voltage tap 3 units accessory for: 3VA41; 3VA51 | 2660 | 1 | ZN | 1
3VA9133-0QA00 |  | nut keeper kit; 3 units accessory for: 3VA51 | 548 | 1 | ZN | 1
3VA9133-0QB00 |  | bus connector extended front mounted; 3 units accessory for: 3VA51 | 865 | 1 | ZN | 1
3VA9133-0QE00 |  | rear connection stud flat 3 units accessory for: 3VA51 | 1300 | 1 | ZN | 1
3VA9133-0QF00 |  | rear connection stud round 3 units accessory for: 3VA51 | 1300 | 1 | ZN | 1
3VA9137-0EK11 |  | front mounted rotary operator standard IEC IP30/40 accessory for: 3VA51 | 1370 | 1 | ZN | 1
3VA9137-0EK13 |  | front mounted rotary operator standard IEC IP30/40 24Â V DC lighting kit accessory for: 3VA51 | 2760 | 1 | ZN | 1
3VA9137-0EK15 |  | front mounted rotary operator EMERGENCY OFF IEC IP30/40 accessory for: 3VA51 | 1570 | 1 | ZN | 1
3VA9137-0EK17 |  | front mounted rotary operator EMERGENCY OFF IEC IP30/40 24Â V DC lighting kit accessory for: 3VA51 | 2940 | 1 | ZN | 1
3VA9137-0EK21 |  | front mounted rotary operator standard with door interlock IEC IP30/40 accessory for: 3VA51 | 2320 | 1 | ZN | 1
3VA9137-0EK23 |  | front mounted rotary operator standard with door interlock IEC IP30/40 24Â V DC lighting kit accessory for: 3VA51 | 3720 | 1 | ZN | 1
3VA9137-0EK25 |  | front mounted rotary operator EMERGENCY OFF with door interlock IEC IP30/40 accessory for: 3VA51 | 2710 | 1 | ZN | 1
3VA9137-0EK27 |  | front mounted rotary operator EMERGENCY OFF with door interlock IEC IP30/40 24Â V DC lighting kit accessory for: 3VA51 | 4050 | 1 | ZN | 1
3VA9137-0EK31 |  | front mounted rotary operator standard IP30 NEMA type 1,.. with door interlock and door opening position accessory for: 3VA51 | 2510 | 1 | ZN | 1
3VA9137-0EK33 |  | front mounted rotary operator standard IP30 NEMA type 1,.. with door interlock 24Â V DC lighting kit and door opening position accessory for: 3VA51 | 4000 | 1 | ZN | 1
3VA9137-0EK35 |  | front mounted rotary operator EMERGENCY OFF IP30 NEMA type 1,.. with door interlock and door opening position accessory for: 3VA51 | 2870 | 1 | ZN | 1
3VA9137-0EK37 |  | front mounted rotary operator EMERGENCY OFF IP30 NEMA type 1,.. with door interlock 24Â V DC lighting kit and door opening position accessory for: 3VA51 | 4320 | 1 | ZN | 1
3VA9137-0FK21 |  | door mounted rotary operator standard IEC IP65 with door interlock accessory for: 3VA51 | 2380 | 1 | ZN | 1
3VA9137-0FK23 |  | door mounted rotary operator standard IEC IP65 with door interlock 24Â V DC lighting kit accessory for: 3VA51 | 3840 | 1 | ZN | 1
3VA9137-0FK25 |  | door mounted rotary operator EMERGENCY OFF IEC IP65 with door interlock accessory for: 3VA51 | 2760 | 1 | ZN | 1
3VA9137-0FK27 |  | door mounted rotary operator EMERGENCY OFF IEC IP65 with door interlock 24Â V DC lighting kit accessory for: 3VA51 | 4130 | 1 | ZN | 1
3VA9137-0FK31 |  | door mounted rotary operator standard NEMA types 1, 3R, 12, 4/4X with door interlock and door opening position accessory for: 3VA51 | 2560 | 1 | ZN | 1
3VA9137-0FK33 |  | door mounted rotary operator standard NEMA types 1, 3R, 12, 4/4X with door interlock 24Â V DC lighting kit and door opening position accessory for: 3VA51 | 4060 | 1 | ZN | 1
3VA9137-0FK35 |  | door mounted rotary operator EMERGENCY OFF NEMA types 1, 3R, 12, 4/4X with door interlock and door opening position accessory for: 3VA51 | 2940 | 1 | ZN | 1
3VA9137-0FK37 |  | door mounted rotary operator EMERGENCY OFF NEMA types 1, 3R, 12, 4/4X with door interlock 24Â V DC lighting kit and door opening position accessory for: 3VA51 | 4540 | 1 | ZN | 1
3VA9137-0GA80 |  | retaining bracket accessory for: 3VA51 | 516 | 1 | ZN | 1
3VA9137-0GC01 |  | supplementary handle for door mounted rotary operator standard accessory for: 3VA51 | 1710 | 1 | ZN | 1
3VA9137-0GC05 |  | supplementary handle for door mounted rotary operator EMERGENCY STOP accessory for: 3VA51 | 1960 | 1 | ZN | 1
3VA9137-0GK00 |  | rotary operator with shaft stub for 8UC retrofit accessory for: 3VA51 | 1230 | 1 | ZN | 1
3VA9137-0HA10 |  | motor operator 24-60 V DC accessory for: 3VA51 | 12700 | 1 | ZN | 1
3VA9137-0HA20 |  | motor operator 110-230 V AC/110-250 V DC accessory for: 3VA51 | 12700 | 1 | ZN | 1
3VA9137-0LF10 |  | cylinder lock adapter accessories compartment accessory for: 3VA51 | 1840 | 1 | ZN | 1
3VA9137-0PK11 |  | side wall mounted rot. operator standard IEC IP65 accessory for: 3VA51 | 3100 | 1 | ZN | 1
3VA9137-0PK13 |  | side wall mounted rot. operator standard IEC IP65 24Â V DC lighting kit accessory for: 3VA51 | 4520 | 1 | ZN | 1
3VA9137-0PK15 |  | side wall mounted rot. operator EMERGENCY OFF IEC IP65 accessory for: 3VA51 | 3530 | 1 | ZN | 1
3VA9137-0PK17 |  | side wall mounted rot. operator EMERGENCY OFF IEC IP65 24Â V DC lighting kit accessory for: 3VA51 | 4940 | 1 | ZN | 1
3VA9137-0PK51 |  | side wall mounted rot. operator standard IEC IP65 with mounting bracket accessory for: 3VA51 | 4500 | 1 | ZN | 1
3VA9137-0PK53 |  | side wall mounted rot. operator standard IEC IP65 with mounting bracket 24Â V DC lighting kit accessory for: 3VA51 | 5890 | 1 | ZN | 1
3VA9137-0PK55 |  | side wall mounted rot. operator EMERGENCY OFF IEC IP65 with mounting bracket accessory for: 3VA51 | 5160 | 1 | ZN | 1
3VA9137-0PK57 |  | side wall mounted rot. operator EMERGENCY STOP IEC IP65 with mounting bracket 24Â V DC lighting kit accessory for: 3VA51 | 6530 | 1 | ZN | 1
3VA9137-0VF10 |  | module for handle interlock w. Bowd. cable accessory for: 3VA51 | 1430 | 1 | ZN | 1
3VA9138-0VF30 |  | handle interlocking module accessory for: 3VA51 | 3850 | 1 | ZN | 1
3VA9138-0VK20 |  | rear interlock mounting plate accessory for: 3VA51 | 496 | 1 | ZN | 1
3VA9143-0JA12 |  | box terminal; 3 units accessory for: 3VA61/62 | 650 | 1 | ZN | 1
3VA9143-0JB11 |  | wire connector TA1.3 14 AWG...1/0 3 units accessory for: 3VA61/62 | 597 | 1 | ZN | 1
3VA9143-0JD11 |  | wire connector TC1.3 14 AWG...1/0 Cu 3 units accessory for: 3VA61/62 | 2270 | 1 | ZN | 1
3VA9143-0JG11 |  | wire connector TA1.3 14 AWG...1/0 with control wire voltage tap 3 units accessory for: 3VA61/62 | 687 | 1 | ZN | 1
3VA9143-0JK11 |  | wire connector TC1.3 14 AWG...1/0 Cu with control wire voltage tap 3 units accessory for: 3VA61/62 | 2660 | 1 | ZN | 1
3VA9143-0KB01 |  | terminal cover plug-in and withdraw. breaker accessory for: circuit breaker, 3-pole 3VA61/62 | 1290 | 1 | ZN | 1
3VA9143-0KD00 |  | withdrawable unit complete kit accessory for: circuit breaker, 3-pole 3VA61/62 | 9810 | 1 | ZN | 1
3VA9143-0KD10 |  | withdrawable unit conversion kit for MCCB accessory for: circuit breaker, 3-pole 3VA61/62 | 3260 | 1 | ZN | 1
3VA9143-0KP00 |  | plug-in unit complete kit accessory for: circuit breaker, 3-pole 3VA61/62 | 6430 | 1 | ZN | 1
3VA9143-0KP10 |  | plug-in unit conversion kit for MCCB accessory for: circuit breaker, 3-pole 3VA61/62 | 2740 | 1 | ZN | 1
3VA9143-0SB10 |  | cover frame for door cutout 104.6 x 70.7mm (WxH) accessory for: circuit breaker, 3-pole without ETU access 3VA61/62 and 3VA52 front mounted rotary operator 3VA9267-0EK.. | 808 | 1 | ZN | 1
3VA9143-0SB20 |  | cover frame for door cutout 104.6 x 100.8Â mm (WxH) accessory for: circuit breaker, 3-pole with ETU access 3VA61/62 | 896 | 1 | ZN | 1
3VA9144-0JA12 |  | box terminal; 4 units accessory for: 3VA61/62 | 865 | 1 | ZN | 1
3VA9144-0JB11 |  | wire connector TA1.3 14 AWG...1/0 4 units accessory for: 3VA61/62 | 800 | 1 | ZN | 1
3VA9144-0JD11 |  | wire connector TC1.3 14 AWG...1/0 Cu 4 units accessory for: 3VA61/62 | 3100 | 1 | ZN | 1
3VA9144-0JG11 |  | wire connector TA1.3 14 AWG...1/0 with control wire voltage tap 4 units accessory for: 3VA61/62 | 917 | 1 | ZN | 1
3VA9144-0JK11 |  | wire connector TC1.3 14 AWG...1/0 Cu with control wire voltage tap 4 units accessory for: 3VA61/62 | 3530 | 1 | ZN | 1
3VA9144-0KB01 |  | terminal cover plug-in and withdraw. breaker accessory for: circuit breaker, 4-pole 3VA61/62 | 1700 | 1 | ZN | 1
3VA9144-0KD00 |  | withdrawable unit complete kit accessory for: circuit breaker, 4-pole 3VA61/62 | 13100 | 1 | ZN | 1
3VA9144-0KD10 |  | withdrawable unit conversion kit for MCCB accessory for: circuit breaker, 4-pole 3VA61/62 | 4320 | 1 | ZN | 1
3VA9144-0KP00 |  | plug-in unit complete kit accessory for: circuit breaker, 4-pole 3VA61/62 | 8520 | 1 | ZN | 1
3VA9144-0KP10 |  | plug-in unit conversion kit for MCCB accessory for: circuit breaker, 4-pole 3VA61/62 | 3690 | 1 | ZN | 1
3VA9144-0SB10 |  | cover frame for door cutout 139.6 x 70.7Â mm (WxH) accessory for: circuit breaker, 4-pole without ETU access 3VA52; 3VA61/62 | 965 | 1 | ZN | 1
3VA9144-0SB20 |  | cover frame for door cutout 139.6 x 100.8 mm (WxH) accessory for: circuit breaker, 4-pole with ETU access 3VA61/62 | 1060 | 1 | ZN | 1
3VA9147-0KT00 |  | door feedthrough accessory for: 3VA61/62 | 1370 | 1 | ZN | 1
3VA9147-0LF10 |  | cylinder lock adapter accessories compartment accessory for: 3VA61/62 | 1890 | 1 | ZN | 1
3VA9147-0VF10 |  | module for handle interlock w. Bowd. cable accessory for: 3VA61/62 | 1610 | 1 | ZN | 1
3VA9148-0VF30 |  | handle interlocking module accessory for: 3VA61/62 | 4060 | 1 | ZN | 1
3VA9150-0WB00 |  | control wire tap for box terminal accessory for: 3VA10/11 plug-in version | 200 | 1 | ZN | 10
3VA9150-0WC00 |  | control wire tap for flat busbar connection accessory for: 3VA10/11 plug-in version | 187 | 1 | ZN | 10
3VA9151-0QB00 |  | bus connector extended front mounted; 1 unit accessory for: 3VA11 | 256 | 1 | ZN | 1
3VA9151-0SS00 |  | mounting screw kit comprises 2 screws and nuts, inch thread No. 8-32 UNC x 3" accessory for: circuit breaker, 1-pole 3VA51 | 405 | 1 | ZN | 1
3VA9151-0SS10 |  | mounting screw kit comprises 2 screws and nuts, metric thread M4 x 80 mm accessory for: circuit breaker, 1-pole 3VA51 | 405 | 1 | ZN | 1
3VA9152-0QC00 |  | bus connectors broadened front mounted; 2 units accessory for: 3VA11 2-pole without additional insulation of mounting plate/rear panel only usable up to max. 240 V AC | 941 | 1 | ZN | 1
3VA9152-0WA00 |  | phase barriers; 2 units accessory for: 3VA10/11 | 229 | 1 | ZN | 1
3VA9153-0JA11 |  | box terminal; 3 units accessory for: 3VA10/11 | 533 | 1 | ZN | 1
3VA9153-0JC12 |  | circular conduc. terminal TA2.1 25â€¦150 mmÂ² large with auxiliary conductor voltage tap 3 units accessory for: plug-in/withdrawable unit 3VA11 | 1680 | 1 | ZN | 1
3VA9153-0JF60 |  | circular conduc. terminal TA2.5 6 x 1.5â€¦35 mmÂ² for 6 cables; 3 units accessory for: plug-in/withdrawable unit 3VA11 | 2590 | 1 | ZN | 1
3VA9153-0KB03 |  | terminal cover for plug-in and withdrawable socket accessory for: circuit breaker, 3-pole 3VA11 | 364 | 1 | ZN | 1
3VA9153-0KB04 |  | terminal cover long for plug-in and withdrawable socket accessory for: circuit breaker, 3-pole 3VA11 | 497 | 1 | ZN | 1
3VA9153-0KB05 |  | terminal cover broadened for plug-in and withdrawable socket accessory for: circuit breaker, 3-pole 3VA10/11 | 766 | 1 | ZN | 1
3VA9153-0QB00 |  | bus connector extended front mounted; 3 units accessory for: 3VA10/11 | 793 | 1 | ZN | 1
3VA9153-0QC00 |  | bus connectors broadened front mounted; 3 units accessory for: 3VA10/11 | 1410 | 1 | ZN | 1
3VA9153-0QD00 |  | bus connector extended edgewise; 3 units accessory for: 3VA10/11 | 766 | 1 | ZN | 1
3VA9154-0JA11 |  | box terminal; 4 units accessory for: 3VA10/11 | 717 | 1 | ZN | 1
3VA9154-0JC12 |  | circular conduc. terminal TA2.1 25â€¦150 mmÂ² large with auxiliary conductor voltage tap 4 units accessory for: plug-in/withdrawable unit 3VA11 | 2250 | 1 | ZN | 1
3VA9154-0JF60 |  | circular conduc. terminal TA2.5 6 x 1.5â€¦35 mmÂ² for 6 cables; 4 units accessory for: plug-in/withdrawable unit 3VA11 | 3500 | 1 | ZN | 1
3VA9154-0KB03 |  | terminal cover for plug-in and withdrawable socket accessory for: circuit breaker, 4-pole 3VA10/11 | 497 | 1 | ZN | 1
3VA9154-0KB04 |  | terminal cover long for plug-in and withdrawable socket accessory for: circuit breaker, 4-pole 3VA10/11 | 645 | 1 | ZN | 1
3VA9154-0KB05 |  | terminal cover broadened for plug-in and withdrawable socket accessory for: circuit breaker, 4-pole 3VA10/11 | 1040 | 1 | ZN | 1
3VA9154-0QB00 |  | bus connector extended front mounted, 4Â units accessory for: 3VA10/11 | 1060 | 1 | ZN | 1
3VA9154-0QC00 |  | bus connectors broadened front mounted, 4Â units accessory for: 3VA10/11 | 1890 | 1 | ZN | 1
3VA9154-0QD00 |  | bus connector extended edgewise; 4 units accessory for: 3VA10/11 | 1020 | 1 | ZN | 1
3VA9156-0SS00 |  | mounting screw kit comprises 2 screws and nuts, inch thread No. 8-32 UNC x 3" accessory for: circuit breaker, 2-pole/3-pole 3VA51 | 405 | 1 | ZN | 1
3VA9157-0EK11 |  | front mounted rotary operator standard IEC IP30/40 accessory for: 3VA10/11 | 1260 | 1 | ZN | 1
3VA9157-0EK13 |  | front mounted rotary operator standard IEC IP30/40 24Â V DC lighting kit accessory for: 3VA10/11 | 2540 | 1 | ZN | 1
3VA9157-0EK15 |  | front mounted rotary operator EMERGENCY OFF IEC IP30/40 accessory for: 3VA10/11 | 1450 | 1 | ZN | 1
3VA9157-0EK17 |  | front mounted rotary operator EMERGENCY OFF IEC IP30/40 24Â V DC lighting kit accessory for: 3VA10/11 | 2760 | 1 | ZN | 1
3VA9157-0EK21 |  | front mounted rotary operator standard with door interlock IEC IP30/40 accessory for: 3VA10/11 | 2140 | 1 | ZN | 1
3VA9157-0EK23 |  | front mounted rotary operator standard with door interlock IEC IP30/40 24Â V DC lighting kit accessory for: 3VA10/11 | 3460 | 1 | ZN | 1
3VA9157-0EK25 |  | front mounted rotary operator EMERGENCY OFF with door interlock IEC IP30/40 accessory for: 3VA10/11 | 2450 | 1 | ZN | 1
3VA9157-0EK27 |  | front mounted rotary operator EMERGENCY OFF with door interlock IEC IP30/40 24Â V DC lighting kit accessory for: 3VA10/11 | 3710 | 1 | ZN | 1
3VA9157-0FK21 |  | door mounted rotary operator standard IEC IP65 with door interlock accessory for: 3VA10/11 | 2200 | 1 | ZN | 1
3VA9157-0FK23 |  | door mounted rotary operator standard IEC IP65 with door interlock 24Â V DC lighting kit accessory for: 3VA10/11 | 3510 | 1 | ZN | 1
3VA9157-0FK25 |  | door mounted rotary operator EMERGENCY OFF IEC IP65 with door interlock accessory for: 3VA10/11 | 2500 | 1 | ZN | 1
3VA9157-0FK27 |  | door mounted rotary operator EMERGENCY OFF IEC IP65 with door interlock 24Â V DC lighting kit accessory for: 3VA10/11 | 3840 | 1 | ZN | 1
3VA9157-0FK61 |  | door mounted rotary operator standard, rigid without tolerance compensation IEC IP65 with door interlock accessory for: 3VA10/11 | 2200 | 1 | ZN | 1
3VA9157-0GK00 |  | rotary operator with shaft stub for 8UC retrofit accessory for: 3VA10/11 | 1130 | 1 | ZN | 1
3VA9157-0HA10 |  | motor operator 24-60 V DC accessory for: 3VA11 | 11700 | 1 | ZN | 1
3VA9157-0HA20 |  | motor operator 110-230 V AC/110-250 V DC accessory for: 3VA11 | 11700 | 1 | ZN | 1
3VA9157-0KB02 |  | cable cage for plug-in and withdraw. unit accessory for: circuit breaker, 3-pole/4-pole 3VA11 | 241 | 1 | ZN | 1
3VA9157-0KP81 |  | autotrip plunger accessory for: plug-in unit 3VA10/11 | 971 | 1 | ZN | 1
3VA9157-0LF10 |  | cylinder lock adapter accessories compartment accessory for: 3VA11 | 1680 | 1 | ZN | 1
3VA9157-0PK11 |  | side wall mounted rot. operator standard IEC IP65 accessory for: 3VA10/11 | 2830 | 1 | ZN | 1
3VA9157-0PK13 |  | side wall mounted rot. operator standard IEC IP65 24Â V DC lighting kit accessory for: 3VA10/11 | 4110 | 1 | ZN | 1
3VA9157-0PK15 |  | side wall mounted rot. operator EMERGENCY OFF IEC IP65 accessory for: 3VA10/11 | 3210 | 1 | ZN | 1
3VA9157-0PK17 |  | side wall mounted rot. operator EMERGENCY OFF IEC IP65 24Â V DC lighting kit accessory for: 3VA10/11 | 4540 | 1 | ZN | 1
3VA9157-0PK51 |  | side wall mounted rot. operator standard IEC IP65 with mounting bracket accessory for: 3VA10/11 | 4090 | 1 | ZN | 1
3VA9157-0PK53 |  | side wall mounted rot. operator standard IEC IP65 with mounting bracket 24Â V DC lighting kit accessory for: 3VA10/11 | 5370 | 1 | ZN | 1
3VA9157-0PK55 |  | side wall mounted rot. operator EMERGENCY OFF IEC IP65 with mounting bracket accessory for: 3VA10/11 | 4690 | 1 | ZN | 1
3VA9157-0PK57 |  | side wall mounted rot. operator EMERGENCY STOP IEC IP65 with mounting bracket 24Â V DC lighting kit accessory for: 3VA10/11 | 6020 | 1 | ZN | 1
3VA9157-0VF10 |  | module for handle interlock w. Bowd. cable accessory for: 3VA11 | 1320 | 1 | ZN | 1
3VA9158-0VF30 |  | handle interlocking module accessory for: 3VA11 | 3530 | 1 | ZN | 1
3VA9158-0VK20 |  | rear interlock mounting plate accessory for: 3VA11 | 456 | 1 | ZN | 1
3VA9163-0JA12 |  | box terminal; 3 units accessory for: 3VA20/21/22 | 600 | 1 | ZN | 1
3VA9163-0KB03 |  | terminal cover for plug-in and withdrawable socket accessory for: circuit breaker, 3-pole 3VA20/21/22 | 456 | 1 | ZN | 1
3VA9163-0KB04 |  | terminal cover long for plug-in and withdrawable socket accessory for: circuit breaker, 3-pole 3VA20/21/22 | 602 | 1 | ZN | 1
3VA9163-0KB05 |  | terminal cover broadened for plug-in and withdrawable socket accessory for: circuit breaker, 3-pole 3VA20/21/22 | 977 | 1 | ZN | 1
3VA9163-0SB10 |  | cover frame for door cutout 104.6 x 70.7mm (WxH) accessory for: circuit breaker, 3-pole without ETU access 3VA20/21/22 | 757 | 1 | ZN | 1
3VA9163-0SB20 |  | cover frame for door cutout 104.6 x 100.8Â mm (WxH) accessory for: circuit breaker, 3-pole with ETU access 3VA20/21/22 | 829 | 1 | ZN | 1
3VA9164-0JA12 |  | box terminal; 4 units accessory for: 3VA20/21/22 | 793 | 1 | ZN | 1
3VA9164-0KB03 |  | terminal cover for plug-in and withdrawable socket accessory for: circuit breaker, 4-pole 3VA20/21/22 | 600 | 1 | ZN | 1
3VA9164-0KB04 |  | terminal cover long for plug-in and withdrawable socket accessory for: circuit breaker, 4-pole 3VA20/21/22 | 787 | 1 | ZN | 1
3VA9164-0KB05 |  | terminal cover broadened for plug-in and withdrawable socket accessory for: circuit breaker, 4-pole 3VA20/21/22 | 1320 | 1 | ZN | 1
3VA9164-0SB10 |  | cover frame for door cutout 139.6 x 70.7Â mm (WxH) accessory for: circuit breaker, 4-pole without ETU access 3VA20/21/22 | 917 | 1 | ZN | 1
3VA9164-0SB20 |  | cover frame for door cutout 139.6 x 100.8 mm (WxH) accessory for: circuit breaker, 4-pole with ETU access 3VA20/21/22 | 987 | 1 | ZN | 1
3VA9164-0SS00 |  | mounting screw kit comprises 4 screws and nuts, inch thread No. 8-32 UNC x 3 1/4" accessory for: circuit breaker, 4-pole 3VA52; 3VA61/62 and for plug-in units 3VA61/62 withdrawable units 3VA61/62 | 555 | 1 | ZN | 1
3VA9166-0SS00 |  | mounting screw kit comprises 2 screws and nuts, inch thread No. 8-32 UNC x 3 1/4" accessory for: circuit breaker, 2-pole/3-pole 3VA52; 3VA61/62 | 418 | 1 | ZN | 1
3VA9167-0KB02 |  | cable cage for plug-in and withdraw. unit accessory for: circuit breaker, 3-pole/4-pole 3VA20/21/22; 3VA61/62 | 281 | 1 | ZN | 1
3VA9167-0KT00 |  | door feedthrough accessory for: 3VA20/21/22 | 1260 | 1 | ZN | 1
3VA9167-0LF10 |  | cylinder lock adapter accessories compartment accessory for: 3VA20/21/22 | 1730 | 1 | ZN | 1
3VA9167-0VF10 |  | module for handle interlock w. Bowd. cable accessory for: 3VA20/21/22 | 1480 | 1 | ZN | 1
3VA9168-0VF30 |  | handle interlocking module accessory for: 3VA20/21/22 | 3770 | 1 | ZN | 1
3VA9177-0NA10 |  | external current transformer for N conductor accessory for: 3VA2; 3VA6; In=160...350Â A | 21600 | 1 | ZN | 1
3VA9177-0TB10 |  | communications module COM060 accessory for: 3VA61/62 | 9370 | 1 | ZN | 1
3VA9177-0TB50 |  | 24 V module accessory for: 3VA61/62 | 2590 | 1 | ZN | 1
3VA9181-0SH10 |  | DIN-rail adapter accessory for: 3VA11 1P | 505 | 1 | ZN | 1
3VA9182-0SH10 |  | DIN-rail adapter accessory for: 3VA11 2P | 995 | 1 | ZN | 1
3VA9187-0SH10 |  | DIN-rail adapter accessory for: 3VA10/11 3/4P | 1110 | 1 | ZN | 1
3VA9187-0SH20 |  | DIN-rail adapter accessory for: 3VA11, 3/4P with side-mounted residual current module RCD310 3VA9114-0RS10 (4P), RCD510 3VA9113-0RS20 (3P) or 3VA9114-0RS20 (4P) | 1250 | 1 | ZN | 1
3VA9187-0TB10 |  | communications module COM060 accessory for: 3VA20/21/22 | 8600 | 1 | ZN | 1
3VA9187-0TB50 |  | 24 V module accessory for: 3VA20/21/22 | 2400 | 1 | ZN | 1
3VA9187-0TB60 |  | ETU-COM adapter accessory for: COM060, 24 V module 3VA20/21/22; 3VA61/62 spare part | 1670 | 1 | ZN | 5
3VA9200-0WB00 |  | control wire tap for box terminal 10 units accessory for: 3VA12; 3VA20/21/22 | 200 | 1 | ZN | 10
3VA9200-0WC00 |  | control wire tap for nut keeper kit 10 accessory for: 3VA12; 3VA20/21/22 | 187 | 1 | ZN | 10
3VA9201-0QE10 |  | rear connection stud flat short; 1 unit accessory for: 3VA20/21/22 | 454 | 1 | ZN | 1
3VA9201-0QE20 |  | rear connection stud flat long; 1 unit accessory for: 3VA20/21/22 | 605 | 1 | ZN | 1
3VA9201-0QF10 |  | rear connection stud round short; 1 unit accessory for: 3VA20/21/22 | 454 | 1 | ZN | 1
3VA9201-0QF20 |  | rear connection stud round long; 1 unit accessory for: 3VA20/21/22 | 605 | 1 | ZN | 1
3VA9203-0QA00 |  | nut keeper kit; 3 units accessory for: 3VA20/21/22 | 551 | 1 | ZN | 1
3VA9203-0QE00 |  | rear connection stud flat 3 units accessory for: 3VA20/21/22 | 1510 | 1 | ZN | 1
3VA9203-0QF00 |  | rear connection stud round 3 units accessory for: 3VA20/21/22 | 1510 | 1 | ZN | 1
3VA9204-0QA00 |  | nut keeper kit; 4 units accessory for: 3VA20/21/22 | 737 | 1 | ZN | 1
3VA9204-0QE00 |  | rear connection stud flat 4 units accessory for: 3VA20/21/22 | 2040 | 1 | ZN | 1
3VA9204-0QF00 |  | rear connection stud round 4 units accessory for: 3VA20/21/22 | 2040 | 1 | ZN | 1
3VA9211-0QE10 |  | rear connection stud flat short; 1 unit accessory for: 3VA12 | 454 | 1 | ZN | 1
3VA9211-0QE20 |  | rear connection stud flat long; 1 unit accessory for: 3VA12 | 605 | 1 | ZN | 1
3VA9211-0QF10 |  | rear connection stud round short; 1 unit accessory for: 3VA12 | 454 | 1 | ZN | 1
3VA9211-0QF20 |  | rear connection stud round long; 1 unit accessory for: 3VA12 | 605 | 1 | ZN | 1
3VA9211-0WD30 |  | terminal cover 3-pole; 1 unit accessory for: 3VA12 | 456 | 1 | ZN | 1
3VA9211-0WD40 |  | terminal cover 4-pole; 1 unit accessory for: 3VA12 | 602 | 1 | ZN | 1
3VA9211-0WF30 |  | terminal cover extended 3-pole; 1 unit accessory for: 3VA12 | 602 | 1 | ZN | 1
3VA9211-0WF40 |  | terminal cover extended 4-pole; 1 unit accessory for: 3VA12 | 787 | 1 | ZN | 1
3VA9211-0WG30 |  | terminal cover broadened 3-pole; 1 unit accessory for: 3VA12 | 977 | 1 | ZN | 1
3VA9211-0WG40 |  | terminal cover broadened 4-pole; 1 unit accessory for: 3VA12 | 1320 | 1 | ZN | 1
3VA9211-0WJ30 |  | insulating plate extended 3-pole; 1 unit accessory for: 3VA12 | 377 | 1 | ZN | 1
3VA9211-0WJ40 |  | insulating plate extended 4-pole; 1 unit accessory for: 3VA12 | 508 | 1 | ZN | 1
3VA9211-0WK30 |  | insulating plate broadened 3-pole; 1 unit accessory for: 3VA12 | 469 | 1 | ZN | 1
3VA9211-0WK40 |  | insulating plate broadened 4-pole; 1 unit accessory for: 3VA12 | 625 | 1 | ZN | 1
3VA9213-0JC13 |  | circular conduc. terminal TA2.2 50â€¦240 mmÂ² large with auxiliary conductor voltage tap 3 units accessory for: 3VA12 | 2110 | 1 | ZN | 1
3VA9213-0JC22 |  | circular conduc. terminal TA2.3 2 x 25â€¦150 mmÂ² for 2 cables; 3 units auxiliary conductor voltage tap 3 units accessory for: 3VA12 | 2360 | 1 | ZN | 1
3VA9213-0JF60 |  | circular conduc. terminal TA2.6 6 x 1.5â€¦35 mmÂ² for 6 cables; 3 units accessory for: 3VA12 | 2700 | 1 | ZN | 1
3VA9213-0JJ13 |  | circular conduc. terminal TA2.2 50â€¦240 mmÂ² large; 3 units accessory for: 3VA12 | 1800 | 1 | ZN | 1
3VA9213-0JJ22 |  | circular conduc. terminal TA2.3 2 x 25â€¦150 mmÂ² for 2 cables; 3 units accessory for: 3VA12 | 2050 | 1 | ZN | 1
3VA9213-0KB01 |  | terminal cover plug-in and withdraw. breaker accessory for: circuit breaker, 3-pole 3VA12 | 1190 | 1 | ZN | 1
3VA9213-0KD00 |  | withdrawable unit complete kit accessory for: circuit breaker, 3-pole 3VA12 | 9050 | 1 | ZN | 1
3VA9213-0KD10 |  | withdrawable unit conversion kit for MCCB accessory for: circuit breaker, 3-pole 3VA12 | 3030 | 1 | ZN | 1
3VA9213-0KP00 |  | plug-in unit complete kit accessory for: circuit breaker, 3-pole 3VA12 | 5860 | 1 | ZN | 1
3VA9213-0KP10 |  | plug-in unit conversion kit for MCCB accessory for: circuit breaker, 3-pole 3VA12 | 2500 | 1 | ZN | 1
3VA9213-0QA00 |  | nut keeper kit; 3 units accessory for: 3VA12 | 551 | 1 | ZN | 1
3VA9213-0QE00 |  | rear connection stud flat 3 units accessory for: 3VA12 | 1510 | 1 | ZN | 1
3VA9213-0QF00 |  | rear connection stud round 3 units accessory for: 3VA12 | 1510 | 1 | ZN | 1
3VA9213-0QG00 |  | nut keeper kit right-angled; 3 units accessory for: 3VA12 | 881 | 1 | ZN | 1
3VA9213-0RL20 |  | residual current device RCD520 basic RCD type A loadside mounted rated resid. current 0.03...5 A at 50/60Â Hz adjustable tv 0...3000Â ms 3-pole In=250Â A Ue=100-480Â V accessory for: 3VA1 | 26100 | 1 | ZN | 1
3VA9213-0RS20 |  | residual current device RCD510 basic RCD type A side mounted rated resid. current 0.03...5 A at 50/60Â Hz adjustable tv 0...3000Â ms 3-pole In=250Â A Ue=127-480Â V accessory for: 3VA1 with terminal connection | 26700 | 1 | ZN | 1
3VA9214-0JC13 |  | circular conduc. terminal TA2.2 50â€¦240 mmÂ² large with auxiliary conductor voltage tap 4 units accessory for: 3VA12 | 2810 | 1 | ZN | 1
3VA9214-0JC22 |  | circular conduc. terminal TA2.3 2 x 25â€¦150 mmÂ² for 2 cables; 4 units auxiliary conductor voltage tap 4 units accessory for: 3VA12 | 3140 | 1 | ZN | 1
3VA9214-0JF60 |  | circular conduc. terminal TA2.6 6 x 1.5â€¦35 mmÂ² for 6 cables; 4 units accessory for: 3VA12 | 3590 | 1 | ZN | 1
3VA9214-0JJ13 |  | circular conduc. terminal TA2.2 50â€¦240 mmÂ² large; 4 units accessory for: 3VA12 | 2400 | 1 | ZN | 1
3VA9214-0JJ22 |  | circular conduc. terminal TA2.3 2 x 25â€¦150 mmÂ² for 2 cables; 4 units accessory for: 3VA12 | 2760 | 1 | ZN | 1
3VA9214-0KB01 |  | terminal cover plug-in and withdraw. breaker accessory for: circuit breaker, 4-pole 3VA12 | 1560 | 1 | ZN | 1
3VA9214-0KD00 |  | withdrawable unit complete kit accessory for: circuit breaker, 4-pole 3VA12 | 12100 | 1 | ZN | 1
3VA9214-0KD10 |  | withdrawable unit conversion kit for MCCB accessory for: circuit breaker, 4-pole 3VA12 | 4040 | 1 | ZN | 1
3VA9214-0KP00 |  | plug-in unit complete kit accessory for: circuit breaker, 4-pole 3VA12 | 7800 | 1 | ZN | 1
3VA9214-0KP10 |  | plug-in unit conversion kit for MCCB accessory for: circuit breaker, 4-pole 3VA12 | 3370 | 1 | ZN | 1
3VA9214-0QA00 |  | nut keeper kit; 4 units accessory for: 3VA12 | 737 | 1 | ZN | 1
3VA9214-0QE00 |  | rear connection stud flat 4 units accessory for: 3VA12 | 2040 | 1 | ZN | 1
3VA9214-0QF00 |  | rear connection stud round 4 units accessory for: 3VA12 | 2040 | 1 | ZN | 1
3VA9214-0QG00 |  | nut keeper kit right-angled; 4 units accessory for: 3VA12 | 1180 | 1 | ZN | 1
3VA9214-0RL20 |  | residual current device RCD520 basic RCD type A loadside mounted rated resid. current 0.03...5 A at 50/60Â Hz adjustable tv 0...3000Â ms 4-pole In=250Â A Ue=100-480Â V accessory for: 3VA1 | 28300 | 1 | ZN | 1
3VA9214-0RS20 |  | residual current device RCD510 basic RCD type A side mounted rated resid. current 0.03...5 A at 50/60Â Hz adjustable tv 0...3000Â ms 4-pole In=250Â A Ue=127-480Â V accessory for: 3VA1 with terminal connection | 29400 | 1 | ZN | 1
3VA9221-0WD30 |  | terminal cover 3-pole; 1 unit accessory for: 3VA20/21/22 | 456 | 1 | ZN | 1
3VA9221-0WD40 |  | terminal cover 4-pole; 1 unit accessory for: 3VA20/21/22 | 602 | 1 | ZN | 1
3VA9221-0WF30 |  | terminal cover extended 3-pole; 1 unit accessory for: 3VA20/21/22 | 602 | 1 | ZN | 1
3VA9221-0WF40 |  | terminal cover extended 4-pole; 1 unit accessory for: 3VA20/21/22 | 787 | 1 | ZN | 1
3VA9221-0WG30 |  | terminal cover broadened 3-pole; 1 unit accessory for: 3VA20/21/22 | 977 | 1 | ZN | 1
3VA9221-0WG40 |  | terminal cover broadened 4-pole; 1 unit accessory for: 3VA20/21/22 | 1320 | 1 | ZN | 1
3VA9221-0WJ30 |  | insulating plate extended 3-pole; 1 unit accessory for: 3VA20/21/22 | 377 | 1 | ZN | 1
3VA9221-0WJ40 |  | insulating plate extended 4-pole; 1 unit accessory for: 3VA20/21/22 | 508 | 1 | ZN | 1
3VA9221-0WK30 |  | insulating plate broadened 3-pole; 1 unit accessory for: 3VA20/21/22 | 469 | 1 | ZN | 1
3VA9221-0WK40 |  | insulating plate broadened 4-pole; 1 unit accessory for: 3VA20/21/22 | 625 | 1 | ZN | 1
3VA9223-0JC13 |  | circular conduc. terminal TA2.2 50â€¦240 mmÂ² large with auxiliary conductor voltage tap 3 units accessory for: 3VA20/21/22 | 2110 | 1 | ZN | 1
3VA9223-0JC22 |  | circular conduc. terminal TA2.3 2 x 25â€¦150 mmÂ² for 2 cables; 3 units accessory for: 3VA20/21/22 | 2360 | 1 | ZN | 1
3VA9223-0JF60 |  | circular conduc. terminal TA2.6 6 x 1.5â€¦35 mmÂ² for 6 cables; 3 units accessory for: 3VA20/21/22 | 2700 | 1 | ZN | 1
3VA9223-0JJ13 |  | circular conduc. terminal TA2.2 50â€¦240 mmÂ² large; 3 units accessory for: 3VA20/21/22 | 1800 | 1 | ZN | 1
3VA9223-0JJ22 |  | circular conduc. terminal TA2.3 2 x 25â€¦150 mmÂ² for 2 cables; 3 units accessory for: 3VA20/21/22 | 2050 | 1 | ZN | 1
3VA9223-0QG00 |  | nut keeper kit right-angled; 3 units accessory for: 3VA20/21/22 | 881 | 1 | ZN | 1
3VA9223-0RL30 |  | residual current device RCD820 advanced RCD type A loadside mounted rated resid. current 0.03...30A at 50/60Â Hz adjustable tv 0...10000Â ms 3-pole In=250Â A Ue=100-690Â V accessory for: 3VA2 | 27800 | 1 | ZN | 1
3VA9224-0JC13 |  | circular conduc. terminal TA2.2 50â€¦240 mmÂ² large with auxiliary conductor voltage tap 4 units accessory for: 3VA20/21/22 | 2810 | 1 | ZN | 1
3VA9224-0JC22 |  | circular conduc. terminal TA2.3 2 x 25â€¦150 mmÂ² for 2 cables; 4 units accessory for: 3VA20/21/22 | 3140 | 1 | ZN | 1
3VA9224-0JF60 |  | circular conduc. terminal TA2.6 6 x 1.5â€¦35 mmÂ² for 6 cables; 4 units accessory for: 3VA20/21/22 | 3590 | 1 | ZN | 1
3VA9224-0JJ13 |  | circular conduc. terminal TA2.2 50â€¦240 mmÂ² large; 4 units accessory for: 3VA20/21/22 | 2400 | 1 | ZN | 1
3VA9224-0JJ22 |  | circular conduc. terminal TA2.3 2 x 25â€¦150 mmÂ² for 2 cables; 4 units accessory for: 3VA20/21/22 | 2760 | 1 | ZN | 1
3VA9224-0QG00 |  | nut keeper kit right-angled; 4 units accessory for: 3VA20/21/22 | 1180 | 1 | ZN | 1
3VA9224-0RL30 |  | residual current device RCD820 advanced RCD type A loadside mounted rated resid. current 0.03...30A at 50/60Â Hz adjustable tv 0...10000Â ms 4-pole In=250Â A Ue=100-690Â V accessory for: 3VA2 | 30100 | 1 | ZN | 1
3VA9231-0QE10 |  | rear connection stud flat short; 1 unit accessory for: 3VA52 | 494 | 1 | ZN | 1
3VA9231-0QE20 |  | rear connection stud flat long; 1 unit accessory for: 3VA52 | 659 | 1 | ZN | 1
3VA9231-0QF10 |  | rear connection stud round short; 1 unit accessory for: 3VA52 | 494 | 1 | ZN | 1
3VA9231-0QF20 |  | rear connection stud round long; 1 unit accessory for: 3VA52 | 659 | 1 | ZN | 1
3VA9233-0JA11 |  | box terminal; 3 units accessory for: 3VA52 | 650 | 1 | ZN | 1
3VA9233-0JA12 |  | box terminal; 3 units accessory for: 3VA52 | 653 | 1 | ZN | 1
3VA9233-0JB12 |  | wire connector TA1.4 6 AWG...350 kcmil 3 units accessory for: 3VA52 | 855 | 1 | ZN | 1
3VA9233-0JC13 |  | wire connector TA2.2 2 AWG...350 kcmil large with control wire voltage tap 3 units accessory for: 3VA52 | 2220 | 1 | ZN | 1
3VA9233-0JC22 |  | wire connector TA2.3 2 x 4 AWG...300 kcmil for 2 cables with control wire voltage tap 3 units accessory for: 3VA52 | 2420 | 1 | ZN | 1
3VA9233-0JD12 |  | wire connector TC1.4 6 AWG...350 kcmil Cu 3 units accessory for: 3VA52 | 3280 | 1 | ZN | 1
3VA9233-0JF60 |  | wire connector TA2.6 6 x 14 AWG...2 AWG for 6 cables 3 units accessory for: 3VA52 | 2840 | 1 | ZN | 1
3VA9233-0JG12 |  | wire connector TA1.4 6 AWG...350 kcmil with control wire voltage tap 3 units accessory for: 3VA52 | 981 | 1 | ZN | 1
3VA9233-0JJ13 |  | wire connector TA2.2 2 AWG...350 kcmil large 3 units accessory for: 3VA52 | 1940 | 1 | ZN | 1
3VA9233-0JJ22 |  | wire connector TA2.3 2 x 4 AWG...300 kcmil for 2 cables 3 units accessory for: 3VA52 | 2220 | 1 | ZN | 1
3VA9233-0JK12 |  | wire connector TC1.4 6 AWG...350 kcmil Cu with control wire voltage tap 3 units accessory for: 3VA52 | 3800 | 1 | ZN | 1
3VA9233-0QA00 |  | nut keeper kit; 3 units accessory for: 3VA52 | 602 | 1 | ZN | 1
3VA9233-0QE00 |  | rear connection stud flat 3 units accessory for: 3VA52 | 1630 | 1 | ZN | 1
3VA9233-0QF00 |  | rear connection stud round 3 units accessory for: 3VA52 | 1630 | 1 | ZN | 1
3VA9233-0SB20 |  | cover frame for door cutout 104.6 x 112.8Â mm (WxH) accessory for: circuit breaker, 3-pole with TMTU access 3VA52 | 839 | 1 | ZN | 1
3VA9233-0SB30 |  | cover frame for door cutout 104.6 x 100.8Â mm (WxH) accessory for: circuit breaker, 3-pole with ETU access door feedthrough 3VA61/62 | 839 | 1 | ZN | 1
3VA9237-0LF10 |  | cylinder lock adapter accessories compartment accessory for: 3VA52 | 1890 | 1 | ZN | 1
3VA9237-0SB30 |  | cover frame for door cutout 104.6 x 75.8mm (WxH) accessory for: motor operator MO320 250 3VA9277-0HA.0 | 808 | 1 | ZN | 1
3VA9237-0VF10 |  | module for handle interlock w. Bowd. cable accessory for: 3VA52 | 1610 | 1 | ZN | 1
3VA9238-0VF30 |  | handle interlocking module accessory for: 3VA52 | 4060 | 1 | ZN | 1
3VA9238-0VK20 |  | rear interlock mounting plate accessory for: 3VA52 | 516 | 1 | ZN | 1
3VA9241-0QE10 |  | rear connection stud flat short; 1 unit accessory for: 3VA61/62 | 494 | 1 | ZN | 1
3VA9241-0QE20 |  | rear connection stud flat long; 1 unit accessory for: 3VA61/62 | 659 | 1 | ZN | 1
3VA9241-0QF10 |  | rear connection stud round short; 1 unit accessory for: 3VA61/62 | 494 | 1 | ZN | 1
3VA9241-0QF20 |  | rear connection stud round long; 1 unit accessory for: 3VA61/62 | 659 | 1 | ZN | 1
3VA9243-0JA12 |  | box terminal; 3 units accessory for: 3VA61/62 | 650 | 1 | ZN | 1
3VA9243-0JB12 |  | wire connector TA1.4 6 AWG...350 kcmil 3 units accessory for: 3VA61/62 | 855 | 1 | ZN | 1
3VA9243-0JC13 |  | wire connector TA2.2 2 AWG...350 kcmil large with control wire voltage tap 3 units accessory for: 3VA61/62 | 2220 | 1 | ZN | 1
3VA9243-0JC22 |  | wire connector TA2.3 2 x 4 AWG...300 kcmil for 2 cables with control wire voltage tap 3 units accessory for: 3VA61/62 | 2510 | 1 | ZN | 1
3VA9243-0JD12 |  | wire connector TC1.4 6 AWG...350 kcmil Cu 3 units accessory for: 3VA61/62 | 3280 | 1 | ZN | 1
3VA9243-0JF60 |  | wire connector TA2.6 6 x 14 AWG...2 AWG for 6 cables 3 units accessory for: 3VA61/62 | 2840 | 1 | ZN | 1
3VA9243-0JG12 |  | wire connector TA1.4 6 AWG...350 kcmil with control wire voltage tap 3 units accessory for: 3VA61/62 | 984 | 1 | ZN | 1
3VA9243-0JJ13 |  | wire connector TA2.2 2 AWG...350 kcmil large 3 units accessory for: 3VA61/62 | 1940 | 1 | ZN | 1
3VA9243-0JJ22 |  | wire connector TA2.3 2 x 4 AWG...300 kcmil for 2 cables 3 units accessory for: 3VA61/62 | 2220 | 1 | ZN | 1
3VA9243-0JK12 |  | wire connector TC1.4 6 AWG...350 kcmil Cu with control wire voltage tap 3 units accessory for: 3VA61/62 | 3820 | 1 | ZN | 1
3VA9243-0QA00 |  | nut keeper kit; 3 units accessory for: 3VA61/62 | 602 | 1 | ZN | 1
3VA9243-0QE00 |  | rear connection stud flat 3 units accessory for: 3VA61/62 | 1630 | 1 | ZN | 1
3VA9243-0QF00 |  | rear connection stud round 3 units accessory for: 3VA61/62 | 1630 | 1 | ZN | 1
3VA9244-0JA12 |  | box terminal; 4 units accessory for: 3VA61/62 | 865 | 1 | ZN | 1
3VA9244-0JB12 |  | wire connector TA1.4 6 AWG...350 kcmil 4 units accessory for: 3VA61/62 | 1140 | 1 | ZN | 1
3VA9244-0JC13 |  | wire connector TA2.2 2 AWG...350 kcmil large with control wire voltage tap 4 units accessory for: 3VA61/62 | 2940 | 1 | ZN | 1
3VA9244-0JC22 |  | wire connector TA2.3 2 x 4 AWG...300 kcmil for 2 cables with control wire voltage tap 4 units accessory for: 3VA61/62 | 3300 | 1 | ZN | 1
3VA9244-0JD12 |  | wire connector TC1.4 6 AWG...350 kcmil Cu 4 units accessory for: 3VA61/62 | 4320 | 1 | ZN | 1
3VA9244-0JF60 |  | wire connector TA2.6 6 x 14 AWG...2 AWG for 6 cables 4 units accessory for: 3VA61/62 | 3820 | 1 | ZN | 1
3VA9244-0JG12 |  | wire connector TA1.4 6 AWG...350 kcmil with control wire voltage tap 4 units accessory for: 3VA61/62 | 1320 | 1 | ZN | 1
3VA9244-0JJ13 |  | wire connector TA2.2 2 AWG...350 kcmil large 4 units accessory for: 3VA61/62 | 2590 | 1 | ZN | 1
3VA9244-0JJ22 |  | wire connector TA2.3 2 x 4 AWG...300 kcmil for 2 cables 4 units accessory for: 3VA61/62 | 2940 | 1 | ZN | 1
3VA9244-0JK12 |  | wire connector TC1.4 6 AWG...350 kcmil Cu with control wire voltage tap 4 units accessory for: 3VA61/62 | 5030 | 1 | ZN | 1
3VA9244-0QA00 |  | nut keeper kit; 4 units accessory for: 3VA61/62 | 800 | 1 | ZN | 1
3VA9244-0QE00 |  | rear connection stud flat 4 units accessory for: 3VA61/62 | 2190 | 1 | ZN | 1
3VA9244-0QF00 |  | rear connection stud round 4 units accessory for: 3VA61/62 | 2190 | 1 | ZN | 1
3VA9248-0VK20 |  | rear interlock mounting plate accessory for: 3VA61/62 | 516 | 1 | ZN | 1
3VA9252-0WA00 |  | phase barriers; 2 units accessory for: 3VA12 | 238 | 1 | ZN | 1
3VA9253-0JA11 |  | box terminal; 3 units accessory for: 3VA12 | 600 | 1 | ZN | 1
3VA9253-0JA12 |  | box terminal; 3 units accessory for: 3VA12 | 602 | 1 | ZN | 1
3VA9253-0JB12 |  | circular conduc. terminal TA1.2 35â€¦185 mmÂ² 3 units accessory for: 3VA12 | 787 | 1 | ZN | 1
3VA9253-0JC13 |  | circular conduc. terminal TA2.2 50â€¦240 mmÂ² large with auxiliary conductor voltage tap 3 units accessory for: plug-in/withdrawable unit 3VA12 | 2050 | 1 | ZN | 1
3VA9253-0JC22 |  | circular conduc. terminal TA2.3 2 x 25â€¦150 mmÂ² for 2 cables with auxiliary conductor voltage tap 3 units accessory for: plug-in/withdrawable unit 3VA12 | 2290 | 1 | ZN | 1
3VA9253-0JF60 |  | circular conduc. terminal TA2.6 6 x 1.5â€¦35 mmÂ² for 6 cables; 3 units accessory for: plug-in/withdrawable unit 3VA12 | 2610 | 1 | ZN | 1
3VA9253-0JG12 |  | circular conduc. terminal TA1.2 35â€¦185 mmÂ² with auxiliary conductor voltage tap 3 units accessory for: 3VA12 | 899 | 1 | ZN | 1
3VA9253-0KB03 |  | terminal cover for plug-in and withdrawable socket accessory for: circuit breaker, 3-pole 3VA12 | 456 | 1 | ZN | 1
3VA9253-0KB04 |  | terminal cover long for plug-in and withdrawable socket accessory for: circuit breaker, 3-pole 3VA12 | 602 | 1 | ZN | 1
3VA9253-0KB05 |  | terminal cover broadened for plug-in and withdrawable socket accessory for: circuit breaker, 3-pole 3VA12 | 977 | 1 | ZN | 1
3VA9253-0QB00 |  | bus connector extended front mounted; 3 units accessory for: 3VA12 | 881 | 1 | ZN | 1
3VA9253-0QC00 |  | bus connectors broadened front mounted; 3 units accessory for: 3VA12 | 1540 | 1 | ZN | 1
3VA9253-0QD00 |  | bus connector extended edgewise; 3 units accessory for: 3VA12 | 881 | 1 | ZN | 1
3VA9253-0SB10 |  | cover frame for door cutout 104.6 x 45.65Â mm (WxH) accessory for: circuit breaker, 3-pole without TMTU access 3VA12 for loadside mounted residual current module RCD520 250 3-pole 3VA9213-0RL20 RCD820 160 3-pole 3VA9123-0RL30 RCD820 250 3-pole 3VA9223-0RL30 | 688 | 1 | ZN | 1
3VA9253-0SB20 |  | cover frame for door cutout 104.6 x 84.7mm (WxH) accessory for: circuit breaker, 3-pole with TMTU access 3VA12; 3VA20/21/22 for door feedthrough 3VA9257-0KT00, 3VA9167-0KT00 | 789 | 1 | ZN | 1
3VA9254-0JA11 |  | box terminal; 4 units accessory for: 3VA12 | 793 | 1 | ZN | 1
3VA9254-0JA12 |  | box terminal; 4 units accessory for: 3VA12 | 796 | 1 | ZN | 1
3VA9254-0JB12 |  | circular conduc. terminal TA1.2 35â€¦185 mmÂ² 4 units accessory for: 3VA12 | 1050 | 1 | ZN | 1
3VA9254-0JC13 |  | circular conduc. terminal TA2.2 50â€¦240 mmÂ² large with auxiliary conductor voltage tap 4 units accessory for: plug-in/withdrawable unit 3VA12 | 2780 | 1 | ZN | 1
3VA9254-0JC22 |  | circular conduc. terminal TA2.3 2 x 25â€¦150 mmÂ² for 2 cables with auxiliary conductor voltage tap 4 units accessory for: plug-in/withdrawable unit 3VA12 | 3050 | 1 | ZN | 1
3VA9254-0JF60 |  | circular conduc. terminal TA2.6 6 x 1.5â€¦35 mmÂ² for 6 cables; 4 units accessory for: plug-in/withdrawable unit 3VA12 | 3500 | 1 | ZN | 1
3VA9254-0JG12 |  | circular conduc. terminal TA1.2 35â€¦185 mmÂ² with auxiliary conductor voltage tap 4 units accessory for: 3VA12 | 1200 | 1 | ZN | 1
3VA9254-0KB03 |  | terminal cover for plug-in and withdrawable socket accessory for: circuit breaker, 4-pole 3VA12 | 602 | 1 | ZN | 1
3VA9254-0KB04 |  | terminal cover long for plug-in and withdrawable socket accessory for: circuit breaker, 4-pole 3VA12 | 787 | 1 | ZN | 1
3VA9254-0KB05 |  | terminal cover broadened for plug-in and withdrawable socket accessory for: circuit breaker, 4-pole 3VA12 | 1320 | 1 | ZN | 1
3VA9254-0QB00 |  | bus connector extended front mounted, 4Â units accessory for: 3VA12 | 1180 | 1 | ZN | 1
3VA9254-0QC00 |  | bus connectors broadened front mounted, 4Â units accessory for: 3VA12 | 2050 | 1 | ZN | 1
3VA9254-0QD00 |  | bus connector extended edgewise; 4 units accessory for: 3VA12 | 1180 | 1 | ZN | 1
3VA9254-0SB10 |  | cover frame for door cutout 139.6 x 45.65Â mm (WxH) accessory for: circuit breaker, 4-pole without TMTU access 3VA12 for loadside mounted residual current module RCD520 250 4-pole 3VA9214-0RL20 RCD820 160 4-pole 3VA9124-0RL30 RCD820 250 4-pole 3VA9224-0RL30 RCD820B 160 4-pole 3VA9124-0RL40 RCD820B 250 4-pole 3VA9224-0RL40 | 856 | 1 | ZN | 1
3VA9254-0SB20 |  | cover frame for door cutout 139.6 x 84.7Â mm (WxH) accessory for: circuit breaker, 4-pole with TMTU access 3VA12 | 953 | 1 | ZN | 1
3VA9257-0EK11 |  | front mounted rotary operator standard IEC IP30/40 accessory for: 3VA12 | 1410 | 1 | ZN | 1
3VA9257-0EK13 |  | front mounted rotary operator standard IEC IP30/40 24Â V DC lighting kit accessory for: 3VA12 | 2740 | 1 | ZN | 1
3VA9257-0EK15 |  | front mounted rotary operator EMERGENCY OFF IEC IP30/40 accessory for: 3VA12 | 1630 | 1 | ZN | 1
3VA9257-0EK17 |  | front mounted rotary operator EMERGENCY OFF IEC IP30/40 24Â V DC lighting kit accessory for: 3VA12 | 2940 | 1 | ZN | 1
3VA9257-0EK21 |  | front mounted rotary operator standard with door interlock IEC IP30/40 accessory for: 3VA12 | 2410 | 1 | ZN | 1
3VA9257-0EK23 |  | front mounted rotary operator standard with door interlock IEC IP30/40 24Â V DC lighting kit accessory for: 3VA12 | 3660 | 1 | ZN | 1
3VA9257-0EK25 |  | front mounted rotary operator EMERGENCY OFF with door interlock IEC IP30/40 accessory for: 3VA12 | 2790 | 1 | ZN | 1
3VA9257-0EK27 |  | front mounted rotary operator EMERGENCY OFF with door interlock IEC IP30/40 24Â V DC lighting kit accessory for: 3VA12 | 4070 | 1 | ZN | 1
3VA9257-0FK21 |  | door mounted rotary operator standard IEC IP65 with door interlock accessory for: 3VA12 | 2470 | 1 | ZN | 1
3VA9257-0FK23 |  | door mounted rotary operator standard IEC IP65 with door interlock 24Â V DC lighting kit accessory for: 3VA12 | 3770 | 1 | ZN | 1
3VA9257-0FK25 |  | door mounted rotary operator EMERGENCY OFF IEC IP65 with door interlock accessory for: 3VA12 | 2870 | 1 | ZN | 1
3VA9257-0FK27 |  | door mounted rotary operator EMERGENCY OFF IEC IP65 with door interlock 24Â V DC lighting kit accessory for: 3VA12 | 4180 | 1 | ZN | 1
3VA9257-0FK61 |  | door mounted rotary operator standard, rigid without tolerance compensation IEC IP65 with door interlock accessory for: 3VA12 | 2470 | 1 | ZN | 1
3VA9257-0GK00 |  | rotary operator with shaft stub for 8UC retrofit accessory for: 3VA12 | 1270 | 1 | ZN | 1
3VA9257-0HA10 |  | motor operator 24-60 V DC accessory for: 3VA12 | 15100 | 1 | ZN | 1
3VA9257-0HA20 |  | motor operator 110-230 V AC/110-250 V DC accessory for: 3VA12 | 15100 | 1 | ZN | 1
3VA9257-0KB02 |  | cable cage for plug-in and withdraw. unit accessory for: circuit breaker, 3-pole/4-pole 3VA12 | 281 | 1 | ZN | 1
3VA9257-0KD81 |  | autotrip plunger accessory for: withdrawable unit 3VA12 | 971 | 1 | ZN | 1
3VA9257-0KP81 |  | autotrip plunger accessory for: plug-in unit 3VA12 | 971 | 1 | ZN | 1
3VA9257-0KT00 |  | door feedthrough accessory for: 3VA12 | 1260 | 1 | ZN | 1
3VA9257-0LF10 |  | cylinder lock adapter accessories compartment accessory for: 3VA12 | 1730 | 1 | ZN | 1
3VA9257-0PK11 |  | side wall mounted rot. operator standard IEC IP65 accessory for: 3VA12 | 3150 | 1 | ZN | 1
3VA9257-0PK13 |  | side wall mounted rot. operator standard IEC IP65 24Â V DC lighting kit accessory for: 3VA12 | 4410 | 1 | ZN | 1
3VA9257-0PK15 |  | side wall mounted rot. operator EMERGENCY OFF IEC IP65 accessory for: 3VA12 | 3620 | 1 | ZN | 1
3VA9257-0PK17 |  | side wall mounted rot. operator EMERGENCY OFF IEC IP65 24Â V DC lighting kit accessory for: 3VA12 | 4990 | 1 | ZN | 1
3VA9257-0PK51 |  | side wall mounted rot. operator standard IEC IP65 with mounting bracket accessory for: 3VA12 | 4690 | 1 | ZN | 1
3VA9257-0PK53 |  | side wall mounted rot. operator standard IEC IP65 with mounting bracket 24Â V DC lighting kit accessory for: 3VA12 | 6040 | 1 | ZN | 1
3VA9257-0PK55 |  | side wall mounted rot. operator EMERGENCY OFF IEC IP65 with mounting bracket accessory for: 3VA12 | 5390 | 1 | ZN | 1
3VA9257-0PK57 |  | side wall mounted rot. operator EMERGENCY STOP IEC IP65 with mounting bracket 24Â V DC lighting kit accessory for: 3VA12 | 6720 | 1 | ZN | 1
3VA9257-0SB30 |  | cover frame for door cutout 104.6 x 75.8Â mm (WxH), accessory for: motor operator MO320 250 3VA9257-0HA.0 and MO320 250 3VA9267-0HA.0 | 768 | 1 | ZN | 1
3VA9257-0VF10 |  | module for handle interlock w. Bowd. cable accessory for: 3VA12 | 1480 | 1 | ZN | 1
3VA9258-0VF30 |  | handle interlocking module accessory for: 3VA12 | 3770 | 1 | ZN | 1
3VA9258-0VK20 |  | rear interlock mounting plate accessory for: 3VA12 | 469 | 1 | ZN | 1
3VA9262-0WA00 |  | phase barriers; 2 units accessory for: 3VA20/21/22 | 238 | 1 | ZN | 1
3VA9263-0JA12 |  | box terminal; 3 units accessory for: 3VA20/21/22 | 600 | 1 | ZN | 1
3VA9263-0JB12 |  | circular conduc. terminal TA1.4 16â€¦185 mmÂ² 3 units accessory for: 3VA20/21/22 | 787 | 1 | ZN | 1
3VA9263-0JC13 |  | circular conduc. terminal TA2.2 50â€¦240 mmÂ² large with auxiliary conductor voltage tap 3 units accessory for: plug-in/withdrawable unit 3VA20/21/22 | 2050 | 1 | ZN | 1
3VA9263-0JC22 |  | circular conduc. terminal TA2.3 2 x 25â€¦150 mmÂ² for 2 cables with auxiliary conductor voltage tap 3 units accessory for: plug-in/withdrawable unit 3VA20/21/22 | 2290 | 1 | ZN | 1
3VA9263-0JF60 |  | circular conduc. terminal TA2.6 6 x 1.5â€¦35 mmÂ² for 6 cables; 3 units accessory for: plug-in/withdrawable unit 3VA20/21/22 | 2610 | 1 | ZN | 1
3VA9263-0JG12 |  | circular conduc. terminal TA1.4 16â€¦185 mmÂ² with auxiliary conductor voltage tap 3 units accessory for: 3VA20/21/22 | 905 | 1 | ZN | 1
3VA9263-0QB00 |  | bus connector extended front mounted; 3 units accessory for: 3VA20/21/22 | 881 | 1 | ZN | 1
3VA9263-0QC00 |  | bus connectors broadened front mounted; 3 units accessory for: 3VA20/21/22 | 1540 | 1 | ZN | 1
3VA9263-0QD00 |  | bus connector extended edgewise; 3 units accessory for: 3VA20/21/22 | 881 | 1 | ZN | 1
3VA9264-0JA12 |  | box terminal; 4 units accessory for: 3VA20/21/22 | 793 | 1 | ZN | 1
3VA9264-0JB12 |  | circular conduc. terminal TA1.4 16â€¦185 mmÂ² 4 units accessory for: 3VA20/21/22 | 1050 | 1 | ZN | 1
3VA9264-0JC13 |  | circular conduc. terminal TA2.2 50â€¦240 mmÂ² large with auxiliary conductor voltage tap 4 units accessory for: plug-in/withdrawable unit 3VA20/21/22 | 2780 | 1 | ZN | 1
3VA9264-0JC22 |  | circular conduc. terminal TA2.3 2 x 25â€¦150 mmÂ² for 2 cables with auxiliary conductor voltage tap 4 units accessory for: plug-in/withdrawable unit 3VA20/21/22 | 3050 | 1 | ZN | 1
3VA9264-0JF60 |  | circular conduc. terminal TA2.6 6 x 1.5â€¦35 mmÂ² for 6 cables; 4 units accessory for: plug-in/withdrawable unit 3VA20/21/22 | 3500 | 1 | ZN | 1
3VA9264-0JG12 |  | circular conduc. terminal TA1.4 16â€¦185 mmÂ² with auxiliary conductor voltage tap 4 units accessory for: 3VA20/21/22 | 1210 | 1 | ZN | 1
3VA9264-0QB00 |  | bus connector extended front mounted, 4Â units accessory for: 3VA20/21/22 | 1180 | 1 | ZN | 1
3VA9264-0QC00 |  | bus connectors broadened front mounted, 4Â units accessory for: 3VA20/21/22 | 2070 | 1 | ZN | 1
3VA9264-0QD00 |  | bus connector extended edgewise; 4 units accessory for: 3VA20/21/22 | 1180 | 1 | ZN | 1
3VA9267-0EK11 |  | front mounted rotary operator standard IEC IP30/40 accessory for: 3VA20/21/22 | 1410 | 1 | ZN | 1
3VA9267-0EK13 |  | front mounted rotary operator standard IEC IP30/40 24Â V DC lighting kit accessory for: 3VA20/21/22 | 2740 | 1 | ZN | 1
3VA9267-0EK15 |  | front mounted rotary operator EMERGENCY OFF IEC IP30/40 accessory for: 3VA20/21/22 | 1630 | 1 | ZN | 1
3VA9267-0EK17 |  | front mounted rotary operator EMERGENCY OFF IEC IP30/40 24Â V DC lighting kit accessory for: 3VA20/21/22 | 2940 | 1 | ZN | 1
3VA9267-0EK21 |  | front mounted rotary operator standard with door interlock IEC IP30/40 accessory for: 3VA20/21/22 | 2410 | 1 | ZN | 1
3VA9267-0EK23 |  | front mounted rotary operator standard with door interlock IEC IP30/40 24Â V DC lighting kit accessory for: 3VA20/21/22 | 3660 | 1 | ZN | 1
3VA9267-0EK25 |  | front mounted rotary operator EMERGENCY OFF with door interlock IEC IP30/40 accessory for: 3VA20/21/22 | 2790 | 1 | ZN | 1
3VA9267-0EK27 |  | front mounted rotary operator EMERGENCY OFF with door interlock IEC IP30/40 24Â V DC lighting kit accessory for: 3VA20/21/22 | 4070 | 1 | ZN | 1
3VA9267-0FK21 |  | door mounted rotary operator standard IEC IP65 with door interlock accessory for: 3VA20/21/22 | 2470 | 1 | ZN | 1
3VA9267-0FK23 |  | door mounted rotary operator standard IEC IP65 with door interlock 24Â V DC lighting kit accessory for: 3VA20/21/22 | 3770 | 1 | ZN | 1
3VA9267-0FK25 |  | door mounted rotary operator EMERGENCY OFF IEC IP65 with door interlock accessory for: 3VA20/21/22 | 2870 | 1 | ZN | 1
3VA9267-0FK27 |  | door mounted rotary operator EMERGENCY OFF IEC IP65 with door interlock 24Â V DC lighting kit accessory for: 3VA20/21/22 | 4180 | 1 | ZN | 1
3VA9267-0FK61 |  | door mounted rotary operator standard, rigid without tolerance compensation IEC IP65 with door interlock accessory for: 3VA20/21/22 | 2470 | 1 | ZN | 1
3VA9267-0GK00 |  | rotary operator with shaft stub for 8UC retrofit accessory for: 3VA20/21/22 | 1270 | 1 | ZN | 1
3VA9267-0HA10 |  | motor operator 24-60 V DC accessory for: 3VA20/21/22 | 15100 | 1 | ZN | 1
3VA9267-0HA20 |  | motor operator 110-230 V AC/110-250 V DC accessory for: 3VA20/21/22 | 15100 | 1 | ZN | 1
3VA9267-0HA21 |  | motor operator 110 V AC optimized for long cables accessory for: 3VA20/21/22 | 15600 | 1 | ZN | 1
3VA9267-0HA22 |  | motor operator 230 V AC optimized for long cables accessory for: 3VA20/21/22 | 15600 | 1 | ZN | 1
3VA9267-0HC10 |  | synchronizable motor operator 24 V DC accessory for: 3VA20/21/22 | 33000 | 1 | ZN | 1
3VA9267-0HC15 |  | synchronizable motorized operating mechanism 24 V DC incl. SEO-COM adapter for communications module accessory for: 3VA20/21/22 | 38000 | 1 | ZN | 1
3VA9267-0HC20 |  | synchronizable motor operator 42-60 V AC/DC accessory for: 3VA20/21/22 | 33000 | 1 | ZN | 1
3VA9267-0HC30 |  | synchronizable motor operator 110-230 V AC/110-250 V DC accessory for: 3VA20/21/22 | 33000 | 1 | ZN | 1
3VA9267-0HC35 |  | synchronizable motorized operating mechanism 110-230 V AC/110-250 V DC incl. SEO-COM adapter for communications module accessory for: 3VA20/21/22 | 38000 | 1 | ZN | 1
3VA9267-0KD81 |  | autotrip plunger accessory for: withdrawable unit 3VA20/21/22; 3VA61/62 | 971 | 1 | ZN | 1
3VA9267-0KP81 |  | autotrip plunger accessory for: plug-in unit 3VA20/21/22; 3VA61/62 | 971 | 1 | ZN | 1
3VA9267-0PK11 |  | side wall mounted rot. operator standard IEC IP65 accessory for: 3VA20/21/22 | 3150 | 1 | ZN | 1
3VA9267-0PK13 |  | side wall mounted rot. operator standard IEC IP65 24Â V DC lighting kit accessory for: 3VA20/21/22 | 4430 | 1 | ZN | 1
3VA9267-0PK15 |  | side wall mounted rot. operator EMERGENCY OFF IEC IP65 accessory for: 3VA20/21/22 | 3620 | 1 | ZN | 1
3VA9267-0PK17 |  | side wall mounted rot. operator EMERGENCY OFF IEC IP65 24Â V DC lighting kit accessory for: 3VA20/21/22 | 4990 | 1 | ZN | 1
3VA9267-0PK51 |  | side wall mounted rot. operator standard IEC IP65 with mounting bracket accessory for: 3VA20/21/22 | 4690 | 1 | ZN | 1
3VA9267-0PK53 |  | side wall mounted rot. operator standard IEC IP65 with mounting bracket 24Â V DC lighting kit accessory for: 3VA20/21/22 | 6040 | 1 | ZN | 1
3VA9267-0PK55 |  | side wall mounted rot. operator EMERGENCY OFF IEC IP65 with mounting bracket accessory for: 3VA20/21/22 | 5390 | 1 | ZN | 1
3VA9267-0PK57 |  | side wall mounted rot. operator EMERGENCY STOP IEC IP65 with mounting bracket 24Â V DC lighting kit accessory for: 3VA20/21/22 | 6720 | 1 | ZN | 1
3VA9268-0VK20 |  | rear interlock mounting plate accessory for: 3VA20/21/22 | 472 | 1 | ZN | 1
3VA9270-0WC00 |  | control wire tap for nut keeper kit 10 accessory for: 3VA52; 3VA61/62 plug-in/withdrawable 3VA52 | 202 | 1 | ZN | 10
3VA9271-0WD30 |  | terminal cover 3-pole; 1 unit accessory for: 3VA52; 3VA61/62 plug-in and withdraw. breaker | 494 | 1 | ZN | 1
3VA9271-0WD40 |  | terminal cover 4-pole; 1 unit accessory for: 3VA52; 3VA61/62 plug-in and withdraw. breaker | 653 | 1 | ZN | 1
3VA9271-0WF30 |  | terminal cover extended 3-pole; 1 unit accessory for: 3VA52; 3VA61/62 plug-in/withdrawable socket 3VA61/62 | 653 | 1 | ZN | 1
3VA9271-0WF40 |  | terminal cover extended 4-pole; 1 unit accessory for: 3VA52; 3VA61/62 plug-in/withdrawable socket 3VA61/62 | 855 | 1 | ZN | 1
3VA9271-0WJ30 |  | insulating plate extended 3-pole; 1 unit accessory for: 3VA52; 3VA61/62 | 406 | 1 | ZN | 1
3VA9271-0WJ40 |  | insulating plate extended 4-pole; 1 unit accessory for: 3VA52; 3VA61/62 | 548 | 1 | ZN | 1
3VA9272-0WA00 |  | phase barriers; 2 units accessory for: 3VA61/62/52 | 256 | 1 | ZN | 1
3VA9273-0QB00 |  | bus connector extended front mounted; 3 units accessory for: 3VA52; 3VA61/62 | 956 | 1 | ZN | 1
3VA9274-0QB00 |  | bus connector extended front mounted, 4Â units accessory for: 3VA52; 3VA61/62 | 1270 | 1 | ZN | 1
3VA9277-0EK11 |  | front mounted rotary operator standard IEC IP30/40 accessory for: 3VA52; 3VA61/62 | 1540 | 1 | ZN | 1
3VA9277-0EK13 |  | front mounted rotary operator standard IEC IP30/40 24Â V DC lighting kit accessory for: 3VA52; 3VA61/62 | 2900 | 1 | ZN | 1
3VA9277-0EK15 |  | front mounted rotary operator EMERGENCY OFF IEC IP30/40 accessory for: 3VA52; 3VA61/62 | 1780 | 1 | ZN | 1
3VA9277-0EK17 |  | front mounted rotary operator EMERGENCY OFF IEC IP30/40 24Â V DC lighting kit accessory for: 3VA52; 3VA61/62 | 3180 | 1 | ZN | 1
3VA9277-0EK21 |  | front mounted rotary operator standard with door interlock IEC IP30/40 accessory for: 3VA52; 3VA61/62 | 2640 | 1 | ZN | 1
3VA9277-0EK23 |  | front mounted rotary operator standard with door interlock IEC IP30/40 24Â V DC lighting kit accessory for: 3VA52; 3VA61/62 | 4000 | 1 | ZN | 1
3VA9277-0EK25 |  | front mounted rotary operator EMERGENCY OFF with door interlock IEC IP30/40 accessory for: 3VA52; 3VA61/62 | 3020 | 1 | ZN | 1
3VA9277-0EK27 |  | front mounted rotary operator EMERGENCY OFF with door interlock IEC IP30/40 24Â V DC lighting kit accessory for: 3VA52; 3VA61/62 | 4420 | 1 | ZN | 1
3VA9277-0EK31 |  | front mounted rotary operator standard IP30 NEMA type 1,.. with door interlock and door opening position accessory for: 3VA52; 3VA61/62 | 2820 | 1 | ZN | 1
3VA9277-0EK33 |  | front mounted rotary operator standard IP30 NEMA type 1,.. with door interlock 24Â V DC lighting kit and door opening position accessory for: 3VA52; 3VA61/62 | 4290 | 1 | ZN | 1
3VA9277-0EK35 |  | front mounted rotary operator EMERGENCY OFF IP30 NEMA type 1,.. with door interlock and door opening position accessory for: 3VA52; 3VA61/62 | 3250 | 1 | ZN | 1
3VA9277-0EK37 |  | front mounted rotary operator EMERGENCY OFF IP30 NEMA type 1,.. with door interlock 24Â V DC lighting kit and door opening position accessory for: 3VA52; 3VA61/62 | 4720 | 1 | ZN | 1
3VA9277-0FK21 |  | door mounted rotary operator standard IEC IP65 with door interlock accessory for: 3VA52; 3VA61/62 | 2710 | 1 | ZN | 1
3VA9277-0FK23 |  | door mounted rotary operator standard IEC IP65 with door interlock 24Â V DC lighting kit accessory for: 3VA52; 3VA61/62 | 4060 | 1 | ZN | 1
3VA9277-0FK25 |  | door mounted rotary operator EMERGENCY OFF IEC IP65 with door interlock accessory for: 3VA52; 3VA61/62 | 3130 | 1 | ZN | 1
3VA9277-0FK27 |  | door mounted rotary operator EMERGENCY OFF IEC IP65 with door interlock 24Â V DC lighting kit accessory for: 3VA52; 3VA61/62 | 4550 | 1 | ZN | 1
3VA9277-0FK31 |  | door mounted rotary operator standard NEMA types 1, 3R, 12, 4/4X with door interlock and door opening position accessory for: 3VA52; 3VA61/62 | 2890 | 1 | ZN | 1
3VA9277-0FK33 |  | door mounted rotary operator standard NEMA types 1, 3R, 12, 4/4X with door interlock 24Â V DC lighting kit and door opening position accessory for: 3VA52; 3VA61/62 | 4500 | 1 | ZN | 1
3VA9277-0FK35 |  | door mounted rotary operator EMERGENCY OFF NEMA types 1, 3R, 12, 4/4X with door interlock and door opening position accessory for: 3VA52; 3VA61/62 | 3310 | 1 | ZN | 1
3VA9277-0FK37 |  | door mounted rotary operator EMERGENCY OFF NEMA types 1, 3R, 12, 4/4X with door interlock 24Â V DC lighting kit and door opening position accessory for: 3VA52; 3VA61/62 | 4800 | 1 | ZN | 1
3VA9277-0GK00 |  | rotary operator with shaft stub for 8UC retrofit accessory for: 3VA52; 3VA61/62 | 1390 | 1 | ZN | 1
3VA9277-0HA10 |  | motor operator 24-60 V DC accessory for: 3VA52; 3VA61/62 | 16300 | 1 | ZN | 1
3VA9277-0HA20 |  | motor operator 110-230 V AC/110-250 V DC accessory for: 3VA52; 3VA61/62 | 16300 | 1 | ZN | 1
3VA9277-0PK11 |  | side wall mounted rot. operator standard IEC IP65 accessory for: 3VA52; 3VA61/62 | 3360 | 1 | ZN | 1
3VA9277-0PK13 |  | side wall mounted rot. operator standard IEC IP65 24Â V DC lighting kit accessory for: 3VA52; 3VA61/62 | 4810 | 1 | ZN | 1
3VA9277-0PK15 |  | side wall mounted rot. operator EMERGENCY OFF IEC IP65 accessory for: 3VA52; 3VA61/62 | 3950 | 1 | ZN | 1
3VA9277-0PK17 |  | side wall mounted rot. operator EMERGENCY OFF IEC IP65 24Â V DC lighting kit accessory for: 3VA52; 3VA61/62 | 5300 | 1 | ZN | 1
3VA9277-0PK51 |  | side wall mounted rot. operator standard IEC IP65 with mounting bracket accessory for: 3VA52; 3VA61/62 | 5160 | 1 | ZN | 1
3VA9277-0PK53 |  | side wall mounted rot. operator standard IEC IP65 with mounting bracket 24Â V DC lighting kit accessory for: 3VA52; 3VA61/62 | 6530 | 1 | ZN | 1
3VA9277-0PK55 |  | side wall mounted rot. operator EMERGENCY OFF IEC IP65 with mounting bracket accessory for: 3VA52; 3VA61/62 | 5910 | 1 | ZN | 1
3VA9277-0PK57 |  | side wall mounted rot. operator EMERGENCY STOP IEC IP65 with mounting bracket 24Â V DC lighting kit accessory for: 3VA52; 3VA61/62 | 7330 | 1 | ZN | 1
3VA9278-0CC10 |  | operator kit with Bowden cable Max-Flex operator Bowden cable, single length 0.9 m (36'') accessory for: 3VA51/52; 3VA61/62 only for the UL market only for UL applications not approved for IEC | 3950 | 1 | ZN | 1
3VA9278-0CC20 |  | operator kit with Bowden cable Max-Flex operator Bowden cable, single length 1.2 m (48'') accessory for: 3VA51/52; 3VA61/62 only for the UL market only for UL applications not approved for IEC | 4590 | 1 | ZN | 1
3VA9278-0CC30 |  | operator kit with Bowden cable Max-Flex operator Bowden cable, single length 1.5 m (60'') accessory for: 3VA51/52; 3VA61/62 only for the UL market only for UL applications not approved for IEC | 5160 | 1 | ZN | 1
3VA9278-0CC40 |  | operator kit with Bowden cable Max-Flex operator Bowden cable, single length 1.8 m (72'') accessory for: 3VA51/52; 3VA61/62 only for the UL market only for UL applications not approved for IEC | 5700 | 1 | ZN | 1
3VA9278-0CC50 |  | operator kit with Bowden cable Max-Flex operator Bowden cable, single length 2.1 m (84'') accessory for: 3VA51/52; 3VA61/62 only for the UL market only for UL applications not approved for IEC | 6250 | 1 | ZN | 1
3VA9278-0CC60 |  | operator kit with Bowden cable Max-Flex operator Bowden cable, single length 2.4 m (96'') accessory for: 3VA51/52; 3VA61/62 only for the UL market only for UL applications not approved for IEC | 6870 | 1 | ZN | 1
3VA9278-0CC70 |  | operator kit with Bowden cable Max-Flex operator Bowden cable, single length 3.0 m (120'') accessory for: 3VA51/52; 3VA61/62 only for the UL market only for UL applications not approved for IEC | 8050 | 1 | ZN | 1
3VA9278-0CC80 |  | operator kit with Bowden cable Max-Flex operator Bowden cable, single length 3.6 m (144'') accessory for: 3VA51/52; 3VA61/62 only for the UL market only for UL applications not approved for IEC | 9240 | 1 | ZN | 1
3VA9280-0WB00 |  | control wire tap for box terminal accessory for: 3VA12 plug-in/withdrawable 3VA20/21/22 plug-in/withdraw. | 200 | 1 | ZN | 10
3VA9280-0WC00 |  | control wire tap for flat busbar connection accessory for: 3VA12 plug-in/withdrawable 3VA20/21/22 plug-in/withdraw. | 187 | 1 | ZN | 10
3VA9287-0GA80 |  | retaining bracket accessory for: 3VA10/11/12 | 469 | 1 | ZN | 1
3VA9287-0GC01 |  | supplementary handle for door mounted rotary operator standard accessory for: 3VA10/11/12 | 1580 | 1 | ZN | 1
3VA9287-0GC05 |  | supplementary handle for door mounted rotary operator EMERGENCY STOP accessory for: 3VA10/11/12 | 1800 | 1 | ZN | 1
3VA9303-0JF60 |  | circular conduc. terminal TA2.7 6 x 1.5â€¦35 mmÂ² for 6 cables; 3 units accessory for: 3VA13/14; 3VA23/24 | 2590 | 1 | ZN | 1
3VA9303-0SB40 |  | cover frame for door cutout 137.6x 45.65 mm (WxH) accessory for: bottom-mounted residual current module RCD520 400 3-pole 3VA9313-0RL20 RCD520 630 3-pole 3VA9413-0RL20 RCD820 400 3-pole 3VA9323-0RL30 RCD820 630 3-pole 3VA9423-0RL30 | 845 | 1 | ZN | 1
3VA9304-0JF60 |  | circular conduc. terminal TA2.7 6 x 1.5â€¦35 mmÂ² for 6 cables; 4 units accessory for: 3VA13/14; 3VA23/24 | 3500 | 1 | ZN | 1
3VA9304-0SB40 |  | cover frame for door cutout 183.6 x 45.65Â mm (WxH) accessory for: loadside mounted residual current module RCD520 400 4-pole 3VA9314-0RL20 RCD520 630 4-pole 3VA9414-0RL20 RCD820 400 4-pole 3VA9324-0RL30 RCD820 630 4-pole 3VA9424-0RL30 RCD820B 400 4-pole 3VA9324-0RL40 RCD820B 630 4-pole 3VA9424-0RL40 | 1050 | 1 | ZN | 1
3VA9307-0NA10 |  | external current transformer for N conductor accessory for: 3VA2 In=400/500/630Â A | 11400 | 1 | ZN | 1
3VA9323-0KD00 |  | withdrawable unit complete kit accessory for: circuit breaker, 3-pole 3VA13/14; 3VA23/24 | 24500 | 1 | ZN | 1
3VA9323-0KD10 |  | withdrawable unit conversion kit for MCCB accessory for: circuit breaker, 3-pole 3VA13/14; 3VA23/24 | 8220 | 1 | ZN | 1
3VA9323-0KP00 |  | plug-in unit complete kit accessory for: circuit breaker, 3-pole 3VA13/14; 3VA23/24 | 15900 | 1 | ZN | 1
3VA9323-0KP10 |  | plug-in unit conversion kit for MCCB accessory for: circuit breaker, 3-pole 3VA13/14; 3VA23/24 | 6790 | 1 | ZN | 1
3VA9323-0RL30 |  | residual current device RCD820 advanced RCD type A loadside mounted rated resid. current 0.03...30A at 50/60Â Hz adjustable tv 0...10000Â ms 3-pole In=400Â A Ue=100-690Â V accessory for: 3VA2 | 33000 | 1 | ZN | 1
3VA9324-0KD00 |  | withdrawable unit complete kit accessory for: circuit breaker, 4-pole 3VA13/14; 3VA23/24 | 32400 | 1 | ZN | 1
3VA9324-0KD10 |  | withdrawable unit conversion kit for MCCB accessory for: circuit breaker, 4-pole 3VA13/14; 3VA23/24 | 10900 | 1 | ZN | 1
3VA9324-0KP00 |  | plug-in unit complete kit accessory for: circuit breaker, 4-pole 3VA13/14; 3VA23/24 | 21300 | 1 | ZN | 1
3VA9324-0KP10 |  | plug-in unit conversion kit for MCCB accessory for: circuit breaker, 4-pole 3VA13/14; 3VA23/24 | 9120 | 1 | ZN | 1
3VA9324-0RL30 |  | residual current device RCD820 advanced RCD type A loadside mounted rated resid. current 0.03...30A at 50/60Â Hz adjustable tv 0...10000Â ms 4-pole In=400Â A Ue=100-690Â V accessory for: 3VA2 | 36000 | 1 | ZN | 1
3VA9328-0SS10 |  | mounting screw kit comprises 4 screws and nuts, metric thread M5 x 95 mm accessory for: circuit breaker, 3-pole/4-pole 3VA13/14; 3VA23/24; 3VA53/54; 3VA63/64 and for plug-in units 3VA13/14; 3VA23/24 3-pole and 4-pole; withdrawable units 3VA13/14; 3VA23/24, 3-pole and 4-pole; | 667 | 1 | ZN | 1
3VA9343-0KB01 |  | terminal cover plug-in and withdraw. breaker accessory for: circuit breaker, 3-pole 3VA63/64 | 1970 | 1 | ZN | 1
3VA9343-0KD00 |  | withdrawable unit complete kit accessory for: circuit breaker, 3-pole 3VA63 | 26800 | 1 | ZN | 1
3VA9343-0KD10 |  | withdrawable unit conversion kit for MCCB accessory for: circuit breaker, 3-pole 3VA63/64 | 8910 | 1 | ZN | 1
3VA9343-0KP00 |  | plug-in unit complete kit accessory for: circuit breaker, 3-pole 3VA63 | 17500 | 1 | ZN | 1
3VA9343-0KP10 |  | plug-in unit conversion kit for MCCB accessory for: circuit breaker, 3-pole 3VA63/64 | 7440 | 1 | ZN | 1
3VA9343-0SB20 |  | cover frame for door cutout 137.6 x 122.3 mm (WxH) accessory for: circuit breaker, 3-pole with ETU access 3VA53/54; 3VA63/64 | 1080 | 1 | ZN | 1
3VA9344-0KB01 |  | terminal cover plug-in and withdraw. breaker accessory for: circuit breaker, 4-pole 3VA63/64 | 2590 | 1 | ZN | 1
3VA9344-0KD00 |  | withdrawable unit complete kit accessory for: circuit breaker, 4-pole 3VA63 | 35600 | 1 | ZN | 1
3VA9344-0KD10 |  | withdrawable unit conversion kit for MCCB accessory for: circuit breaker, 4-pole 3VA63/64 | 11800 | 1 | ZN | 1
3VA9344-0KP00 |  | plug-in unit complete kit accessory for: circuit breaker, 4-pole 3VA63 | 23000 | 1 | ZN | 1
3VA9344-0KP10 |  | plug-in unit conversion kit for MCCB accessory for: circuit breaker, 4-pole 3VA63/64 | 9890 | 1 | ZN | 1
3VA9344-0SB20 |  | cover frame for door cutout 183.6 x 122.3 mm (WxH) accessory for: circuit breaker, 4-pole with ETU access 3VA63/64 | 1300 | 1 | ZN | 1
3VA9347-0KT00 |  | door feedthrough accessory for: 3VA63/64 | 1490 | 1 | ZN | 1
3VA9347-0LF10 |  | cylinder lock adapter accessories compartment accessory for: 3VA53/54; 3VA63/64 | 1890 | 1 | ZN | 1
3VA9347-0VF10 |  | module for handle interlock w. Bowd. cable accessory for: 3VA53/54; 3VA63/64 | 2270 | 1 | ZN | 1
3VA9348-0VF30 |  | handle interlocking module accessory for: 3VA53/54; 3VA63/64 | 4650 | 1 | ZN | 1
3VA9353-0KB01 |  | terminal cover plug-in and withdraw. breaker accessory for: circuit breaker, 3-pole 3VA13/14; 3VA23/24 | 1820 | 1 | ZN | 1
3VA9353-0KB03 |  | terminal cover for plug-in and withdrawable socket accessory for: circuit breaker, 3-pole 3VA13/14; 3VA23/24 | 708 | 1 | ZN | 1
3VA9353-0KB04 |  | terminal cover long for plug-in and withdrawable socket accessory for: circuit breaker, 3-pole 3VA13/14; 3VA23/24 | 858 | 1 | ZN | 1
3VA9353-0KB05 |  | terminal cover broadened for plug-in and withdrawable socket accessory for: circuit breaker, 3-pole 3VA13/14; 3VA23/24 | 1960 | 1 | ZN | 1
3VA9353-0SB20 |  | cover frame for door cutout 137.6 x 109.3Â mm (WxH) accessory for: 3VA13/14; 3VA23/24 door feedthrough 3VA9367-0KT00 | 1000 | 1 | ZN | 1
3VA9354-0KB01 |  | terminal cover plug-in and withdraw. breaker accessory for: circuit breaker, 4-pole 3VA13/14; 3VA23/24 | 2400 | 1 | ZN | 1
3VA9354-0KB03 |  | terminal cover for plug-in and withdrawable socket accessory for: circuit breaker, 4-pole 3VA13/14; 3VA23/24 | 921 | 1 | ZN | 1
3VA9354-0KB04 |  | terminal cover long for plug-in and withdrawable socket accessory for: circuit breaker, 4-pole 3VA13/14; 3VA23/24 | 1130 | 1 | ZN | 1
3VA9354-0KB05 |  | terminal cover broadened for plug-in and withdrawable socket accessory for: circuit breaker, 4-pole 3VA13/14; 3VA23/24 | 2630 | 1 | ZN | 1
3VA9363-0SB20 |  | cover frame for door cutout 137.6 x 122.3Â mm (WxH) accessory for: circuit breaker, 3-pole with ETU access 3VA13/14; 3VA23/24 | 1040 | 1 | ZN | 1
3VA9364-0SB20 |  | cover frame for door cutout 183.6 x 122.3Â mm (WxH) accessory for: circuit breaker, 4-pole with ETU access 3VA23/24 | 1250 | 1 | ZN | 1
3VA9367-0KB02 |  | cable cage for plug-in and withdraw. unit accessory for: circuit breaker, 3-pole/4-pole 3VA13/14; 3VA23/24 3VA63/64 | 312 | 1 | ZN | 1
3VA9367-0KT00 |  | door feedthrough accessory for: 3VA13/14; 3VA23/24 | 1380 | 1 | ZN | 1
3VA9367-0LF10 |  | cylinder lock adapter accessories compartment accessory for: 3VA13/14 3VA23/24 | 1730 | 1 | ZN | 1
3VA9367-0VF10 |  | module for handle interlock w. Bowd. cable accessory for: 3VA13/14 3VA23/24 | 2110 | 1 | ZN | 1
3VA9368-0SS00 |  | mounting screw kit comprises 4 screws and nuts, inch thread No. 8-32 UNC x 3 3/4" accessory for: circuit breaker, 2/3/4-pole 3VA53/54; 3VA63/64 and for plug-in units 3VA63/64 withdrawable units 3VA63/64 | 721 | 1 | ZN | 1
3VA9368-0VF30 |  | handle interlocking module accessory for: 3VA13/14; 3VA23/24 | 4290 | 1 | ZN | 1
3VA9373-0JB13 |  | circular conduc. terminal TA1.5 1 AWGâ€¦600 kcmil max. 400Â A Cu cable 3 units accessory for: 3VA53/54; 3VA63/64 | 2710 | 1 | ZN | 1
3VA9373-0JD13 |  | wire connector TC1.5 1 AWG...600 kcmil Cu 3 units accessory for: 3VA53/54; 3VA63/64 | 10300 | 1 | ZN | 1
3VA9373-0JF60 |  | wire connector TA2.7 6 x 14 AWG...2 AWG for 6 cables 3 units accessory for: plug-in unit/withdrawable unit 3VA63/64 | 2840 | 1 | ZN | 1
3VA9373-0JG13 |  | wire connector TA1.5 1 AWG...600 kcmil max. 400 A Cu cable with control wire voltage tap 3 units accessory for: 3VA53/54; 3VA63/64 | 3130 | 1 | ZN | 1
3VA9373-0JK13 |  | wire connector TC1.5 1 AWG...600 kcmil Cu with control wire voltage tap 3 units accessory for: 3VA53/54; 3VA63/64 | 11900 | 1 | ZN | 1
3VA9373-0SB10 |  | cover frame for door cutout 137.6 x 70.7Â mm (WxH) accessory for: circuit breaker, 3-pole without TMTU/ETU access 3VA53/54; 3VA63/64 | 938 | 1 | ZN | 1
3VA9374-0JB13 |  | wire connector TA1.5 1 AWG...600 kcmil max. 400 A Cu cable 4 units accessory for: 3VA53/54; 3VA63/64 | 3570 | 1 | ZN | 1
3VA9374-0JD13 |  | wire connector TC1.5 1 AWG...600 kcmil Cu 4 units accessory for: 3VA53/54; 3VA63/64 | 13700 | 1 | ZN | 1
3VA9374-0JF60 |  | wire connector TA2.7 6 x 14 AWG...2 AWG for 6 cables 4 units accessory for: plug-in unit/withdrawable unit 3VA63/64 | 3820 | 1 | ZN | 1
3VA9374-0JG13 |  | wire connector TA1.5 1 AWG...600 kcmil max. 400 A Cu cable with control wire voltage tap 4 units accessory for: 3VA53/54; 3VA63/64 | 4110 | 1 | ZN | 1
3VA9374-0JK13 |  | wire connector TC1.5 1 AWG...600 kcmil Cu with control wire voltage tap 4 units accessory for: 3VA53/54; 3VA63/64 | 15900 | 1 | ZN | 1
3VA9374-0SB10 |  | cover frame for door cutout 183.6 x 70.7Â mm (WxH) accessory for: circuit breaker, 4-pole without TMTU/ETU access 3VA53/54; 3VA63/64 | 1140 | 1 | ZN | 1
3VA9377-0NA10 |  | external current transformer for N conductor accessory for: 3VA2; 3VA6; In=400...600Â A | 21600 | 1 | ZN | 1
3VA9377-0SB30 |  | cover frame for door cutout 137.6 x 92.8 mm (WxH) accessory for: SEO motor operator SEO520 600 3VA9447-0HC.0 and motorized operating mechanism MO320 630 3VA9437-0HA.0 MO320 600 3VA9447-0HA.0 | 992 | 1 | ZN | 1
3VA9377-0TB10 |  | communications module COM060 accessory for: 3VA63 - 3VA66 | 9370 | 1 | ZN | 1
3VA9377-0TB50 |  | 24 V module accessory for: 3VA63 - 3VA66 | 2590 | 1 | ZN | 1
3VA9378-0LB10 |  | locking provision for handle accessory for: 3VA52/53/54; 3VA61-64 | 1540 | 1 | ZN | 1
3VA9383-0JB13 |  | circular conduc. terminal TA1.5 50â€¦300 mmÂ² 3 units accessory for: 3VA13/14; 3VA23/24 | 2470 | 1 | ZN | 1
3VA9383-0JF60 |  | circular conduc. terminal TA2.7 6 x 1.5â€¦35 mmÂ² for 6 cables; 3 units accessory for: plug-in/withdrawable unit 3VA13/14; 3VA23/24 | 2590 | 1 | ZN | 1
3VA9383-0JG13 |  | circular conduc. terminal TA1.5 50â€¦300 mmÂ² with auxiliary conductor voltage tap 3 units accessory for: 3VA13/14; 3VA23/24 | 2870 | 1 | ZN | 1
3VA9383-0SB10 |  | cover frame for door cutout 137.6 x 70.7Â mm (WxH) accessory for: circuit breaker, 3-pole without TMTU/ETU access 3VA13/14; 3VA23/24 front mounted rotary operator 3VA9467-0EK.. | 905 | 1 | ZN | 1
3VA9384-0JB13 |  | circular conduc. terminal TA1.5 50â€¦300 mmÂ² 4 units accessory for: 3VA13/14; 3VA23/24 | 3280 | 1 | ZN | 1
3VA9384-0JF60 |  | circular conduc. terminal TA2.7 6 x 1.5â€¦35 mmÂ² for 6 cables; 4 units accessory for: plug-in/withdrawable unit 3VA13/14; 3VA23/24 | 3500 | 1 | ZN | 1
3VA9384-0JG13 |  | circular conduc. terminal TA1.5 50â€¦300 mmÂ² with auxiliary conductor voltage tap 4 units accessory for: 3VA13/14; 3VA23/24 | 3800 | 1 | ZN | 1
3VA9384-0SB10 |  | cover frame for door cutout 183.6 x 70.7Â mm (WxH) accessory for: circuit breaker, 4-pole without TMTU/ETU access 3VA13/14; 3VA23/24 | 1120 | 1 | ZN | 1
3VA9387-0SB30 |  | cover frame for door cutout 137.6 x 92.8 mm (WxH) accessory for: for motor operator SEO520 630 3VA9467-0HC.0 and motorized operating mechanism MO320 630 3VA9467-0HA.0 | 964 | 1 | ZN | 1
3VA9387-0TB10 |  | communications module COM060 accessory for: 3VA23 - 3VA26 | 8600 | 1 | ZN | 1
3VA9387-0TB50 |  | 24 V module accessory for: 3VA23 - 3VA26 | 2400 | 1 | ZN | 1
3VA9387-0TB60 |  | ETU-COM adapter accessory for: COM060, 24 V module 3VA23 - 3VA26; 3VA63 - 3VA66 spare part | 1670 | 1 | ZN | 5
3VA9388-0LB10 |  | locking provision for handle accessory for: 3VA13/14 3VA20-24 | 1410 | 1 | ZN | 1
3VA9401-0QE10 |  | rear connection stud flat short; 1 unit accessory for: 3VA13/14 3VA23/24 | 778 | 1 | ZN | 1
3VA9401-0QE20 |  | rear connection stud flat long; 1 unit accessory for: 3VA13/14 3VA23/24 | 1040 | 1 | ZN | 1
3VA9401-0QF10 |  | rear connection stud round short; 1 unit accessory for: 3VA13/14 3VA23/24 | 778 | 1 | ZN | 1
3VA9401-0QF20 |  | rear connection stud round long; 1 unit accessory for: 3VA13/14 3VA23/24 | 1040 | 1 | ZN | 1
3VA9401-0WG30 |  | terminal cover broadened 3-pole; 1 unit accessory for: 3VA13/14 3VA23/24 | 1960 | 1 | ZN | 1
3VA9401-0WG40 |  | terminal cover broadened 4-pole; 1 unit accessory for: 3VA13/14 3VA23/24 | 2630 | 1 | ZN | 1
3VA9403-0JC23 |  | circular conduc. terminal TA2.4 2 x 70â€¦300 mmÂ² for 2 cables with auxiliary conductor voltage tap 3 units accessory for: 3VA13/14; 3VA23/24 | 4490 | 1 | ZN | 1
3VA9403-0JJ23 |  | circular conduc. terminal TA2.4 2 x 70â€¦300 mmÂ² for 2 cables; 3 units accessory for: 3VA13/14; 3VA23/24 | 3950 | 1 | ZN | 1
3VA9403-0QA00 |  | nut keeper kit; 3 units accessory for: 3VA13/14; 3VA23/24 | 1190 | 1 | ZN | 1
3VA9403-0QE00 |  | rear connection stud flat 3 units accessory for: 3VA13/14 3VA23/24 | 2590 | 1 | ZN | 1
3VA9403-0QF00 |  | rear connection stud round 3 units accessory for: 3VA13/14 3VA23/24 | 2590 | 1 | ZN | 1
3VA9403-0QG00 |  | nut keeper kit right-angled; 3 units accessory for: 3VA13/14 3VA23/24 | 1350 | 1 | ZN | 1
3VA9404-0JC23 |  | circular conduc. terminal TA2.4 2 x 70â€¦300 mmÂ² for 2 cables with auxiliary conductor voltage tap 4 units accessory for: 3VA13/14; 3VA23/24 | 6050 | 1 | ZN | 1
3VA9404-0JJ23 |  | circular conduc. terminal TA2.4 2 x 70â€¦300 mmÂ² for 2 cables; 4 units accessory for: 3VA13/14; 3VA23/24 | 5260 | 1 | ZN | 1
3VA9404-0QA00 |  | nut keeper kit; 4 units accessory for: 3VA13/14; 3VA23/24 | 1590 | 1 | ZN | 1
3VA9404-0QE00 |  | rear connection stud flat 4 units accessory for: 3VA13/14 3VA23/24 | 3500 | 1 | ZN | 1
3VA9404-0QF00 |  | rear connection stud round 4 units accessory for: 3VA13/14 3VA23/24 | 3500 | 1 | ZN | 1
3VA9404-0QG00 |  | nut keeper kit right-angled; 4 units accessory for: 3VA13/14 3VA23/24 | 1800 | 1 | ZN | 1
3VA9423-0RL30 |  | residual current device RCD820 advanced RCD type A loadside mounted rated resid. current 0.03...30A at 50/60Â Hz adjustable tv 0...10000Â ms 3-pole In=630Â A Ue=100-690Â V accessory for: 3VA2 | 33000 | 1 | ZN | 1
3VA9424-0RL30 |  | residual current device RCD820 advanced RCD type A loadside mounted rated resid. current 0.03...30A at 50/60Â Hz adjustable tv 0...10000Â ms 4-pole In=630Â A Ue=100-690Â V accessory for: 3VA2 | 36000 | 1 | ZN | 1
3VA9443-0KD00 |  | withdrawable unit complete kit accessory for: circuit breaker, 3-pole 3VA64 | 29000 | 1 | ZN | 1
3VA9443-0KP00 |  | plug-in unit complete kit accessory for: circuit breaker, 3-pole 3VA64 | 19900 | 1 | ZN | 1
3VA9444-0KD00 |  | withdrawable unit complete kit accessory for: circuit breaker, 4-pole 3VA64 | 39000 | 1 | ZN | 1
3VA9444-0KP00 |  | plug-in unit complete kit accessory for: circuit breaker, 4-pole 3VA64 | 26800 | 1 | ZN | 1
3VA9447-0EK11 |  | front mounted rotary operator standard IEC IP30/40 accessory for: 3VA53/54; 3VA63/64 | 2060 | 1 | ZN | 1
3VA9447-0EK13 |  | front mounted rotary operator standard IEC IP30/40 24Â V DC lighting kit accessory for: 3VA53/54; 3VA63/64 | 3410 | 1 | ZN | 1
3VA9447-0EK15 |  | front mounted rotary operator EMERGENCY OFF IEC IP30/40 accessory for: 3VA53/54; 3VA63/64 | 2350 | 1 | ZN | 1
3VA9447-0EK17 |  | front mounted rotary operator EMERGENCY OFF IEC IP30/40 24Â V DC lighting kit accessory for: 3VA53/54; 3VA63/64 | 3820 | 1 | ZN | 1
3VA9447-0EK21 |  | front mounted rotary operator standard with door interlock IEC IP30/40 accessory for: 3VA53/54; 3VA63/64 | 3490 | 1 | ZN | 1
3VA9447-0EK23 |  | front mounted rotary operator standard with door interlocking IEC IP30/40 24 V DC illumination kit accessory for: 3VA53/54; 3VA63/64 | 4860 | 1 | ZN | 1
3VA9447-0EK25 |  | front mounted rotary operator EMERGENCY OFF with door interlock IEC IP30/40 accessory for: 3VA53/54; 3VA63/64 | 4000 | 1 | ZN | 1
3VA9447-0EK27 |  | front mounted rotary operator EMERGENCY OFF with door interlocking IEC IP30/40 24 V DC illumination kit accessory for: 3VA53/54; 3VA63/64 | 5430 | 1 | ZN | 1
3VA9447-0EK31 |  | front mounted rotary operator standard IP30 with door interlock and door opening position accessory for: 3VA53/54; 3VA63/64 | 3800 | 1 | ZN | 1
3VA9447-0EK33 |  | front mounted rotary operator standard IP30 with door interlocking 24 V DC illumination kit and door opening position accessory for: 3VA53/54; 3VA63/64 | 5260 | 1 | ZN | 1
3VA9447-0EK35 |  | front mounted rotary operator EMERGENCY OFF IP30 with door interlock and door opening position accessory for: 3VA53/54; 3VA63/64 | 4290 | 1 | ZN | 1
3VA9447-0EK37 |  | front mounted rotary operator EMERGENCY OFF IP30 with door interlocking 24 V DC illumination kit and door opening position accessory for: 3VA53/54; 3VA63/64 | 5810 | 1 | ZN | 1
3VA9447-0FK21 |  | door mounted rotary operator standard IEC IP65 with door interlock accessory for: 3VA53/54; 3VA63/64 | 3930 | 1 | ZN | 1
3VA9447-0FK23 |  | door mounted rotary operator standard IEC IP65 with door interlock 24Â V DC lighting kit accessory for: 3VA53/54; 3VA63/64 | 5300 | 1 | ZN | 1
3VA9447-0FK25 |  | door mounted rotary operator EMERGENCY OFF IEC IP65 with door interlock accessory for: 3VA53/54; 3VA63/64 | 4570 | 1 | ZN | 1
3VA9447-0FK27 |  | door mounted rotary operator EMERGENCY OFF IEC IP65 with door interlock 24Â V DC lighting kit accessory for: 3VA53/54; 3VA63/64 | 5920 | 1 | ZN | 1
3VA9447-0FK31 |  | door mounted rotary operator standard NEMA types 1, 3R, 12, 4/4X with door interlock and door opening position accessory for: 3VA53/54; 3VA63/64 | 4190 | 1 | ZN | 1
3VA9447-0FK33 |  | door mounted rotary operator standard NEMA types 1, 3R, 12, 4/4X with door interlock 24Â V DC lighting kit and door opening position accessory for: 3VA53/54; 3VA63/64 | 5740 | 1 | ZN | 1
3VA9447-0FK35 |  | door mounted rotary operator EMERGENCY OFF NEMA types 1, 3R, 12, 4/4X with door interlock and door opening position accessory for: 3VA53/54; 3VA63/64 | 4830 | 1 | ZN | 1
3VA9447-0FK37 |  | door mounted rotary operator EMERGENCY OFF NEMA types 1, 3R, 12, 4/4X with door interlock 24Â V DC lighting kit and door opening position accessory for: 3VA53/54; 3VA63/64 | 6410 | 1 | ZN | 1
3VA9447-0GK00 |  | rotary operator with shaft stub for retrofit 8UC accessory for: 3VA53/54; 3VA63/64 | 1860 | 1 | ZN | 1
3VA9447-0HA10 |  | motor operator 24-60 V DC accessory for: 3VA53/54; 3VA63/64 | 20600 | 1 | ZN | 1
3VA9447-0HA20 |  | motor operator 110-230 V AC/110-250 V DC accessory for: 3VA53/54; 3VA63/64 | 20600 | 1 | ZN | 1
3VA9448-0VK20 |  | rear interlock mounting plate accessory for: 3VA53/54; 3VA63/64 | 516 | 1 | ZN | 1
3VA9457-0KD81 |  | autotrip plunger accessory for: withdrawable unit 3VA13/14; 3VA23/24; 3VA63/64 | 971 | 1 | ZN | 1
3VA9457-0KP81 |  | autotrip plunger accessory for: plug-in unit 3VA13/14; 3VA23/24; 3VA63/64 | 971 | 1 | ZN | 1
3VA9467-0EK11 |  | front mounted rotary operator standard IEC IP30/40 accessory for: 3VA13/14; 3VA23/24 | 1890 | 1 | ZN | 1
3VA9467-0EK13 |  | front mounted rotary operator standard IEC IP30/40 24Â V DC lighting kit accessory for: 3VA13/14; 3VA23/24 | 3150 | 1 | ZN | 1
3VA9467-0EK15 |  | front mounted rotary operator EMERGENCY OFF IEC IP30/40 accessory for: 3VA13/14; 3VA23/24 | 2160 | 1 | ZN | 1
3VA9467-0EK17 |  | front mounted rotary operator EMERGENCY OFF IEC IP30/40 24Â V DC lighting kit accessory for: 3VA13/14; 3VA23/24 | 3500 | 1 | ZN | 1
3VA9467-0EK21 |  | front mounted rotary operator standard with door interlock IEC IP30/40 accessory for: 3VA13/14; 3VA23/24 | 3190 | 1 | ZN | 1
3VA9467-0EK23 |  | front mounted rotary operator standard with door interlock IEC IP30/40 24Â V DC lighting kit accessory for: 3VA13/14; 3VA23/24 | 4470 | 1 | ZN | 1
3VA9467-0EK25 |  | front mounted rotary operator EMERGENCY OFF with door interlock IEC IP30/40 accessory for: 3VA13/14; 3VA23/24 | 3660 | 1 | ZN | 1
3VA9467-0EK27 |  | front mounted rotary operator EMERGENCY OFF with door interlock IEC IP30/40 24Â V DC lighting kit accessory for: 3VA13/14; 3VA23/24 | 5030 | 1 | ZN | 1
3VA9467-0FK21 |  | door mounted rotary operator standard IEC IP65 with door interlock accessory for: 3VA13/14; 3VA23/24 | 3600 | 1 | ZN | 1
3VA9467-0FK23 |  | door mounted rotary operator standard IEC IP65 with door interlock 24Â V DC lighting kit accessory for: 3VA13/14; 3VA23/24 | 4990 | 1 | ZN | 1
3VA9467-0FK25 |  | door mounted rotary operator EMERGENCY OFF IEC IP65 with door interlock accessory for: 3VA13/14; 3VA23/24 | 4200 | 1 | ZN | 1
3VA9467-0FK27 |  | door mounted rotary operator EMERGENCY OFF IEC IP65 with door interlock 24Â V DC lighting kit accessory for: 3VA13/14; 3VA23/24 | 5410 | 1 | ZN | 1
3VA9467-0FK61 |  | door mounted rotary operator standard, rigid without tolerance compensation IEC IP65 with door interlock accessory for: 3VA13/14; 3VA23/24 | 3600 | 1 | ZN | 1
3VA9467-0GK00 |  | rotary operator with shaft stub for 8UC retrofit accessory for: 3VA13/14 3VA23/24 | 1700 | 1 | ZN | 1
3VA9467-0HA10 |  | motor operator 24-60 V DC accessory for: 3VA13/14 3VA23/24 | 18900 | 1 | ZN | 1
3VA9467-0HA20 |  | motor operator 110-230 V AC/110-250 V DC accessory for: 3VA13/14 3VA23/24 | 18900 | 1 | ZN | 1
3VA9467-0HA21 |  | motor operator 110 V AC optimized for long cables accessory for: 3VA13/14; 3VA23/24 | 19600 | 1 | ZN | 1
3VA9467-0HA22 |  | motor operator 230 V AC optimized for long cables accessory for: 3VA13/14; 3VA23/24 | 19600 | 1 | ZN | 1
3VA9467-0HC30 |  | synchronizable stored energy operator (SEO) 110-230 V AC/110-250 V DC accessory for: 3VA13/14; 3VA23/24 | 26300 | 1 | ZN | 1
3VA9467-0PK11 |  | side wall mounted rot. operator standard IEC IP65 accessory for: 3VA13/14; 3VA23/24 | 6290 | 1 | ZN | 1
3VA9467-0PK13 |  | side wall mounted rot. operator standard IEC IP65 24Â V DC lighting kit accessory for: 3VA13/14; 3VA23/24 | 7570 | 1 | ZN | 1
3VA9467-0PK15 |  | side wall mounted rot. operator EMERGENCY OFF IEC IP65 accessory for: 3VA13/14; 3VA23/24 | 7280 | 1 | ZN | 1
3VA9467-0PK17 |  | side wall mounted rot. operator EMERGENCY OFF IEC IP65 24Â V DC lighting kit accessory for: 3VA13/14; 3VA23/24 | 8540 | 1 | ZN | 1
3VA9468-0VK20 |  | rear interlock mounting plate accessory for: 3VA13/14 3VA23/24 | 472 | 1 | ZN | 1
3VA9470-0WC00 |  | control wire tap for flat busbar connection accessory for: 3VA53/54; 3VA63/64 | 202 | 1 | ZN | 10
3VA9471-0QE10 |  | rear connection stud flat short; 1 unit accessory for: 3VA53/54; 3VA63/64 | 850 | 1 | ZN | 1
3VA9471-0QE20 |  | rear connection stud flat long; 1 unit accessory for: 3VA53/54; 3VA63/64 | 1130 | 1 | ZN | 1
3VA9471-0QF10 |  | rear connection stud round short; 1 unit accessory for: 3VA53/54; 3VA63/64 | 850 | 1 | ZN | 1
3VA9471-0QF20 |  | rear connection stud round long; 1 unit accessory for: 3VA53/54; 3VA63/64 | 1130 | 1 | ZN | 1
3VA9471-0WD30 |  | terminal cover 3-pole; 1 unit accessory for: 3VA53/53; 3VA63/64 plug-in and withdraw. breaker | 764 | 1 | ZN | 1
3VA9471-0WD40 |  | terminal cover 4-pole; 1 unit accessory for: 3VA53/53; 3VA63/64 plug-in and withdraw. breaker | 996 | 1 | ZN | 1
3VA9471-0WF30 |  | terminal cover extended 3-pole, 1 unit accessory for: 3VA53/54; 3VA63/64 plug-in socket/withdrawable socket 3VA63/64 | 937 | 1 | ZN | 1
3VA9471-0WF40 |  | terminal cover extended 4-pole, 1 unit accessory for: 3VA53/54; 3VA63/64 plug-in socket/withdrawable socket 3VA63/64 | 1230 | 1 | ZN | 1
3VA9471-0WG30 |  | terminal cover broadened 3-pole, 1 unit accessory for: 3VA53/54; 3VA63/64 plug-in socket/withdrawable socket 3VA63/64 | 2140 | 1 | ZN | 1
3VA9471-0WG40 |  | terminal cover broadened 4-pole, 1 unit accessory for: 3VA53/54; 3VA63/64 plug-in socket/withdrawable socket 3VA63/64 | 2860 | 1 | ZN | 1
3VA9471-0WJ30 |  | insulation plate extended 3-pole, 1 unit accessory for: 3VA53/54; 3VA63/64 | 529 | 1 | ZN | 1
3VA9471-0WJ40 |  | insulation plate extended 4-pole, 1 unit accessory for: 3VA53/54; 3VA63/64 | 716 | 1 | ZN | 1
3VA9471-0WK30 |  | insulating plate broadened 3-pole, 1 unit accessory for: 3VA53/54; 3VA63/64 | 663 | 1 | ZN | 1
3VA9471-0WK40 |  | insulating plate broadened 4-pole, 1 unit accessory for: 3VA53/54; 3VA63/64 | 896 | 1 | ZN | 1
3VA9472-0WA00 |  | phase barriers; 2 units accessory for: 3VA53/53; 3VA63/64 | 349 | 1 | ZN | 1
3VA9473-0JA13 |  | box terminal 3 units accessories for: 3VA53, 3VA54 / 3VA63, 3VA64 | 2860 | 1 | ZN | 1
3VA9473-0JC23 |  | circular conduc. terminal TA2.4 2 x 2/0â€¦600 kcmil for 2 cables with auxiliary conductor voltage tap 3 units accessory for: 3VA53/54; 3VA63/64 | 4900 | 1 | ZN | 1
3VA9473-0JE23 |  | circular conduc. terminal TC2.4 2 x 2/0â€¦600 kcmil Cu 2 cables; 3 units accessory for: 3VA53/54; 3VA63/64 | 16500 | 1 | ZN | 1
3VA9473-0JJ23 |  | circular conduc. terminal TA2.4 2 x 2/0â€¦600 kcmil for 2 cables; 3 units accessory for: 3VA53/54; 3VA63/64 | 4240 | 1 | ZN | 1
3VA9473-0JL23 |  | circular conduc. terminal TC2.4 2 x 2/0â€¦600 kcmil Cu 2 cables with auxiliary conductor voltage tap 3 units accessory for: 3VA53/54; 3VA63/64 | 18900 | 1 | ZN | 1
3VA9473-0QA00 |  | nut keeper kit; 3 units accessory for: 3VA53/53; 3VA63/64 | 1300 | 1 | ZN | 1
3VA9473-0QB00 |  | bus connector extended front mounted; 3 units accessory for: 3VA53/54; 3VA63/64 | 1860 | 1 | ZN | 1
3VA9473-0QC00 |  | bus connectors broadened front mounted; 3 units accessory for: 3VA53/54; 3VA63/64 | 2660 | 1 | ZN | 1
3VA9473-0QE00 |  | rear connection stud flat 3 units accessory for: 3VA53/54; 3VA63/64 | 2840 | 1 | ZN | 1
3VA9473-0QF00 |  | rear connection stud round 3 units accessory for: 3VA53/54; 3VA63/64 | 2840 | 1 | ZN | 1
3VA9474-0JA13 |  | box terminal; 4 units accessory for: 3VA53/53; 3VA63/64 | 3840 | 1 | ZN | 1
3VA9474-0JC23 |  | circular conduc. terminal TA2.4 2 x 2/0â€¦600 kcmil for 2 cables with auxiliary conductor voltage tap 4 units accessory for: 3VA53/54; 3VA63/64 | 6590 | 1 | ZN | 1
3VA9474-0JE23 |  | circular conduc. terminal TC2.4 2 x 2/0â€¦600 kcmil Cu 2 cables; 4 units accessory for: 3VA53/54; 3VA63/64 | 22000 | 1 | ZN | 1
3VA9474-0JJ23 |  | circular conduc. terminal TA2.4 2 x 2/0â€¦600 kcmil for 2 cables; 4 units accessory for: 3VA53/54; 3VA63/64 | 5740 | 1 | ZN | 1
3VA9474-0JL23 |  | circular conduc. terminal TC2.4 2 x 2/0â€¦600 kcmil Cu 2 cables with auxiliary conductor voltage tap 4 units accessory for: 3VA53/54; 3VA63/64 | 25300 | 1 | ZN | 1
3VA9474-0QA00 |  | nut keeper kit; 4 units accessory for: 3VA53/53; 3VA63/64 | 1750 | 1 | ZN | 1
3VA9474-0QB00 |  | bus connector extended front mounted; 4 units accessory for: 3VA53/54; 3VA63/64 | 2510 | 1 | ZN | 1
3VA9474-0QC00 |  | bus connectors broadened front mounted; 4 units accessory for: 3VA53/54; 3VA63/64 | 3490 | 1 | ZN | 1
3VA9474-0QE00 |  | rear connection stud flat 4 units accessory for: 3VA53/54; 3VA63/64 | 3820 | 1 | ZN | 1
3VA9474-0QF00 |  | rear connection stud round 4 units accessory for: 3VA53/54; 3VA63/64 | 3820 | 1 | ZN | 1
3VA9477-0GA80 |  | retaining bracket accessory for: 3VA52/53/54; 3VA61 - 3VA64 | 855 | 1 | ZN | 1
3VA9477-0GC01 |  | supplementary handle for door mounted rotary operator standard accessory for: 3VA52; 3VA61/62 | 1930 | 1 | ZN | 1
3VA9477-0GC05 |  | supplementary handle for door mounted rotary operator EMERGENCY STOP accessory for: 3VA52; 3VA61/62 | 2200 | 1 | ZN | 1
3VA9477-0GC11 |  | supplementary handle for door mounted rotary operator standard accessory for: 3VA53/54; 3VA63/64 | 1990 | 1 | ZN | 1
3VA9477-0GC15 |  | supplementary handle for door mounted rotary operator EMERGENCY STOP accessory for: 3VA53/54; 3VA63/64 | 2270 | 1 | ZN | 1
3VA9478-0CX10 |  | operator kit with Bowden cable Max-Flex operator auxiliary switch leading to Off 1 changeover contact accessory for: 3VA5 125, 3VA5 250, 3VA6 250 3VA5 400, 3VA6 600 3VA6 400, 3VA5 600 only for the UL market only for UL applications not approved for IEC | 3660 | 1 | ZN | 1
3VA9478-0CX20 |  | operator kit with Bowden cable Max-Flex operator auxiliary switch leading to Off 2 changeover contacts accessory for: 3VA5 125, 3VA5 250, 3VA6 250 3VA5 400, 3VA6 600 3VA6 400, 3VA5 600 only for the UL market only for UL applications not approved for IEC | 7300 | 1 | ZN | 1
3VA9480-0WB00 |  | control wire tap for box terminal 10 units accessory for: 3VA13/14 3VA23/24 | 195 | 1 | ZN | 10
3VA9480-0WC00 |  | control wire tap for nut keeper kit 10 accessory for: 3VA13/14 3VA23/24 | 180 | 1 | ZN | 10
3VA9481-0WD30 |  | terminal cover 3-pole; 1 unit accessory for: 3VA13/14; 3VA23/24 | 708 | 1 | ZN | 1
3VA9481-0WD40 |  | terminal cover 4-pole; 1 unit accessory for: 3VA13/14; 3VA23/24 | 921 | 1 | ZN | 1
3VA9481-0WF30 |  | terminal cover extended 3-pole; 1 unit accessory for: 3VA13/14 3VA23/24 | 858 | 1 | ZN | 1
3VA9481-0WF40 |  | terminal cover extended 4-pole; 1 unit accessory for: 3VA13/14 3VA23/24 | 1130 | 1 | ZN | 1
3VA9481-0WJ30 |  | insulating plate extended 3-pole; 1 unit accessory for: 3VA13/14 3VA23/24 | 497 | 1 | ZN | 1
3VA9481-0WJ40 |  | insulating plate extended 4-pole; 1 unit accessory for: 3VA13/14 3VA23/24 | 660 | 1 | ZN | 1
3VA9481-0WK30 |  | insulating plate broadened 3-pole; 1 unit accessory for: 3VA13/14 3VA23/24 | 609 | 1 | ZN | 1
3VA9481-0WK40 |  | insulating plate broadened 4-pole; 1 unit accessory for: 3VA13/14 3VA23/24 | 827 | 1 | ZN | 1
3VA9482-0WA00 |  | phase barriers; 2 units accessory for: 3VA13/14; 3VA23/24 | 319 | 1 | ZN | 1
3VA9483-0JA13 |  | box terminal; 3 units accessory for: 3VA13/14; 3VA23/24 | 2630 | 1 | ZN | 1
3VA9483-0JC23 |  | circular conduc. terminal TA2.4 2 x 70â€¦300 mmÂ² for 2 cables with auxiliary conductor voltage tap 3 units accessory for: plug-in/withdrawable unit 3VA13/14; 3VA23/24 | 4490 | 1 | ZN | 1
3VA9483-0QB00 |  | bus connector extended front mounted; 3 units accessory for: 3VA13/14 3VA23/24 | 1710 | 1 | ZN | 1
3VA9483-0QC00 |  | bus connectors broadened front mounted; 3 units accessory for: 3VA13/14 3VA23/24 | 2410 | 1 | ZN | 1
3VA9483-0QD00 |  | bus connector extended edgewise; 3 units accessory for: 3VA13/14 3VA23/24 | 2630 | 1 | ZN | 1
3VA9484-0JA13 |  | box terminal; 4 units accessory for: 3VA13/14; 3VA23/24 | 3510 | 1 | ZN | 1
3VA9484-0JC23 |  | circular conduc. terminal TA2.4 2 x 70â€¦300 mmÂ² for 2 cables with auxiliary conductor voltage tap 4 units accessory for: plug-in/withdrawable unit 3VA13/14; 3VA23/24 | 6050 | 1 | ZN | 1
3VA9484-0QB00 |  | bus connector extended front mounted, 4Â units accessory for: 3VA13/14 3VA23/24 | 2290 | 1 | ZN | 1
3VA9484-0QC00 |  | bus connectors broadened front mounted, 4Â units accessory for: 3VA13/14 3VA23/24 | 3190 | 1 | ZN | 1
3VA9484-0QD00 |  | bus connector extended edgewise; 4 units accessory for: 3VA13/14 3VA23/24 | 3510 | 1 | ZN | 1
3VA9487-0GA80 |  | retaining bracket accessory for: 3VA20 - 3VA24; 3VA13/14 | 787 | 1 | ZN | 1
3VA9487-0GB10 |  | variable depth adapter for withdraw. version 8 x 8Â mm accessory for: 3VA10-14; 3VA20-24 | 469 | 1 | ZN | 1
3VA9487-0GC01 |  | supplementary handle for door mounted rotary operator standard accessory for: 3VA20/21/22 | 1770 | 1 | ZN | 1
3VA9487-0GC05 |  | supplementary handle for door mounted rotary operator EMERGENCY STOP accessory for: 3VA20/21/22 | 2050 | 1 | ZN | 1
3VA9487-0GC11 |  | supplementary handle for door mounted rotary operator standard accessory for: 3VA13/14; 3VA23/24 | 1840 | 1 | ZN | 1
3VA9487-0GC15 |  | supplementary handle for door mounted rotary operator EMERGENCY STOP accessory for: 3VA13/14; 3VA23/24 | 2110 | 1 | ZN | 1
3VA9487-0SC10 |  | handle extension accessory for: 3VA13/14; 3VA23/24 3VA53/54; 3VA63/64 | 674 | 1 | ZN | 1
3VA9503-0JB23 |  | circular conduc. terminal TA3.1 2 x 120â€¦300 mmÂ² for 2 cables; 3 units accessory for: 3VA15; 3VA25 | 3930 | 1 | ZN | 1
3VA9503-0JB32 |  | circular conduc. terminal TA3.2 3 x 120â€¦185 mmÂ² for 2 cables; 3 units accessory for: 3VA15; 3VA25 | 5140 | 1 | ZN | 1
3VA9503-0JG23 |  | circular conduc. terminal TA3.1 2 x 120â€¦300 mmÂ² for 2 cables with auxiliary conductor voltage tap 3 units accessory for: 3VA15; 3VA25 | 4470 | 1 | ZN | 1
3VA9503-0JG32 |  | circular conduc. terminal TA3.2 3 x 120â€¦185 mmÂ² for 3 cables with auxiliary conductor voltage tap 3 units accessory for: 3VA15; 3VA25 | 5870 | 1 | ZN | 1
3VA9503-0SB10 |  | cover frame for door cutout 200.3 x 150.8 mm (WxH) accessory for: circuit breaker, 3-pole without TMTU/ETU access 3VA15/25/26 | 1370 | 1 | ZN | 1
3VA9503-0SB20 |  | cover frame for door cutout 200.3 x 193.8 mm (WxH) accessory for: 3-pole circuit breaker with TMTU/ETU access 3VA15/25/26 | 1490 | 1 | ZN | 1
3VA9503-0SB50 |  | cover frame for door cutout 200.3 x 200.8 mm (WxH) accessory for: front mounted rot. operator w. door interlock 3VA15; 3VA25/26 | 1490 | 1 | ZN | 1
3VA9504-0JB23 |  | circular conduc. terminal TA3.1 2 x 120â€¦300 mmÂ² for 2 cables; 4 units accessory for: 3VA15; 3VA25 | 5190 | 1 | ZN | 1
3VA9504-0JB32 |  | circular conduc. terminal TA3.2 3 x 120â€¦185 mmÂ² for 2 cables; 4 units accessory for: 3VA15; 3VA25 | 6790 | 1 | ZN | 1
3VA9504-0JG23 |  | circular conduc. terminal TA3.1 2 x 120â€¦300 mmÂ² for 2 cables with auxiliary conductor voltage tap 4 units accessory for: 3VA15; 3VA25 | 6020 | 1 | ZN | 1
3VA9504-0JG32 |  | circular conduc. terminal TA3.2 3 x 120â€¦185 mmÂ² for 3 cables with auxiliary conductor voltage tap 4 units accessory for: 3VA15; 3VA25 | 7840 | 1 | ZN | 1
3VA9504-0SB10 |  | cover frame for door cutout 270.3 x 193.8 mm (WxH) accessory for: circuit breaker, 4-pole without TMTU/ETU access 3VA15/25/26 | 1690 | 1 | ZN | 1
3VA9504-0SB20 |  | cover frame for door cutout 270.3 x 150.8 mm (WxH) accessory for: circuit breaker, 4-pole with TMTU/ETU access 3VA15/25/26 | 1800 | 1 | ZN | 1
3VA9517-0SS10 |  | mounting screw kit comprises 4 screws and nuts, metric thread M6 x 80 mm accessory for: circuit breaker, 2/3/4-pole 3VA15; 3VA25/26; 3VA55; 3VA65/66 | 865 | 1 | ZN | 1
3VA9578-0CC10 |  | operator kit with Bowden cable Max-Flex operator Bowden cable, single length 0.9 m (36'') accessory for: 3VA53/54; 3VA63/64 only for the UL market only for UL applications not approved for IEC | 4520 | 1 | ZN | 1
3VA9578-0CC20 |  | operator kit with Bowden cable Max-Flex operator Bowden cable, single length 1.2 m (48'') accessory for: 3VA53/54; 3VA63/64 only for the UL market only for UL applications not approved for IEC | 5030 | 1 | ZN | 1
3VA9578-0CC30 |  | operator kit with Bowden cable Max-Flex operator Bowden cable, single length 1.5 m (60'') accessory for: 3VA53/54; 3VA63/64 only for the UL market only for UL applications not approved for IEC | 5610 | 1 | ZN | 1
3VA9578-0CC40 |  | operator kit with Bowden cable Max-Flex operator Bowden cable, single length 1.8 m (72'') accessory for: 3VA53/54; 3VA63/64 only for the UL market only for UL applications not approved for IEC | 6170 | 1 | ZN | 1
3VA9578-0CC50 |  | operator kit with Bowden cable Max-Flex operator Bowden cable, single length 2.1 m (84'') accessory for: 3VA53/54; 3VA63/64 only for the UL market only for UL applications not approved for IEC | 6770 | 1 | ZN | 1
3VA9578-0CC60 |  | operator kit with Bowden cable Max-Flex operator Bowden cable, single length 2.4 m (96'') accessory for: 3VA53/54; 3VA63/64 only for the UL market only for UL applications not approved for IEC | 7410 | 1 | ZN | 1
3VA9578-0CC70 |  | operator kit with Bowden cable Max-Flex operator Bowden cable, single length 3.0 m (120'') accessory for: 3VA53/54; 3VA63/64 only for the UL market only for UL applications not approved for IEC | 8550 | 1 | ZN | 1
3VA9578-0CC80 |  | operator kit with Bowden cable Max-Flex operator Bowden cable, single length 3.6 m (144'') accessory for: 3VA53/54; 3VA63/64 only for the UL market only for UL applications not approved for IEC | 9740 | 1 | ZN | 1
3VA9588-0VM10 |  | rear interlock with rod accessory for: 3VA15; | 10800 | 1 | ZN | 1
3VA9601-0WD30 |  | terminal cover short 3-pole; 1Â unit accessory for: 3VA15; 3VA25/26 | 1620 | 1 | ZN | 1
3VA9601-0WE30 |  | terminal cover medium 3-pole; 1Â unit accessory for: 3VA15; 3VA25/26 | 1890 | 1 | ZN | 1
3VA9601-0WF30 |  | terminal cover extended 3-pole; 1Â unit accessory for: 3VA15/25 | 2380 | 1 | ZN | 1
3VA9602-0WA00 |  | phase barriers; 2 units accessory for: 3VA15/25/26 | 537 | 1 | ZN | 1
3VA9603-0QA00 |  | nut keeper kit; 3 units metric thread cover, top and bottom accessory for: 3VA15; 3VA25/26 | 1890 | 1 | ZN | 1
3VA9603-0QB00 |  | bus connector extended front mounted; 3 units accessory for: 3VA15; 3VA25 | 3210 | 1 | ZN | 1
3VA9603-0QB01 |  | bus connector extended front mounted; 3 units accessory for: plug-in unit 3VA9603-0KP00 3VA15/25 | 6090 | 1 | ZN | 1
3VA9603-0QC00 |  | bus connectors broadened front mounted; 3 units accessory for: 3VA15/25; 3VA57/58; 3VA67/68 | 5690 | 1 | ZN | 1
3VA9603-0QC01 |  | bus connectors broadened front mounted, 3 units accessory for: plug-in unit 3VA9603-0KP00 3VA15/25 | 6520 | 1 | ZN | 1
3VA9604-0QA00 |  | nut keeper kit; 4 units metric thread cover, top and bottom accessory for: 3VA15; 3VA25/26 | 2490 | 1 | ZN | 1
3VA9604-0QB00 |  | bus connector extended front mounted; 4 units accessory for: 3VA15; 3VA25 | 4320 | 1 | ZN | 1
3VA9604-0QC00 |  | bus connectors broadened front mounted; 4 units accessory for: 3VA15; 3VA25/26 | 7550 | 1 | ZN | 1
3VA9672-0WA00 |  | phase barriers; 2 units accessory for: 3VA55/65/66 | 584 | 1 | ZN | 1
3VA9673-0QA00 |  | nut keeper kit; 3 units inch threaded plate, cover, top and bottom accessory for: 3VA55; 3VA65/3VA66 | 2060 | 1 | ZN | 1
3VA9677-0FK31 |  | door mounted rotary operator standard NEMA types 1, 3R, 12, 4/4X with door interlock and door opening position accessory for: 3VA55; 3VA65/66 | 8310 | 1 | ZN | 1
3VA9677-0GC01 |  | supplementary handle for door mounted rotary operator standard accessory for: 3VA55; 3VA65/66 | 5660 | 1 | ZN | 1
3VA9677-0NA10 |  | external current transformer for N conductor accessory for: 3VA6 In=600/1000/1200 A 3VA2 In=630/1000/1250 A | 42300 | 1 | ZN | 1
3VA9680-0LF20 |  | cylinder lock adapter accessory for: rotary operator for 3VA15/25/26 | 1730 | 1 | ZN | 1
3VA9687-0EK11 |  | front mounted rotary operator standard IEC IP30/40 accessory for: 3VA15; 3VA25/26 | 4040 | 1 | ZN | 1
3VA9687-0EK15 |  | front mounted rotary operator EMERGENCY OFF IEC IP30/40 accessory for: 3VA15; 3VA25/26 | 4600 | 1 | ZN | 1
3VA9687-0EK21 |  | front mounted rotary operator standard with door interlock IEC IP30/40 accessory for: 3VA15/25/26 | 5330 | 1 | ZN | 1
3VA9687-0EK25 |  | front mounted rotary operator EMERGENCY OFF with door interlock IEC IP30/40 accessory for: 3VA15/25/26 | 6180 | 1 | ZN | 1
3VA9687-0FK21 |  | door mounted rotary operator standard IEC IP65 with door interlock accessory for: 3VA15/25/26 | 5870 | 1 | ZN | 1
3VA9687-0FK23 |  | door mounted rotary operator standard IEC IP65 with door interlock 24 V DC lighting kit accessory for: 3VA15; 3VA25/26 | 7080 | 1 | ZN | 1
3VA9687-0FK25 |  | door mounted rotary operator EMERGENCY OFF IEC IP65 with door interlock accessory for: 3VA15/25/26 | 6780 | 1 | ZN | 1
3VA9687-0FK61 |  | door mounted rotary operator standard, rigid without tolerance compensation IEC IP65 with door interlock accessory for: 3VA15; 3VA25/26 | 5870 | 1 | ZN | 1
3VA9687-0GK00 |  | rotary operator with shaft stub for retrofit 8UC accessory for: 3VA15; 3VA25/26 | 4320 | 1 | ZN | 1
3VA9872-0WA00 |  | phase barriers; 2 units accessory for: 3VA57/58/59 3VA67/68/69 | 927 | 1 | ZN | 1
3VA9873-0QA00 |  | nut keeper kit; 3 units inch thread accessory for: 3VA57/58/59; 3VA67/68/69 | 2530 | 1 | ZN | 1
3VA9877-0FK21 |  | door mounted rotary operator standard IEC IP65 with door interlock accessory for: 3VA57/58/59; 3VA67/68/69 | 7740 | 1 | ZN | 1
3VA9877-0GC01 |  | supplementary handle for door mounted rotary operator standard accessory for: 3VA57/58/59; 3VA67/68/69 | 6890 | 1 | ZN | 1
3VA9907-0NB10 |  | connecting cable for N-CT-3VA accessory for: external current transformers | 995 | 1 | ZN | 1
3VA9908-0BB10 |  | undervoltage release 12 V DC accessory for: 3VA1 and 3VA20-26 | 2790 | 1 | ZN | 1
3VA9908-0BB11 |  | undervoltage release 24 V DC accessory for: 3VA1 and 3VA20-26 | 2790 | 1 | ZN | 1
3VA9908-0BB12 |  | undervoltage release 48Â VÂ DC accessory for: 3VA1 and 3VA20-26 | 2790 | 1 | ZN | 1
3VA9908-0BB13 |  | undervoltage release 60 V DC accessory for: 3VA1 and 3VA20-26 | 2790 | 1 | ZN | 1
3VA9908-0BB14 |  | undervoltage release 125-127 V DC accessory for: 3VA1 and 3VA20-26 | 2790 | 1 | ZN | 1
3VA9908-0BB15 |  | undervoltage release 220-230 V DC accessory for: 3VA1 and 3VA20-26 | 2790 | 1 | ZN | 1
3VA9908-0BB16 |  | undervoltage release 250 V DC accessory for: 3VA1 and 3VA20-26 | 2790 | 1 | ZN | 1
3VA9908-0BB20 |  | undervoltage release 24Â V AC 50/60Â Hz accessory for: 3VA1 and 3VA20-26 | 2790 | 1 | ZN | 1
3VA9908-0BB21 |  | undervoltage release 48Â V AC 50/60Â Hz accessory for: 3VA1 and 3VA20-26 | 2790 | 1 | ZN | 1
3VA9908-0BB22 |  | undervoltage release 60Â V AC 50/60Â Hz accessory for: 3VA1 and 3VA20-26 | 2790 | 1 | ZN | 1
3VA9908-0BB23 |  | undervoltage release 110Â V AC 50/60Â Hz accessory for: 3VA1 and 3VA20-26 | 2790 | 1 | ZN | 1
3VA9908-0BB24 |  | undervoltage release 120-127 V AC 50/60 Hz accessory for: 3VA1 and 3VA20-26 | 2790 | 1 | ZN | 1
3VA9908-0BB25 |  | undervoltage release 208-230 V AC 50/60 Hz accessory for: 3VA1 and 3VA20-26 | 2790 | 1 | ZN | 1
3VA9908-0BB26 |  | undervoltage release 380-400 V AC 50/60 Hz accessory for: 3VA1 and 3VA20-26 | 2790 | 1 | ZN | 1
3VA9908-0BB27 |  | undervoltage release 440-480 V AC 50/60 Hz accessory for: 3VA1 and 3VA20-26 | 2790 | 1 | ZN | 1
3VA9908-0BD11 |  | universal release 12 V DC accessory for: 3VA1 and 3VA20-26 | 4970 | 1 | ZN | 1
3VA9908-0BD12 |  | universal release 24 V DC accessory for: 3VA1 and 3VA20-26 | 4970 | 1 | ZN | 1
3VA9908-0BD13 |  | universal release 48Â VÂ DC accessory for: 3VA1 and 3VA20-26 | 4970 | 1 | ZN | 1
3VA9970-0LF20 |  | cylinder lock adapter accessory for: rotary operator | 1890 | 1 | ZN | 1
3VA9970-0LF40 |  | cylinder lock adapter accessory for: withdrawable unit | 1890 | 1 | ZN | 1
3VA9977-0KB00 |  | position signaling switch accessory for: plug-in and withdrawable units | 1440 | 1 | ZN | 1
3VA9977-0KC00 |  | communication connectivity accessory for: all 3VA withdrawable units | 6760 | 1 | ZN | 1
3VA9977-0KD80 |  | auxiliary circuit connector accessory for: all 3VA withdrawable units | 749 | 1 | ZN | 1
3VA9977-0KP80 |  | auxiliary circuit connector accessory for: all 3VA plug-in units | 749 | 1 | ZN | 1
3VA9977-0MA10 |  | activation & trip box TD300 incl. connecting cable 3VA - TD300 accessory for: 3VA6 | 8550 | 1 | ZN | 1
3VA9977-0MB10 |  | TD500 test device incl. 2 connecting cables PC-TD500, 3VA-TD500 external power supply accessory for: 3VA6 | 74900 | 1 | ZN | 1
3VA9977-0MY10 |  | connecting cable accessory for: TD500 - 3VA | 5550 | 1 | ZN | 1
3VA9977-0TA10 |  | data concentrator COM800 accessory for: 3VA6 | 30500 | 1 | ZN | 1
3VA9977-0TA20 |  | data concentrator COM100 accessory for: 3VA6 | 15800 | 1 | ZN | 1
3VA9977-0TD10 |  | display DSP800 accessory for: 1 to 8 units 3VA6 breaker | 19400 | 1 | ZN | 1
3VA9977-0UA10 |  | external function box EFB300 incl. connecting cable 1.5Â m 3VA - EFB300 accessory for: 3VA6 | 11200 | 1 | ZN | 1
3VA9977-0UF10 |  | Maintenance Mode Box MMB300 incl. connecting cable 1.5Â m 3VA - MMB300 accessory for: 3VA6 | 8340 | 1 | ZN | 1
3VA9978-0AA11 |  | auxiliary switch changeover contacts type HP (14 mm) accessory for: 3VA4/5/6 | 974 | 1 | ZN | 1
3VA9978-0AA12 |  | auxiliary switch changeover contacts Type HQ (7 mm) accessory for: 3VA4/5/6 | 650 | 1 | ZN | 1
3VA9978-0AA13 |  | auxiliary switch changeover contacts Type HQ (7 mm) electronic-comp. accessory for: 3VA4/5/6 | 974 | 1 | ZN | 1
3VA9978-0AA21 |  | leading changeover switch changeover contacts type HP (14 mm) accessory for: 3VA4; 3VA51-55; 3VA61-66 | 1340 | 1 | ZN | 1
3VA9978-0AA22 |  | leading changeover switch changeover contacts Type HQ (7 mm) accessory for: 3VA4; 3VA51-55; 3VA61-66 | 891 | 1 | ZN | 1
3VA9978-0AA23 |  | leading changeover switch changeover contacts Type HQ (7 mm) electronic-comp. accessory for: 3VA4; 3VA51-55; 3VA61-66 | 1340 | 1 | ZN | 1
3VA9978-0AB11 |  | trip alarm switch changeover contacts type HP (14 mm) accessory for: 3VA4/5/6 | 974 | 1 | ZN | 1
3VA9978-0AB12 |  | trip alarm switch changeover contacts Type HQ (7 mm) accessory for: 3VA4/5/6 | 650 | 1 | ZN | 1
3VA9978-0AB13 |  | trip alarm switch changeover contacts Type HQ (7 mm) electronic-comp. accessory for: 3VA4/5/6 | 974 | 1 | ZN | 1
3VA9978-0AB22 |  | electrical alarm switch changeover contacts Type HQ (7 mm) accessory for: 3VA61-66 | 974 | 1 | ZN | 1
3VA9978-0AB23 |  | electrical alarm switch changeover contacts Type HQ (7 mm) electronic-comp. accessory for: 3VA61-66 | 1460 | 1 | ZN | 1
3VA9978-0BA20 |  | shunt trip flexible 24 V AC 50/60 Hz accessory for: SnG: 3VA41; 3VA51-59; 3VA61-69 | 2320 | 1 | ZN | 1
3VA9978-0BA21 |  | shunt trip flexible 48-60 V AC 50/60 Hz accessory for: SnG: 3VA41; 3VA51-59; 3VA61-69 | 2320 | 1 | ZN | 1
3VA9978-0BA22 |  | shunt trip flexible 110-127 V AC 50/60 Hz accessory for: SnG: 3VA41; 3VA51-59; 3VA61-69 | 2320 | 1 | ZN | 1
3VA9978-0BA23 |  | shunt trip flexible 208-277 V AC 50/60 Hz accessory for: SnG: 3VA41; 3VA51-59; 3VA61-69 | 2320 | 1 | ZN | 1
3VA9978-0BA24 |  | shunt trip flexible 380-500 V AC 50/60 Hz accessory for: SnG: 3VA41; 3VA51-59; 3VA61-69 | 2320 | 1 | ZN | 1
3VA9978-0BA25 |  | shunt trip flexible 600 V AC 50/60 Hz accessory for: SnG: 3VA41; 3VA51-59; 3VA61-69 | 2320 | 1 | ZN | 1
3VA9978-0BB10 |  | undervoltage release 12Â V DC accessory for: 3VA4/5/6 | 3020 | 1 | ZN | 1
3VA9978-0BB11 |  | undervoltage release 24Â V DC accessory for: 3VA4/5/6 | 3020 | 1 | ZN | 1
3VA9978-0BB12 |  | undervoltage release 48Â V DC accessory for: 3VA4/5/6 | 3020 | 1 | ZN | 1
3VA9978-0BB14 |  | undervoltage release 125-127Â V DC accessory for: 3VA4/5/6 | 3020 | 1 | ZN | 1
3VA9978-0BB16 |  | undervoltage release 250Â V DC accessory for: 3VA4/5/6 | 3020 | 1 | ZN | 1
3VA9978-0BB20 |  | undervoltage release 24Â V AC 50/60Â Hz accessory for: 3VA4/5/6 | 3020 | 1 | ZN | 1
3VA9978-0BB24 |  | undervoltage release 120-127Â V AC 50/60Â Hz accessory for: 3VA4/5/6 | 3020 | 1 | ZN | 1
3VA9978-0BB25 |  | undervoltage release 208-230Â V AC 50/60Â Hz accessory for: 3VA4/5/6 | 3020 | 1 | ZN | 1
3VA9978-0BB27 |  | undervoltage release 440-480Â V AC 50/60Â Hz accessory for: 3VA4/5/6 | 3020 | 1 | ZN | 1
3VA9978-0BD11 |  | universal release 12Â V DC accessory for: 3VA4/5/6 | 5290 | 1 | ZN | 1
3VA9978-0BD12 |  | universal release 24Â V DC accessory for: 3VA4/5/6 | 5290 | 1 | ZN | 1
3VA9978-0BD13 |  | universal release 48Â V DC accessory for: 3VA4/5/6 | 5290 | 1 | ZN | 1
3VA9978-0BF22 |  | time-delay device fixed delay 230Â V AC accessory for: 3VA UL undervoltage release | 4770 | 1 | ZN | 1
3VA9978-0BF23 |  | time-delay device fixed delay 24Â V DC accessory for: 3VA UL undervoltage release | 4770 | 1 | ZN | 1
3VA9978-0BL10 |  | shunt trip left 12Â V DC accessory for: 3VA4/5/6 | 2320 | 1 | ZN | 1
3VA9978-0BL20 |  | shunt trip left 380-600Â V AC 50/60Â Hz accessory for: 3VA4/5/6 | 2320 | 1 | ZN | 1
3VA9978-0BL30 |  | shunt trip left 24V AC 50/60Hz / 24-30Â V DC accessory for: 3VA4/5/6 | 2320 | 1 | ZN | 1
3VA9978-0BL31 |  | shunt trip left 48-60V AC 50/60Hz / DC accessory for: 3VA4/5/6 | 2320 | 1 | ZN | 1
3VA9978-0BL32 |  | shunt trip left 110-127Â V AC 50/60Â Hz/DC accessory for: 3VA4/5/6 | 2320 | 1 | ZN | 1
3VA9978-0BL33 |  | shunt trip left 208-277Â V AC 50/60Hz 220-250Â V DC accessory for: 3VA4/5/6 | 2320 | 1 | ZN | 1
3VA9980-0LF20 |  | cylinder lock adapter accessory for: rotary operator | 1730 | 1 | ZN | 1
3VA9980-0LF30 |  | cylinder lock adapter accessory for: SEO motor operator | 1730 | 1 | ZN | 1
3VA9980-0LF40 |  | cylinder lock adapter accessory for: withdrawable unit | 1730 | 1 | ZN | 1
3VA9980-0VC10 |  | Bowden cable (0.6Â m/23.622'') accessory for: handle interlock w. Bowd. cable | 1100 | 1 | ZN | 1
3VA9980-0VC20 |  | Bowden cable (1.0Â m/39.370'') accessory for: handle interlock w. Bowd. cable | 1730 | 1 | ZN | 1
3VA9980-0VC30 |  | Bowden cable (1.5Â m/59.055'') accessory for: handle interlock w. Bowd. cable | 2380 | 1 | ZN | 1
3VA9980-0VL10 |  | cylinder lock lock number 1 | 625 | 1 | ZN | 1
3VA9980-0VL30 |  | cylinder lock lock number 3 | 625 | 1 | ZN | 1
3VA9980-0VL40 |  | cylinder lock lock number 4 | 625 | 1 | ZN | 1
3VA9987-0GL30 |  | DIN rail extension for N/PE terminal | 469 | 1 | ZN | 1
3VA9987-0HX10 |  | operating cycles counter accessory for: SEO520 | 3770 | 1 | ZN | 1
3VA9987-0KB00 |  | position signaling switch accessory for: plug-in and withdrawable units | 1320 | 1 | ZN | 1
3VA9987-0KC00 |  | communication connectivity accessory for: withdrawable unit | 6220 | 1 | ZN | 1
3VA9987-0KC10 |  | connecting cable accessory for: communication connectivity of withdrawable unit | 1200 | 1 | ZN | 1
3VA9987-0KD80 |  | auxiliary circuit connector accessory for: all 3VA withdrawable units | 685 | 1 | ZN | 1
3VA9987-0KD81 |  | rack. handle for withdraw. unit accessory for: withdrawable unit | 1510 | 1 | ZN | 1
3VA9987-0KP80 |  | auxiliary circuit connector accessory for: all 3VA plug-in units | 685 | 1 | ZN | 1
3VA9987-0MA10 |  | activation & trip box TD300 incl. connecting cable 3VA - TD300 accessory for: 3VA20-26 | 7860 | 1 | ZN | 1
3VA9987-0MB10 |  | TD500 test device incl. 2 connecting cables PC-TD500, 3VA-TD500 external power supply accessory for: 3VA20-26 | 68500 | 1 | ZN | 1
3VA9987-0MX10 |  | external power supply 110-240Â V AC accessory for: TD500 | 2870 | 1 | ZN | 1
3VA9987-0MY10 |  | connecting cable accessory for: TD500 - 3VA | 5140 | 1 | ZN | 1
3VA9987-0SC10 |  | handle extension accessory for: 3VA15/25/26 | 944 | 1 | ZN | 1
3VA9987-0TA10 |  | data concentrator COM800 accessory for: 3VA2 | 28100 | 1 | ZN | 1
3VA9987-0TA20 |  | data concentrator COM100 accessory for: 3VA2 | 14500 | 1 | ZN | 1
3VA9987-0TC10 |  | 3VA-line connecting cable 0.4 m accessory for: COM100, COM800, COM060 | 573 | 1 | ZN | 1
3VA9987-0TC20 |  | 3VA-line connecting cable 1.0 m accessory for: COM100, COM800, COM060 | 658 | 1 | ZN | 1
3VA9987-0TC30 |  | 3VA-line connecting cable 2.0 m accessory for: COM100, COM800, COM060 | 858 | 1 | ZN | 1
3VA9987-0TC40 |  | 3VA-line connecting cable 4.0 m accessory for: COM100, COM800, COM060 | 1150 | 1 | ZN | 1
3VA9987-0TD10 |  | display DSP800 accessory for: 1 to 8 units 3VA2 breaker | 17900 | 1 | ZN | 1
3VA9987-0TE10 |  | bus terminator 3VA-Line accessory for: COM100, COM800, COM060 | 348 | 1 | ZN | 5
3VA9987-0TF10 |  | extension cable COM060 0.8 m accessory for: 3VA-line | 658 | 1 | ZN | 1
3VA9987-0TF20 |  | extension cable COM060 0.4 m accessory for: 3VA-line | 573 | 1 | ZN | 1
3VA9987-0TG10 |  | T connector accessory for: 3VA20 - 3VA26: 3VA6 | 995 | 1 | ZN | 1
3VA9987-0TG11 |  | DIN-rail adapter for T connector accessory for: 3VA | 1010 | 1 | ZN | 1
3VA9987-0UA10 |  | external function box EFB300 incl. connecting cable 1.5Â m 3VA - EFB300 accessory for: 3VA20-26 | 10300 | 1 | ZN | 1
3VA9987-0UB10 |  | connecting cable 1.5 m accessory for: EFB300 - 3VA | 858 | 1 | ZN | 1
3VA9987-0UB20 |  | connecting cable 3.0 m accessory for: EFB300 - 3VA | 1290 | 1 | ZN | 1
3VA9987-0UB30 |  | connecting cable 3.0 m accessory for: EFB300 - 3VA with RCD | 1250 | 1 | ZN | 1
3VA9987-0UC10 |  | voltage tap accessory for: ETU 8-series | 1200 | 1 | ZN | 1
3VA9988-0AA11 |  | auxiliary switch changeover contacts type HP (14 mm) accessory for: 3VA11-15; 3VA20-26 | 894 | 1 | ZN | 1
3VA9988-0AA12 |  | auxiliary switch changeover contacts Type HQ (7 mm) accessory for: 3VA1; 3VA20-26 | 600 | 1 | ZN | 1
3VA9988-0AA13 |  | auxiliary switch changeover contacts Type HQ (7 mm) electronic-comp. accessory for: 3VA1; 3VA20-26 | 894 | 1 | ZN | 1
3VA9988-0AA21 |  | leading changeover switch, changeover contacts type HP (14 mm) accessory for: 3VA11-15; 3VA20-26 | 1230 | 1 | ZN | 1
3VA9988-0AA22 |  | leading changeover switch, changeover contacts type HQ (7 mm) accessory for: 3VA1; 3VA20-26 | 822 | 1 | ZN | 1
3VA9988-0AA23 |  | leading changeover switch changeover contacts Type HQ (7 mm) electronic-comp. accessory for: 3VA1; 3VA20-26 | 1230 | 1 | ZN | 1
3VA9988-0AB11 |  | trip alarm switch changeover contacts type HP (14 mm) accessory for: 3VA11-15; 3VA20-26 | 894 | 1 | ZN | 1
3VA9988-0AB12 |  | trip alarm switch changeover contacts Type HQ (7 mm) accessory for: 3VA1; 3VA20-26 | 600 | 1 | ZN | 1
3VA9988-0AB13 |  | trip alarm switch changeover contacts Type HQ (7 mm) electronic-comp. accessory for: 3VA1; 3VA20-26 | 894 | 1 | ZN | 1
3VA9988-0AB22 |  | electrical alarm switch changeover contacts Type HQ (7 mm) accessory for: 3VA20-26 | 894 | 1 | ZN | 1
3VA9988-0AB23 |  | electrical alarm switch changeover contacts Type HQ (7 mm) electronic-comp. accessory for: 3VA20-26 | 1350 | 1 | ZN | 1
3VA9988-0AB32 |  | short circuit alarm switch changeover contacts Type HQ (7 mm) accessory for: 3VA10/11 | 1060 | 1 | ZN | 1
3VA9988-0AB33 |  | short circuit alarm switch changeover contacts Type HQ (7 mm) electronic-comp. accessory for: 3VA10/11 | 1600 | 1 | ZN | 1
3VA9988-0AB34 |  | short circuit alarm switch changeover contacts Type HQ (7 mm) accessory for: 3VA12/13/14 | 1060 | 1 | ZN | 1
3VA9988-0AB35 |  | short circuit alarm switch changeover contacts Type HQ (7 mm) electronic-comp. accessory for: 3VA12/13/14 | 1600 | 1 | ZN | 1
3VA9988-0BA20 |  | shunt trip flexible 24 V AC 50/60 Hz accessory for: 3VA1 and 3VA20-26 | 2140 | 1 | ZN | 1
3VA9988-0BA21 |  | shunt trip flexible 48-60 V AC 50/60 Hz accessory for: 3VA1 and 3VA20-26 | 2140 | 1 | ZN | 1
3VA9988-0BA22 |  | shunt trip flexible 110-127 V AC 50/60 Hz accessory for: 3VA1 and 3VA20-26 | 2140 | 1 | ZN | 1
3VA9988-0BA23 |  | shunt trip flexible 208-277 V AC 50/60 Hz accessory for: 3VA1 and 3VA20-26 | 2140 | 1 | ZN | 1
3VA9988-0BA24 |  | shunt trip flexible 380-500 V AC 50/60 Hz accessory for: 3VA1 and 3VA20-26 | 2140 | 1 | ZN | 1
3VA9988-0BA25 |  | shunt trip flexible 600 V AC 50/60 Hz accessory for: 3VA1 and 3VA20-26 | 2140 | 1 | ZN | 1
3VA9988-0BF21 |  | time-delay device fixed delay 110 V AC accessory for: 3VA IEC undervoltage release | 4400 | 1 | ZN | 1
3VA9988-0BF22 |  | time-delay device fixed delay 230Â V AC accessory for: 3VA IEC undervoltage release | 4400 | 1 | ZN | 1
3VA9988-0BF23 |  | time-delay device fixed delay 24Â V DC accessory for: 3VA IEC undervoltage release | 4400 | 1 | ZN | 1
3VA9988-0BL10 |  | shunt trip left 12 V DC accessory for: 3VA1 and 3VA20-26 | 2140 | 1 | ZN | 1
3VA9988-0BL20 |  | shunt trip left 380-600 V AC 50/60 Hz accessory for: 3VA1 and 3VA20-26 | 2140 | 1 | ZN | 1
3VA9988-0BL30 |  | shunt trip left 24 V AC 50/60 Hz / 24-30 V DC accessory for: 3VA1 and 3VA20-26 | 2140 | 1 | ZN | 1
3VA9988-0BL31 |  | shunt trip left 48-60 V AC 50/60 Hz / DC accessory for: 3VA1 and 3VA20-26 | 2140 | 1 | ZN | 1
3VA9988-0BL32 |  | shunt trip left 110-127 V AC 50/60 Hz/DC accessory for: 3VA1 and 3VA20-26 | 2140 | 1 | ZN | 1
3VA9988-0BL33 |  | shunt trip left 208-277 V AC 50/60 Hz 220-250 V DC accessory for: 3VA1; 3VA20-26 | 2140 | 1 | ZN | 1
3VA9988-0BM10 |  | shunt trip left for electrical interlocking 24 V DC accessory for: 3VA1; 3VA20-26 | 3170 | 1 | ZN | 1
3VJ1002-0DA12-0AA0 |  | circuit breaker 3VJ1 IEC framesize 3VJ10 125A line protection FTFM 1-pole Icu=10kA@240V Ics=100% Icu In=20A overload protection Ir=20A short-circuit protection Ii=500A Screw connection | 593 | 1 | ZE | 1
3VJ1002-0DA22-0AA0 |  | circuit breaker 3VJ1 IEC framesize 3VJ10 125A line protection FTFM 2-pole Icu=10kA@415V Ics=100% Icu In=20A overload protection Ir=20A short-circuit protection Ii=500A Screw connection | 828 | 1 | ZE | 1
3VJ1002-0DA32-0AA0 |  | circuit breaker 3VJ1 IEC framesize 3VJ10 125A line protection FTFM 3-pole Icu=10kA@415V Ics=100% Icu In=20A overload protection Ir=20A short-circuit protection Ii=500A Screw connection | 1170 | 1 | ZE | 1
3VJ1002-0DB32-0AA0 |  | circuit breaker 3VJ1 IEC framesize 3VJ10 125A line protection ATFM 3-pole Icu=10kA@415V Ics=100% Icu In=20A overload protection Ir=16A..20A short-circuit protection Ii=500A Screw connection | 1190 | 1 | ZE | 1
3VJ1002-0EA42-0AA0 |  | circuit breaker 3VJ1 IEC framesize 3VJ10 125A line protection FTFM 4-pole Icu=10kA@415V Ics=100% Icu In=20A overload protection Ir=20A short-circuit protection Ii=500A Screw connection | 1530 | 1 | ZE | 1
3VJ1002-0EB42-0AA0 |  | circuit breaker 3VJ1 IEC framesize 3VJ10 125A line protection ATFM 4-pole Icu=10kA@415V Ics=100% Icu In=20A overload protection Ir=16A..20A short-circuit protection Ii=500A Screw connection | 1570 | 1 | ZE | 1
3VJ1002-1DA12-0AA0 |  | circuit breaker 3VJ1 IEC framesize 3VJ10 125A line protection FTFM 1-pole Icu=18kA@240V Ics=75% Icu In=20A overload protection Ir=20A short-circuit protection Ii=500A Screw connection | 720 | 1 | ZE | 1
3VJ1002-1DA22-0AA0 |  | circuit breaker 3VJ1 IEC framesize 3VJ10 125A line protection FTFM 2-pole Icu=18kA@415V Ics=75% Icu In=20A overload protection Ir=20A short-circuit protection Ii=500A Screw connection | 1010 | 1 | ZE | 1
3VJ1002-1DA32-0AA0 |  | circuit breaker 3VJ1 IEC framesize 3VJ10 125A line protection FTFM 3-pole Icu=18kA@415V Ics=75% Icu In=20A overload protection Ir=20A short-circuit protection Ii=500A Screw connection | 1450 | 1 | ZE | 1
3VJ1002-1DB32-0AA0 |  | circuit breaker 3VJ1 IEC framesize 3VJ10 125A line protection ATFM 3-pole Icu=18kA@415V Ics=75% Icu In=20A overload protection Ir=16A...20A short-circuit protection Ii=500A Screw connection | 1470 | 1 | ZE | 1
3VJ1002-1EA42-0AA0 |  | circuit breaker 3VJ1 IEC framesize 3VJ10 125A line protection FTFM 4-pole Icu=18kA@415V Ics=75% Icu In=20A overload protection Ir=20A short-circuit protection Ii=500A Screw connection | 1870 | 1 | ZE | 1
3VJ1002-1EB42-0AA0 |  | circuit breaker 3VJ1 IEC framesize 3VJ10 125A line protection ATFM 4-pole Icu=18kA@415V Ics=75% Icu In=20A overload protection Ir=16A...20A short-circuit protection Ii=500A Screw connection | 1900 | 1 | ZE | 1
3VJ1002-2DA12-0AA0 |  | circuit breaker 3VJ1 IEC MCCB_3VJ10_Fr125A Line protection FTFM 1 Pole Ics=Icu=18kA@240V In=20A overload protection Ir=20A short-circuit protection Ii=10 x In Screw connection | 822 | 1 | ZE | 1
3VJ1002-2DA22-0AA0 |  | circuit breaker 3VJ1 IEC MCCB_3VJ10_Fr125A Line protection FTFM 2 Pole Ics=Icu=18kA@415V In=20A overload protection Ir=20A short-circuit protection Ii=10 x In Screw connection | 1140 | 1 | ZE | 1
3VJ1002-2DA32-0AA0 |  | circuit breaker 3VJ1 IEC MCCB_3VJ10_Fr125A Line protection FTFM 3 Pole Ics=Icu=18kA@415V In=20A overload protection Ir=20A short-circuit protection Ii=10 x In Screw connection | 1650 | 1 | ZE | 1
3VJ1002-2DB32-0AA0 |  | circuit breaker 3VJ1 IEC MCCB_3VJ10_Fr125A Line protection ATFM 3 Pole Ics=Icu=18kA@415V In=20A overload protection Ir=16A..20A short-circuit protection Ii=10 x In Screw connection | 1670 | 1 | ZE | 1
3VJ1002-2EA42-0AA0 |  | circuit breaker 3VJ1 IEC MCCB_3VJ10_Fr125A Line protection FTFM 4 Pole Ics=Icu=18kA@415V In=20A overload protection Ir=20A short-circuit protection Ii=10 x In Screw connection | 2140 | 1 | ZE | 1
3VJ1002-2EB42-0AA0 |  | circuit breaker 3VJ1 IEC MCCB_3VJ10_Fr125A Line protection ATFM 4 Pole Ics=Icu=18kA@415V In=20A overload protection Ir=16A..20A short-circuit protection Ii=10 x In Screw connection | 2160 | 1 | ZE | 1
3VJ1002-3DA12-0AA0 |  | circuit breaker 3VJ1 IEC framesize 3VJ10 125A line protection FTFM 1-pole Icu=25kA@240V Ics=75% Icu In=20A overload protection Ir=20A short-circuit protection Ii=500A Screw connection | 847 | 1 | ZE | 1
3VJ1002-3DA22-0AA0 |  | circuit breaker 3VJ1 IEC framesize 3VJ10 125A line protection FTFM 2-pole Icu=25kA@415V Ics=75% Icu In=20A overload protection Ir=20A short-circuit protection Ii=500A Screw connection | 1170 | 1 | ZE | 1
3VJ1002-3DA32-0AA0 |  | circuit breaker 3VJ1 IEC framesize 3VJ10 125A line protection FTFM 3-pole Icu=25kA@415V Ics=75% Icu In=20A overload protection Ir=20A short-circuit protection Ii=500A Screw connection | 1700 | 1 | ZE | 1
3VJ1002-3DB32-0AA0 |  | circuit breaker 3VJ1 IEC framesize 3VJ10 125A line protection ATFM 3-pole Icu=25kA@415V Ics=75% Icu In=20A overload protection Ir=16A...20A short-circuit protection Ii=500A Screw connection | 1720 | 1 | ZE | 1
3VJ1002-3EA42-0AA0 |  | circuit breaker 3VJ1 IEC framesize 3VJ10 125A line protection FTFM 4-pole Icu=25kA@415V Ics=75% Icu In=20A overload protection Ir=20A short-circuit protection Ii=500A Screw connection | 2200 | 1 | ZE | 1
3VJ1002-3EB42-0AA0 |  | circuit breaker 3VJ1 IEC framesize 3VJ10 125A line protection ATFM 4-pole Icu=25kA@415V Ics=75% Icu In=20A overload protection Ir=16A...20A short-circuit protection Ii=500A Screw connection | 2230 | 1 | ZE | 1
3VJ1003-0DA12-0AA0 |  | circuit breaker 3VJ1 IEC framesize 3VJ10 125A line protection FTFM 1-pole Icu=10kA@240V Ics=100% Icu In=32A overload protection Ir=32A short-circuit protection Ii=550A Screw connection | 593 | 1 | ZE | 1
3VJ1003-0DA22-0AA0 |  | circuit breaker 3VJ1 IEC framesize 3VJ10 125A line protection FTFM 2-pole Icu=10kA@415V Ics=100% Icu In=32A overload protection Ir=32A short-circuit protection Ii=550A Screw connection | 828 | 1 | ZE | 1
3VJ1003-0DA32-0AA0 |  | circuit breaker 3VJ1 IEC framesize 3VJ10 125A line protection FTFM 3-pole Icu=10kA@415V Ics=100% Icu In=32A overload protection Ir=32A short-circuit protection Ii=550A Screw connection | 1170 | 1 | ZE | 1
3VJ1003-0DB32-0AA0 |  | circuit breaker 3VJ1 IEC framesize 3VJ10 125A line protection ATFM 3-pole Icu=10kA@415V Ics=100% Icu In=32A overload protection Ir=25.6A..32A short-circuit protection Ii=550A Screw connection | 1190 | 1 | ZE | 1
3VJ1003-0EA42-0AA0 |  | circuit breaker 3VJ1 IEC framesize 3VJ10 125A line protection FTFM 4-pole Icu=10kA@415V Ics=100% Icu In=32A overload protection Ir=32A short-circuit protection Ii=550A Screw connection | 1530 | 1 | ZE | 1
3VJ1003-0EB42-0AA0 |  | circuit breaker 3VJ1 IEC framesize 3VJ10 125A line protection ATFM 4-pole Icu=10kA@415V Ics=100% Icu In=32A overload protection Ir=25.6A..32A short-circuit protection Ii=550A Screw connection | 1570 | 1 | ZE | 1
3VJ1003-1DA12-0AA0 |  | circuit breaker 3VJ1 IEC framesize 3VJ10 125A line protection FTFM 1-pole Icu=18kA@240V Ics=75% Icu In=32A overload protection Ir=32A short-circuit protection Ii=550A Screw connection | 720 | 1 | ZE | 1
3VJ1003-1DA22-0AA0 |  | circuit breaker 3VJ1 IEC framesize 3VJ10 125A line protection FTFM 2-pole Icu=18kA@415V Ics=75% Icu In=32A overload protection Ir=32A short-circuit protection Ii=550A Screw connection | 1010 | 1 | ZE | 1
3VJ1003-1DA32-0AA0 |  | circuit breaker 3VJ1 IEC framesize 3VJ10 125A line protection FTFM 3-pole Icu=18kA@415V Ics=75% Icu In=32A overload protection Ir=32A short-circuit protection Ii=550A Screw connection | 1450 | 1 | ZE | 1
3VJ1003-1DB32-0AA0 |  | circuit breaker 3VJ1 IEC framesize 3VJ10 125A line protection ATFM 3-pole Icu=18kA@415V Ics=75% Icu In=32A overload protection Ir=25.6A...32A short-circuit protection Ii=550A Screw connection | 1470 | 1 | ZE | 1
3VJ1003-1EA42-0AA0 |  | circuit breaker 3VJ1 IEC framesize 3VJ10 125A line protection FTFM 4-pole Icu=18kA@415V Ics=75% Icu In=32A overload protection Ir=32A short-circuit protection Ii=550A Screw connection | 1870 | 1 | ZE | 1
3VJ1003-1EB42-0AA0 |  | circuit breaker 3VJ1 IEC framesize 3VJ10 125A line protection ATFM 4-pole Icu=18kA@415V Ics=75% Icu In=32A overload protection Ir=25.6A...32A short-circuit protection Ii=550A Screw connection | 1900 | 1 | ZE | 1
3VJ1003-2DA12-0AA0 |  | circuit breaker 3VJ1 IEC MCCB_3VJ10_Fr125A Line protection FTFM 1 Pole Ics=Icu=18kA@240V In=32A overload protection Ir=32A short-circuit protection Ii=10 x In Screw connection | 822 | 1 | ZE | 1
3VJ1003-2DA22-0AA0 |  | circuit breaker 3VJ1 IEC MCCB_3VJ10_Fr125A Line protection FTFM 2 Pole Ics=Icu=18kA@415V In=32A overload protection Ir=32A short-circuit protection Ii=10 x In Screw connection | 1140 | 1 | ZE | 1
3VJ1003-2DA32-0AA0 |  | circuit breaker 3VJ1 IEC MCCB_3VJ10_Fr125A Line protection FTFM 3 Pole Ics=Icu=18kA@415V In=32A overload protection Ir=32A short-circuit protection Ii=10 x In Screw connection | 1650 | 1 | ZE | 1
3VJ1003-2DB32-0AA0 |  | circuit breaker 3VJ1 IEC MCCB_3VJ10_Fr125A Line protection ATFM 3 Pole Ics=Icu=18kA@415V In=32A overload protection Ir=25.6A..32A short-circuit protection Ii=10 x In Screw connection | 1670 | 1 | ZE | 1
3VJ1003-2EA42-0AA0 |  | circuit breaker 3VJ1 IEC MCCB_3VJ10_Fr125A Line protection FTFM 4 Pole Ics=Icu=18kA@415V In=32A overload protection Ir=32A short-circuit protection Ii=10 x In Screw connection | 2140 | 1 | ZE | 1
3VJ1003-2EB42-0AA0 |  | circuit breaker 3VJ1 IEC MCCB_3VJ10_Fr125A Line protection ATFM 4 Pole Ics=Icu=18kA@415V In=32A overload protection Ir=25.6A..32A short-circuit protection Ii=10 x In Screw connection | 2160 | 1 | ZE | 1
3VJ1003-3DA12-0AA0 |  | circuit breaker 3VJ1 IEC framesize 3VJ10 125A line protection FTFM 1-pole Icu=25kA@240V Ics=75% Icu In=32A overload protection Ir=32A short-circuit protection Ii=550A Screw connection | 847 | 1 | ZE | 1
3VJ1003-3DA22-0AA0 |  | circuit breaker 3VJ1 IEC framesize 3VJ10 125A line protection FTFM 2-pole Icu=25kA@415V Ics=75% Icu In=32A overload protection Ir=32A short-circuit protection Ii=550A Screw connection | 1170 | 1 | ZE | 1
3VJ1003-3DA32-0AA0 |  | circuit breaker 3VJ1 IEC framesize 3VJ10 125A line protection FTFM 3-pole Icu=25kA@415V Ics=75% Icu In=32A overload protection Ir=32A short-circuit protection Ii=550A Screw connection | 1700 | 1 | ZE | 1
3VJ1003-3DB32-0AA0 |  | circuit breaker 3VJ1 IEC framesize 3VJ10 125A line protection ATFM 3-pole Icu=25kA@415V Ics=75% Icu In=32A overload protection Ir=25.6A...32A short-circuit protection Ii=550A Screw connection | 1720 | 1 | ZE | 1
3VJ1003-3EA42-0AA0 |  | circuit breaker 3VJ1 IEC framesize 3VJ10 125A line protection FTFM 4-pole Icu=25kA@415V Ics=75% Icu In=32A overload protection Ir=32A short-circuit protection Ii=550A Screw connection | 2200 | 1 | ZE | 1
3VJ1003-3EB42-0AA0 |  | circuit breaker 3VJ1 IEC framesize 3VJ10 125A line protection ATFM 4-pole Icu=25kA@415V Ics=75% Icu In=32A overload protection Ir=25.6A...32A short-circuit protection Ii=550A Screw connection | 2230 | 1 | ZE | 1
3VJ1004-0DA12-0AA0 |  | circuit breaker 3VJ1 IEC framesize 3VJ10 125A line protection FTFM 1-pole Icu=10kA@240V Ics=100% Icu In=40A overload protection Ir=40A short-circuit protection Ii=550A Screw connection | 593 | 1 | ZE | 1
3VJ1004-0DA22-0AA0 |  | circuit breaker 3VJ1 IEC framesize 3VJ10 125A line protection FTFM 2-pole Icu=10kA@415V Ics=100% Icu In=40A overload protection Ir=40A short-circuit protection Ii=550A Screw connection | 828 | 1 | ZE | 1
3VJ1004-0DA32-0AA0 |  | circuit breaker 3VJ1 IEC framesize 3VJ10 125A line protection FTFM 3-pole Icu=10kA@415V Ics=100% Icu In=40A overload protection Ir=40A short-circuit protection Ii=550A Screw connection | 1170 | 1 | ZE | 1
3VJ1004-0DB32-0AA0 |  | circuit breaker 3VJ1 IEC framesize 3VJ10 125A line protection ATFM 3-pole Icu=10kA@415V Ics=100% Icu In=40A overload protection Ir=32A..40A short-circuit protection Ii=550A Screw connection | 1190 | 1 | ZE | 1
3VJ1004-0EA42-0AA0 |  | circuit breaker 3VJ1 IEC framesize 3VJ10 125A line protection FTFM 4-pole Icu=10kA@415V Ics=100% Icu In=40A overload protection Ir=40A short-circuit protection Ii=550A Screw connection | 1530 | 1 | ZE | 1
3VJ1004-0EB42-0AA0 |  | circuit breaker 3VJ1 IEC framesize 3VJ10 125A line protection ATFM 4-pole Icu=10kA@415V Ics=100% Icu In=40A overload protection Ir=32A..40A short-circuit protection Ii=550A Screw connection | 1570 | 1 | ZE | 1
3VJ1004-1DA12-0AA0 |  | circuit breaker 3VJ1 IEC framesize 3VJ10 125A line protection FTFM 1-pole Icu=18kA@240V Ics=75% Icu In=40A overload protection Ir=40A short-circuit protection Ii=550A Screw connection | 720 | 1 | ZE | 1
3VJ1004-1DA22-0AA0 |  | circuit breaker 3VJ1 IEC framesize 3VJ10 125A line protection FTFM 2-pole Icu=18kA@415V Ics=75% Icu In=40A overload protection Ir=40A short-circuit protection Ii=550A Screw connection | 1010 | 1 | ZE | 1
3VJ1004-1DA32-0AA0 |  | circuit breaker 3VJ1 IEC framesize 3VJ10 125A line protection FTFM 3-pole Icu=18kA@415V Ics=75% Icu In=40A overload protection Ir=40A short-circuit protection Ii=550A Screw connection | 1450 | 1 | ZE | 1
3VJ1004-1DB32-0AA0 |  | circuit breaker 3VJ1 IEC framesize 3VJ10 125A line protection ATFM 3-pole Icu=18kA@415V Ics=75% Icu In=40A overload protection Ir=32A...40A short-circuit protection Ii=550A Screw connection | 1470 | 1 | ZE | 1
3VJ1004-1EA42-0AA0 |  | circuit breaker 3VJ1 IEC framesize 3VJ10 125A line protection FTFM 4-pole Icu=18kA@415V Ics=75% Icu In=40A overload protection Ir=40A short-circuit protection Ii=550A Screw connection | 1870 | 1 | ZE | 1
3VJ1004-1EB42-0AA0 |  | circuit breaker 3VJ1 IEC framesize 3VJ10 125A line protection ATFM 4-pole Icu=18kA@415V Ics=75% Icu In=40A overload protection Ir=32A...40A short-circuit protection Ii=550A Screw connection | 1900 | 1 | ZE | 1
3VJ1004-2DA12-0AA0 |  | circuit breaker 3VJ1 IEC MCCB_3VJ10_Fr125A Line protection FTFM 1 Pole Ics=Icu=18kA@240V In=40A overload protection Ir=40A short-circuit protection Ii=10 x In Screw connection | 822 | 1 | ZE | 1
3VJ1004-2DA22-0AA0 |  | circuit breaker 3VJ1 IEC MCCB_3VJ10_Fr125A Line protection FTFM 2 Pole Ics=Icu=18kA@415V In=40A overload protection Ir=40A short-circuit protection Ii=10 x In Screw connection | 1140 | 1 | ZE | 1
3VJ1004-2DA32-0AA0 |  | circuit breaker 3VJ1 IEC MCCB_3VJ10_Fr125A Line protection FTFM 3 Pole Ics=Icu=18kA@415V In=40A overload protection Ir=40A short-circuit protection Ii=10 x In Screw connection | 1650 | 1 | ZE | 1
3VJ1004-2DB32-0AA0 |  | circuit breaker 3VJ1 IEC MCCB_3VJ10_Fr125A Line protection ATFM 3 Pole Ics=Icu=18kA@415V In=40A overload protection Ir=32A..40A short-circuit protection Ii=10 x In Screw connection | 1670 | 1 | ZE | 1
3VJ1004-2EA42-0AA0 |  | circuit breaker 3VJ1 IEC MCCB_3VJ10_Fr125A Line protection FTFM 4 Pole Ics=Icu=18kA@415V In=40A overload protection Ir=40A short-circuit protection Ii=10 x In Screw connection | 2140 | 1 | ZE | 1
3VJ1004-2EB42-0AA0 |  | circuit breaker 3VJ1 IEC MCCB_3VJ10_Fr125A Line protection ATFM 4 Pole Ics=Icu=18kA@415V In=40A overload protection Ir=32A..40A short-circuit protection Ii=10 x In Screw connection | 2160 | 1 | ZE | 1
3VJ1004-3DA12-0AA0 |  | circuit breaker 3VJ1 IEC framesize 3VJ10 125A line protection FTFM 1-pole Icu=25kA@240V Ics=75% Icu In=40A overload protection Ir=40A short-circuit protection Ii=550A Screw connection | 847 | 1 | ZE | 1
3VJ1004-3DA22-0AA0 |  | circuit breaker 3VJ1 IEC framesize 3VJ10 125A line protection FTFM 2-pole Icu=25kA@415V Ics=75% Icu In=40A overload protection Ir=40A short-circuit protection Ii=550A Screw connection | 1170 | 1 | ZE | 1
3VJ1004-3DA32-0AA0 |  | circuit breaker 3VJ1 IEC framesize 3VJ10 125A line protection FTFM 3-pole Icu=25kA@415V Ics=75% Icu In=40A overload protection Ir=40A short-circuit protection Ii=550A Screw connection | 1700 | 1 | ZE | 1
3VJ1004-3DB32-0AA0 |  | circuit breaker 3VJ1 IEC framesize 3VJ10 125A line protection ATFM 3-pole Icu=25kA@415V Ics=75% Icu In=40A overload protection Ir=32A...40A short-circuit protection Ii=550A Screw connection | 1720 | 1 | ZE | 1
3VJ1004-3EA42-0AA0 |  | circuit breaker 3VJ1 IEC framesize 3VJ10 125A line protection FTFM 4-pole Icu=25kA@415V Ics=75% Icu In=40A overload protection Ir=40A short-circuit protection Ii=550A Screw connection | 2200 | 1 | ZE | 1
3VJ1004-3EB42-0AA0 |  | circuit breaker 3VJ1 IEC framesize 3VJ10 125A line protection ATFM 4-pole Icu=25kA@415V Ics=75% Icu In=40A overload protection Ir=32A...40A short-circuit protection Ii=550A Screw connection | 2230 | 1 | ZE | 1
3VJ1005-0DA12-0AA0 |  | circuit breaker 3VJ1 IEC framesize 3VJ10 125A line protection FTFM 1-pole Icu=10kA@240V Ics=100% Icu In=50A overload protection Ir=50A short-circuit protection Ii=600A Screw connection | 593 | 1 | ZE | 1
3VJ1005-0DA22-0AA0 |  | circuit breaker 3VJ1 IEC framesize 3VJ10 125A line protection FTFM 2-pole Icu=10kA@415V Ics=100% Icu In=50A overload protection Ir=50A short-circuit protection Ii=600A Screw connection | 828 | 1 | ZE | 1
3VJ1005-0DA32-0AA0 |  | circuit breaker 3VJ1 IEC framesize 3VJ10 125A line protection FTFM 3-pole Icu=10kA@415V Ics=100% Icu In=50A overload protection Ir=50A short-circuit protection Ii=600A Screw connection | 1170 | 1 | ZE | 1
3VJ1005-0DB32-0AA0 |  | circuit breaker 3VJ1 IEC framesize 3VJ10 125A line protection ATFM 3-pole Icu=10kA@415V Ics=100% Icu In=50A overload protection Ir=40A..50A short-circuit protection Ii=600A Screw connection | 1190 | 1 | ZE | 1
3VJ1005-0EA42-0AA0 |  | circuit breaker 3VJ1 IEC framesize 3VJ10 125A line protection FTFM 4-pole Icu=10kA@415V Ics=100% Icu In=50A overload protection Ir=50A short-circuit protection Ii=600A Screw connection | 1530 | 1 | ZE | 1
3VJ1005-0EB42-0AA0 |  | circuit breaker 3VJ1 IEC framesize 3VJ10 125A line protection ATFM 4-pole Icu=10kA@415V Ics=100% Icu In=50A overload protection Ir=40A..50A short-circuit protection Ii=600A Screw connection | 1570 | 1 | ZE | 1
3VJ1005-1DA12-0AA0 |  | circuit breaker 3VJ1 IEC framesize 3VJ10 125A line protection FTFM 1-pole Icu=18kA@240V Ics=75% Icu In=50A overload protection Ir=50A short-circuit protection Ii=600A Screw connection | 720 | 1 | ZE | 1
3VJ1005-1DA22-0AA0 |  | circuit breaker 3VJ1 IEC framesize 3VJ10 125A line protection FTFM 2-pole Icu=18kA@415V Ics=75% Icu In=50A overload protection Ir=50A short-circuit protection Ii=600A Screw connection | 1010 | 1 | ZE | 1
3VJ1005-1DA32-0AA0 |  | circuit breaker 3VJ1 IEC framesize 3VJ10 125A line protection FTFM 3-pole Icu=18kA@415V Ics=75% Icu In=50A overload protection Ir=50A short-circuit protection Ii=600A Screw connection | 1450 | 1 | ZE | 1
3VJ1005-1DB32-0AA0 |  | circuit breaker 3VJ1 IEC framesize 3VJ10 125A line protection ATFM 3-pole Icu=18kA@415V Ics=75% Icu In=50A overload protection Ir=40A...50A short-circuit protection Ii=600A Screw connection | 1470 | 1 | ZE | 1
3VJ1005-1EA42-0AA0 |  | circuit breaker 3VJ1 IEC framesize 3VJ10 125A line protection FTFM 4-pole Icu=18kA@415V Ics=75% Icu In=50A overload protection Ir=50A short-circuit protection Ii=600A Screw connection | 1870 | 1 | ZE | 1
3VJ1005-1EB42-0AA0 |  | circuit breaker 3VJ1 IEC framesize 3VJ10 125A line protection ATFM 4-pole Icu=18kA@415V Ics=75% Icu In=50A overload protection Ir=40A...50A short-circuit protection Ii=600A Screw connection | 1900 | 1 | ZE | 1
3VJ1005-2DA12-0AA0 |  | circuit breaker 3VJ1 IEC MCCB_3VJ10_Fr125A Line protection FTFM 1 Pole Ics=Icu=18kA@240V In=50A overload protection Ir=50A short-circuit protection Ii=10 x In Screw connection | 822 | 1 | ZE | 1
3VJ1005-2DA22-0AA0 |  | circuit breaker 3VJ1 IEC MCCB_3VJ10_Fr125A Line protection FTFM 2 Pole Ics=Icu=18kA@415V In=50A overload protection Ir=50A short-circuit protection Ii=10 x In Screw connection | 1140 | 1 | ZE | 1
3VJ1005-2DA32-0AA0 |  | circuit breaker 3VJ1 IEC MCCB_3VJ10_Fr125A Line protection FTFM 3 Pole Ics=Icu=18kA@415V In=50A overload protection Ir=50A short-circuit protection Ii=10 x In Screw connection | 1650 | 1 | ZE | 1
3VJ1005-2DB32-0AA0 |  | circuit breaker 3VJ1 IEC MCCB_3VJ10_Fr125A Line protection ATFM 3 Pole Ics=Icu=18kA@415V In=50A overload protection Ir=40A..50A short-circuit protection Ii=10 x In Screw connection | 1670 | 1 | ZE | 1
3VJ1005-2EA42-0AA0 |  | circuit breaker 3VJ1 IEC MCCB_3VJ10_Fr125A Line protection FTFM 4 Pole Ics=Icu=18kA@415V In=50A overload protection Ir=50A short-circuit protection Ii=10 x In Screw connection | 2140 | 1 | ZE | 1
3VJ1005-2EB42-0AA0 |  | circuit breaker 3VJ1 IEC MCCB_3VJ10_Fr125A Line protection ATFM 4 Pole Ics=Icu=18kA@415V In=50A overload protection Ir=40A..50A short-circuit protection Ii=10 x In Screw connection | 2160 | 1 | ZE | 1
3VJ1005-3DA12-0AA0 |  | circuit breaker 3VJ1 IEC framesize 3VJ10 125A line protection FTFM 1-pole Icu=25kA@240V Ics=75% Icu In=50A overload protection Ir=50A short-circuit protection Ii=600A Screw connection | 847 | 1 | ZE | 1
3VJ1005-3DA22-0AA0 |  | circuit breaker 3VJ1 IEC framesize 3VJ10 125A line protection FTFM 2-pole Icu=25kA@415V Ics=75% Icu In=50A overload protection Ir=50A short-circuit protection Ii=600A Screw connection | 1170 | 1 | ZE | 1
3VJ1005-3DA32-0AA0 |  | circuit breaker 3VJ1 IEC framesize 3VJ10 125A line protection FTFM 3-pole Icu=25kA@415V Ics=75% Icu In=50A overload protection Ir=50A short-circuit protection Ii=600A Screw connection | 1700 | 1 | ZE | 1
3VJ1005-3DB32-0AA0 |  | circuit breaker 3VJ1 IEC framesize 3VJ10 125A line protection ATFM 3-pole Icu=25kA@415V Ics=75% Icu In=50A overload protection Ir=40A...50A short-circuit protection Ii=600A Screw connection | 1720 | 1 | ZE | 1
3VJ1005-3EA42-0AA0 |  | circuit breaker 3VJ1 IEC framesize 3VJ10 125A line protection FTFM 4-pole Icu=25kA@415V Ics=75% Icu In=50A overload protection Ir=50A short-circuit protection Ii=600A Screw connection | 2200 | 1 | ZE | 1
3VJ1005-3EB42-0AA0 |  | circuit breaker 3VJ1 IEC framesize 3VJ10 125A line protection ATFM 4-pole Icu=25kA@415V Ics=75% Icu In=50A overload protection Ir=40A...50A short-circuit protection Ii=600A Screw connection | 2230 | 1 | ZE | 1
3VJ1006-0DA12-0AA0 |  | circuit breaker 3VJ1 IEC framesize 3VJ10 125A line protection FTFM 1-pole Icu=10kA@240V Ics=100% Icu In=63A overload protection Ir=63A short-circuit protection Ii=850A Screw connection | 593 | 1 | ZE | 1
3VJ1006-0DA22-0AA0 |  | circuit breaker 3VJ1 IEC framesize 3VJ10 125A line protection FTFM 2-pole Icu=10kA@415V Ics=100% Icu In=63A overload protection Ir=63A short-circuit protection Ii=850A Screw connection | 828 | 1 | ZE | 1
3VJ1006-0DA32-0AA0 |  | circuit breaker 3VJ1 IEC framesize 3VJ10 125A line protection FTFM 3-pole Icu=10kA@415V Ics=100% Icu In=63A overload protection Ir=63A short-circuit protection Ii=850A Screw connection | 1170 | 1 | ZE | 1
3VJ1006-0DB32-0AA0 |  | circuit breaker 3VJ1 IEC framesize 3VJ10 125A line protection ATFM 3-pole Icu=10kA@415V Ics=100% Icu In=63A overload protection Ir=50.4A..63A short-circuit protection Ii=850A Screw connection | 1190 | 1 | ZE | 1
3VJ1006-0EA42-0AA0 |  | circuit breaker 3VJ1 IEC framesize 3VJ10 125A line protection FTFM 4-pole Icu=10kA@415V Ics=100% Icu In=63A overload protection Ir=63A short-circuit protection Ii=850A Screw connection | 1530 | 1 | ZE | 1
3VJ1006-0EB42-0AA0 |  | circuit breaker 3VJ1 IEC framesize 3VJ10 125A line protection ATFM 4-pole Icu=10kA@415V Ics=100% Icu In=63A overload protection Ir=50.4A..63A short-circuit protection Ii=850A Screw connection | 1570 | 1 | ZE | 1
3VJ1006-1DA12-0AA0 |  | circuit breaker 3VJ1 IEC framesize 3VJ10 125A line protection FTFM 1-pole Icu=18kA@240V Ics=75% Icu In=63A overload protection Ir=63A short-circuit protection Ii=850A Screw connection | 720 | 1 | ZE | 1
3VJ1006-1DA22-0AA0 |  | circuit breaker 3VJ1 IEC framesize 3VJ10 125A line protection FTFM 2-pole Icu=18kA@415V Ics=75% Icu In=63A overload protection Ir=63A short-circuit protection Ii=850A Screw connection | 1010 | 1 | ZE | 1
3VJ1006-1DA32-0AA0 |  | circuit breaker 3VJ1 IEC framesize 3VJ10 125A line protection FTFM 3-pole Icu=18kA@415V Ics=75% Icu In=63A overload protection Ir=63A short-circuit protection Ii=850A Screw connection | 1450 | 1 | ZE | 1
3VJ1006-1DB32-0AA0 |  | circuit breaker 3VJ1 IEC framesize 3VJ10 125A line protection ATFM 3-pole Icu=18kA@415V Ics=75% Icu In=63A overload protection Ir=50.4A...63A short-circuit protection Ii=850A Screw connection | 1470 | 1 | ZE | 1
3VJ1006-1EA42-0AA0 |  | circuit breaker 3VJ1 IEC framesize 3VJ10 125A line protection FTFM 4-pole Icu=18kA@415V Ics=75% Icu In=63A overload protection Ir=63A short-circuit protection Ii=850A Screw connection | 1870 | 1 | ZE | 1
3VJ1006-1EB42-0AA0 |  | circuit breaker 3VJ1 IEC framesize 3VJ10 125A line protection ATFM 4-pole Icu=18kA@415V Ics=75% Icu In=63A overload protection Ir=50.4A...63A short-circuit protection Ii=850A Screw connection | 1900 | 1 | ZE | 1
3VJ1006-2DA12-0AA0 |  | circuit breaker 3VJ1 IEC MCCB_3VJ10_Fr125A Line protection FTFM 1 Pole Ics=Icu=18kA@240V In=63A overload protection Ir=63A short-circuit protection Ii=10 x In Screw connection | 822 | 1 | ZE | 1
3VJ1006-2DA22-0AA0 |  | circuit breaker 3VJ1 IEC MCCB_3VJ10_Fr125A Line protection FTFM 2 Pole Ics=Icu=18kA@415V In=63A overload protection Ir=63A short-circuit protection Ii=10 x In Screw connection | 1140 | 1 | ZE | 1
3VJ1006-2DA32-0AA0 |  | circuit breaker 3VJ1 IEC MCCB_3VJ10_Fr125A Line protection FTFM 3 Pole Ics=Icu=18kA@415V In=63A overload protection Ir=63A short-circuit protection Ii=10 x In Screw connection | 1650 | 1 | ZE | 1
3VJ1006-2DB32-0AA0 |  | circuit breaker 3VJ1 IEC MCCB_3VJ10_Fr125A Line protection ATFM 3 Pole Ics=Icu=18kA@415V In=63A overload protection Ir=50.4A..63A short-circuit protection Ii=10 x In Screw connection | 1670 | 1 | ZE | 1
3VJ1006-2EA42-0AA0 |  | circuit breaker 3VJ1 IEC MCCB_3VJ10_Fr125A Line protection FTFM 4 Pole Ics=Icu=18kA@415V In=63A overload protection Ir=63A short-circuit protection Ii=10 x In Screw connection | 2140 | 1 | ZE | 1
3VJ1006-2EB42-0AA0 |  | circuit breaker 3VJ1 IEC MCCB_3VJ10_Fr125A Line protection ATFM 4 Pole Ics=Icu=18kA@415V In=63A overload protection Ir=50.4A..63A short-circuit protection Ii=10 x In Screw connection | 2160 | 1 | ZE | 1
3VJ1006-3DA12-0AA0 |  | circuit breaker 3VJ1 IEC framesize 3VJ10 125A line protection FTFM 1-pole Icu=25kA@240V Ics=75% Icu In=63A overload protection Ir=63A short-circuit protection Ii=850A Screw connection | 847 | 1 | ZE | 1
3VJ1006-3DA22-0AA0 |  | circuit breaker 3VJ1 IEC framesize 3VJ10 125A line protection FTFM 2-pole Icu=25kA@415V Ics=75% Icu In=63A overload protection Ir=63A short-circuit protection Ii=850A Screw connection | 1170 | 1 | ZE | 1
3VJ1006-3DA32-0AA0 |  | circuit breaker 3VJ1 IEC framesize 3VJ10 125A line protection FTFM 3-pole Icu=25kA@415V Ics=75% Icu In=63A overload protection Ir=63A short-circuit protection Ii=850A Screw connection | 1700 | 1 | ZE | 1
3VJ1006-3DB32-0AA0 |  | circuit breaker 3VJ1 IEC framesize 3VJ10 125A line protection ATFM 3-pole Icu=25kA@415V Ics=75% Icu In=63A overload protection Ir=50.4A...63A short-circuit protection Ii=850A Screw connection | 1720 | 1 | ZE | 1
3VJ1006-3EA42-0AA0 |  | circuit breaker 3VJ1 IEC framesize 3VJ10 125A line protection FTFM 4-pole Icu=25kA@415V Ics=75% Icu In=63A overload protection Ir=63A short-circuit protection Ii=850A Screw connection | 2200 | 1 | ZE | 1
3VJ1006-3EB42-0AA0 |  | circuit breaker 3VJ1 IEC framesize 3VJ10 125A line protection ATFM 4-pole Icu=25kA@415V Ics=75% Icu In=63A overload protection Ir=50.4A...63A short-circuit protection Ii=850A Screw connection | 2230 | 1 | ZE | 1
3VJ1008-0DA12-0AA0 |  | circuit breaker 3VJ1 IEC framesize 3VJ10 125A line protection FTFM 1-pole Icu=10kA@240V Ics=100% Icu In=80A overload protection Ir=80A short-circuit protection Ii=850A Screw connection | 593 | 1 | ZE | 1
3VJ1008-0DA22-0AA0 |  | circuit breaker 3VJ1 IEC framesize 3VJ10 125A line protection FTFM 2-pole Icu=10kA@415V Ics=100% Icu In=80A overload protection Ir=80A short-circuit protection Ii=850A Screw connection | 828 | 1 | ZE | 1
3VJ1008-0DA32-0AA0 |  | circuit breaker 3VJ1 IEC framesize 3VJ10 125A line protection FTFM 3-pole Icu=10kA@415V Ics=100% Icu In=80A overload protection Ir=80A short-circuit protection Ii=850A Screw connection | 1170 | 1 | ZE | 1
3VJ1008-0DB32-0AA0 |  | circuit breaker 3VJ1 IEC framesize 3VJ10 125A line protection ATFM 3-pole Icu=10kA@415V Ics=100% Icu In=80A overload protection Ir=64A..80A short-circuit protection Ii=850A Screw connection | 1190 | 1 | ZE | 1
3VJ1008-0EA42-0AA0 |  | circuit breaker 3VJ1 IEC framesize 3VJ10 125A line protection FTFM 4-pole Icu=10kA@415V Ics=100% Icu In=80A overload protection Ir=80A short-circuit protection Ii=850A Screw connection | 1530 | 1 | ZE | 1
3VJ1008-0EB42-0AA0 |  | circuit breaker 3VJ1 IEC framesize 3VJ10 125A line protection ATFM 4-pole Icu=10kA@415V Ics=100% Icu In=80A overload protection Ir=64A..80A short-circuit protection Ii=850A Screw connection | 1570 | 1 | ZE | 1
3VJ1008-1DA12-0AA0 |  | circuit breaker 3VJ1 IEC framesize 3VJ10 125A line protection FTFM 1-pole Icu=18kA@240V Ics=75% Icu In=80A overload protection Ir=80A short-circuit protection Ii=850A Screw connection | 720 | 1 | ZE | 1
3VJ1008-1DA22-0AA0 |  | circuit breaker 3VJ1 IEC framesize 3VJ10 125A line protection FTFM 2-pole Icu=18kA@415V Ics=75% Icu In=80A overload protection Ir=80A short-circuit protection Ii=850A Screw connection | 1010 | 1 | ZE | 1
3VJ1008-1DA32-0AA0 |  | circuit breaker 3VJ1 IEC framesize 3VJ10 125A line protection FTFM 3-pole Icu=18kA@415V Ics=75% Icu In=80A overload protection Ir=80A short-circuit protection Ii=850A Screw connection | 1450 | 1 | ZE | 1
3VJ1008-1DB32-0AA0 |  | circuit breaker 3VJ1 IEC framesize 3VJ10 125A line protection ATFM 3-pole Icu=18kA@415V Ics=75% Icu In=80A overload protection Ir=64A...80A short-circuit protection Ii=850A Screw connection | 1470 | 1 | ZE | 1
3VJ1008-1EA42-0AA0 |  | circuit breaker 3VJ1 IEC framesize 3VJ10 125A line protection FTFM 4-pole Icu=18kA@415V Ics=75% Icu In=80A overload protection Ir=80A short-circuit protection Ii=850A Screw connection | 1870 | 1 | ZE | 1
3VJ1008-1EB42-0AA0 |  | circuit breaker 3VJ1 IEC framesize 3VJ10 125A line protection ATFM 4-pole Icu=18kA@415V Ics=75% Icu In=80A overload protection Ir=64A...80A short-circuit protection Ii=850A Screw connection | 1900 | 1 | ZE | 1
3VJ1008-2DA12-0AA0 |  | circuit breaker 3VJ1 IEC MCCB_3VJ10_Fr125A Line protection FTFM 1 Pole Ics=Icu=18kA@240V In=80A overload protection Ir=80A short-circuit protection Ii=10 x In Screw connection | 822 | 1 | ZE | 1
3VJ1008-2DA22-0AA0 |  | circuit breaker 3VJ1 IEC MCCB_3VJ10_Fr125A Line protection FTFM 2 Pole Ics=Icu=18kA@415V In=80A overload protection Ir=80A short-circuit protection Ii=10 x In Screw connection | 1140 | 1 | ZE | 1
3VJ1008-2DA32-0AA0 |  | circuit breaker 3VJ1 IEC MCCB_3VJ10_Fr125A Line protection FTFM 3 Pole Ics=Icu=18kA@415V In=80A overload protection Ir=80A short-circuit protection Ii=10 x In Screw connection | 1650 | 1 | ZE | 1
3VJ1008-2DB32-0AA0 |  | circuit breaker 3VJ1 IEC MCCB_3VJ10_Fr125A Line protection ATFM 3 Pole Ics=Icu=18kA@415V In=80A overload protection Ir=64A..80A short-circuit protection Ii=10 x In Screw connection | 1670 | 1 | ZE | 1
3VJ1008-2EA42-0AA0 |  | circuit breaker 3VJ1 IEC MCCB_3VJ10_Fr125A Line protection FTFM 4 Pole Ics=Icu=18kA@415V In=80A overload protection Ir=80A short-circuit protection Ii=10 x In Screw connection | 2140 | 1 | ZE | 1
3VJ1008-2EB42-0AA0 |  | circuit breaker 3VJ1 IEC MCCB_3VJ10_Fr125A Line protection ATFM 4 Pole Ics=Icu=18kA@415V In=80A overload protection Ir=64A..80A short-circuit protection Ii=10 x In Screw connection | 2160 | 1 | ZE | 1
3VJ1008-3DA12-0AA0 |  | circuit breaker 3VJ1 IEC framesize 3VJ10 125A line protection FTFM 1-pole Icu=25kA@240V Ics=75% Icu In=80A overload protection Ir=80A short-circuit protection Ii=850A Screw connection | 847 | 1 | ZE | 1
3VJ1008-3DA22-0AA0 |  | circuit breaker 3VJ1 IEC framesize 3VJ10 125A line protection FTFM 2-pole Icu=25kA@415V Ics=75% Icu In=80A overload protection Ir=80A short-circuit protection Ii=850A Screw connection | 1170 | 1 | ZE | 1
3VJ1008-3DA32-0AA0 |  | circuit breaker 3VJ1 IEC framesize 3VJ10 125A line protection FTFM 3-pole Icu=25kA@415V Ics=75% Icu In=80A overload protection Ir=80A short-circuit protection Ii=850A Screw connection | 1700 | 1 | ZE | 1
3VJ1008-3DB32-0AA0 |  | circuit breaker 3VJ1 IEC framesize 3VJ10 125A line protection ATFM 3-pole Icu=25kA@415V Ics=75% Icu In=80A overload protection Ir=64A...80A short-circuit protection Ii=850A Screw connection | 1720 | 1 | ZE | 1
3VJ1008-3EA42-0AA0 |  | circuit breaker 3VJ1 IEC framesize 3VJ10 125A line protection FTFM 4-pole Icu=25kA@415V Ics=75% Icu In=80A overload protection Ir=80A short-circuit protection Ii=850A Screw connection | 2200 | 1 | ZE | 1
3VJ1008-3EB42-0AA0 |  | circuit breaker 3VJ1 IEC framesize 3VJ10 125A line protection ATFM 4-pole Icu=25kA@415V Ics=75% Icu In=80A overload protection Ir=64A...80A short-circuit protection Ii=850A Screw connection | 2230 | 1 | ZE | 1
3VJ1010-0DA12-0AA0 |  | circuit breaker 3VJ1 IEC framesize 3VJ10 125A line protection FTFM 1-pole Icu=10kA@240V Ics=100% Icu In=100A overload protection Ir=100A short-circuit protection Ii=1250A Screw connection | 593 | 1 | ZE | 1
3VJ1010-0DA22-0AA0 |  | circuit breaker 3VJ1 IEC framesize 3VJ10 125A line protection FTFM 2-pole Icu=10kA@415V Ics=100% Icu In=100A overload protection Ir=100A short-circuit protection Ii=1250A Screw connection | 828 | 1 | ZE | 1
3VJ1010-0DA32-0AA0 |  | circuit breaker 3VJ1 IEC framesize 3VJ10 125A line protection FTFM 3-pole Icu=10kA@415V Ics=100% Icu In=100A overload protection Ir=100A short-circuit protection Ii=1250A Screw connection | 1170 | 1 | ZE | 1
3VJ1010-0DB32-0AA0 |  | circuit breaker 3VJ1 IEC framesize 3VJ10 125A line protection ATFM 3-pole Icu=10kA@415V Ics=100% Icu In=100A overload protection Ir=80A..100A short-circuit protection Ii=1250A Screw connection | 1190 | 1 | ZE | 1
3VJ1010-0EA42-0AA0 |  | circuit breaker 3VJ1 IEC framesize 3VJ10 125A line protection FTFM 4-pole Icu=10kA@415V Ics=100% Icu In=100A overload protection Ir=100A short-circuit protection Ii=1250A Screw connection | 1530 | 1 | ZE | 1
3VJ1010-0EB42-0AA0 |  | circuit breaker 3VJ1 IEC framesize 3VJ10 125A line protection ATFM 4-pole Icu=10kA@415V Ics=100% Icu In=100A overload protection Ir=80A..100A short-circuit protection Ii=1250A Screw connection | 1570 | 1 | ZE | 1
3VJ1010-1DA12-0AA0 |  | circuit breaker 3VJ1 IEC framesize 3VJ10 125A line protection FTFM 1-pole Icu=18kA@240V Ics=75% Icu In=100A overload protection Ir=100A short-circuit protection Ii=1250A Screw connection | 720 | 1 | ZE | 1
3VJ1010-1DA22-0AA0 |  | circuit breaker 3VJ1 IEC framesize 3VJ10 125A line protection FTFM 2-pole Icu=18kA@415V Ics=75% Icu In=100A overload protection Ir=100A short-circuit protection Ii=1250A Screw connection | 1010 | 1 | ZE | 1
3VJ1010-1DA32-0AA0 |  | circuit breaker 3VJ1 IEC framesize 3VJ10 125A line protection FTFM 3-pole Icu=18kA@415V Ics=75% Icu In=100A overload protection Ir=100A short-circuit protection Ii=1250A Screw connection | 1450 | 1 | ZE | 1
3VJ1010-1DB32-0AA0 |  | circuit breaker 3VJ1 IEC framesize 3VJ10 125A line protection ATFM 3-pole Icu=18kA@415V Ics=75% Icu In=100A overload protection Ir=80A...100A short-circuit protection Ii=1250A Screw connection | 1470 | 1 | ZE | 1
3VJ1010-1EA42-0AA0 |  | circuit breaker 3VJ1 IEC framesize 3VJ10 125A line protection FTFM 4-pole Icu=18kA@415V Ics=75% Icu In=100A overload protection Ir=100A short-circuit protection Ii=1250A Screw connection | 1870 | 1 | ZE | 1
3VJ1010-1EB42-0AA0 |  | circuit breaker 3VJ1 IEC framesize 3VJ10 125A line protection ATFM 4-pole Icu=18kA@415V Ics=75% Icu In=100A overload protection Ir=80A...100A short-circuit protection Ii=1250A Screw connection | 1900 | 1 | ZE | 1
3VJ1010-2DA12-0AA0 |  | circuit breaker 3VJ1 IEC MCCB_3VJ10_Fr125A Line protection FTFM 1 Pole Ics=Icu=18kA@240V In=100A overload protection Ir=100A short-circuit protection Ii=10 x In Screw connection | 822 | 1 | ZE | 1
3VJ1010-2DA22-0AA0 |  | circuit breaker 3VJ1 IEC MCCB_3VJ10_Fr125A Line protection FTFM 2 Pole Ics=Icu=18kA@415V In=100A overload protection Ir=100A short-circuit protection Ii=10 x In Screw connection | 1140 | 1 | ZE | 1
3VJ1010-2DA32-0AA0 |  | circuit breaker 3VJ1 IEC MCCB_3VJ10_Fr125A Line protection FTFM 3 Pole Ics=Icu=18kA@415V In=100A overload protection Ir=100A short-circuit protection Ii=10 x In Screw connection | 1650 | 1 | ZE | 1
3VJ1010-2DB32-0AA0 |  | circuit breaker 3VJ1 IEC MCCB_3VJ10_Fr125A Line protection ATFM 3 Pole Ics=Icu=18kA@415V In=100A overload protection Ir=80A..100A short-circuit protection Ii=10 x In Screw connection | 1670 | 1 | ZE | 1
3VJ1010-2EA42-0AA0 |  | circuit breaker 3VJ1 IEC MCCB_3VJ10_Fr125A Line protection FTFM 4 Pole Ics=Icu=18kA@415V In=100A overload protection Ir=100A short-circuit protection Ii=10 x In Screw connection | 2140 | 1 | ZE | 1
3VJ1010-2EB42-0AA0 |  | circuit breaker 3VJ1 IEC MCCB_3VJ10_Fr125A Line protection ATFM 4 Pole Ics=Icu=18kA@415V In=100A overload protection Ir=80A..100A short-circuit protection Ii=10 x In Screw connection | 2160 | 1 | ZE | 1
3VJ1010-3DA12-0AA0 |  | circuit breaker 3VJ1 IEC framesize 3VJ10 125A line protection FTFM 1-pole Icu=25kA@240V Ics=75% Icu In=100A overload protection Ir=100A short-circuit protection Ii=1250A Screw connection | 847 | 1 | ZE | 1
3VJ1010-3DA22-0AA0 |  | circuit breaker 3VJ1 IEC framesize 3VJ10 125A line protection FTFM 2-pole Icu=25kA@415V Ics=75% Icu In=100A overload protection Ir=100A short-circuit protection Ii=1250A Screw connection | 1170 | 1 | ZE | 1
3VJ1010-3DA32-0AA0 |  | circuit breaker 3VJ1 IEC framesize 3VJ10 125A line protection FTFM 3-pole Icu=25kA@415V Ics=75% Icu In=100A overload protection Ir=100A short-circuit protection Ii=1250A Screw connection | 1700 | 1 | ZE | 1
3VJ1010-3DB32-0AA0 |  | circuit breaker 3VJ1 IEC framesize 3VJ10 125A line protection ATFM 3-pole Icu=25kA@415V Ics=75% Icu In=100A overload protection Ir=80A...100A short-circuit protection Ii=1250A Screw connection | 1720 | 1 | ZE | 1
3VJ1010-3EA42-0AA0 |  | circuit breaker 3VJ1 IEC framesize 3VJ10 125A line protection FTFM 4-pole Icu=25kA@415V Ics=75% Icu In=100A overload protection Ir=100A short-circuit protection Ii=1250A Screw connection | 2200 | 1 | ZE | 1
3VJ1010-3EB42-0AA0 |  | circuit breaker 3VJ1 IEC framesize 3VJ10 125A line protection ATFM 4-pole Icu=25kA@415V Ics=75% Icu In=100A overload protection Ir=80A...100A short-circuit protection Ii=1250A Screw connection | 2230 | 1 | ZE | 1
3VJ1012-0DA12-0AA0 |  | circuit breaker 3VJ1 IEC framesize 3VJ10 125A line protection FTFM 1-pole Icu=10kA@240V Ics=100% Icu In=125A overload protection Ir=125A short-circuit protection Ii=10 x In Screw connection | 958 | 1 | ZE | 1
3VJ1012-0DA22-0AA0 |  | circuit breaker 3VJ1 IEC framesize 3VJ10 125A line protection FTFM 2-pole Icu=10kA@415V Ics=100% Icu In=125A overload protection Ir=125A short-circuit protection Ii=10 x In Screw connection | 1320 | 1 | ZE | 1
3VJ1012-0DA32-0AA0 |  | circuit breaker 3VJ1 IEC framesize 3VJ10 125A line protection FTFM 3-pole Icu=10kA@415V Ics=100% Icu In=125A overload protection Ir=125A short-circuit protection Ii=10 x In Screw connection | 1890 | 1 | ZE | 1
3VJ1012-0DB32-0AA0 |  | circuit breaker 3VJ1 IEC framesize 3VJ10 125A line protection ATFM 3-pole Icu=10kA@415V Ics=100% Icu In=125A overload protection Ir=100A..125A short-circuit protection Ii=10 x In Screw connection | 1930 | 1 | ZE | 1
3VJ1012-0EA42-0AA0 |  | circuit breaker 3VJ1 IEC framesize 3VJ10 125A line protection FTFM 4-pole Icu=10kA@415V Ics=100% Icu In=125A overload protection Ir=125A short-circuit protection Ii=10 x In Screw connection | 2450 | 1 | ZE | 1
3VJ1012-0EB42-0AA0 |  | circuit breaker 3VJ1 IEC framesize 3VJ10 125A line protection ATFM 4-pole Icu=10kA@415V Ics=100% Icu In=125A overload protection Ir=100A..125A short-circuit protection Ii=10 x In Screw connection | 2510 | 1 | ZE | 1
3VJ1012-1DA12-0AA0 |  | circuit breaker 3VJ1 IEC framesize 3VJ10 125A line protection FTFM 1-pole Icu=18kA@240V Ics=75% Icu In=125A overload protection Ir=125A short-circuit protection Ii=10 x In Screw connection | 1140 | 1 | ZE | 1
3VJ1012-1DA22-0AA0 |  | circuit breaker 3VJ1 IEC framesize 3VJ10 125A line protection FTFM 2-pole Icu=18kA@415V Ics=75% Icu In=125A overload protection Ir=125A short-circuit protection Ii=10 x In Screw connection | 1610 | 1 | ZE | 1
3VJ1012-1DA32-0AA0 |  | circuit breaker 3VJ1 IEC framesize 3VJ10 125A line protection FTFM 3-pole Icu=18kA@415V Ics=75% Icu In=125A overload protection Ir=125A short-circuit protection Ii=10 x In Screw connection | 2290 | 1 | ZE | 1
3VJ1012-1DB32-0AA0 |  | circuit breaker 3VJ1 IEC framesize 3VJ10 125A line protection ATFM 3-pole Icu=18kA@415V Ics=75% Icu In=125A overload protection Ir=100A...125A short-circuit protection Ii=10 x In Screw connection | 2370 | 1 | ZE | 1
3VJ1012-1EA42-0AA0 |  | circuit breaker 3VJ1 IEC framesize 3VJ10 125A line protection FTFM 4-pole Icu=18kA@415V Ics=75% Icu In=125A overload protection Ir=125A short-circuit protection Ii=10 x In Screw connection | 3000 | 1 | ZE | 1
3VJ1012-1EB42-0AA0 |  | circuit breaker 3VJ1 IEC framesize 3VJ10 125A line protection ATFM 4-pole Icu=18kA@415V Ics=75% Icu In=125A overload protection Ir=100A...125A short-circuit protection Ii=10 x In Screw connection | 3060 | 1 | ZE | 1
3VJ1012-2DA12-0AA0 |  | circuit breaker 3VJ1 IEC MCCB_3VJ10_Fr125A Line protection FTFM 1 Pole Ics=Icu=18kA@240V In=125A overload protection Ir=125A short-circuit protection Ii=10 x In Screw connection | 1330 | 1 | ZE | 1
3VJ1012-2DA22-0AA0 |  | circuit breaker 3VJ1 IEC MCCB_3VJ10_Fr125A Line protection FTFM 2 Pole Ics=Icu=18kA@415V In=125A overload protection Ir=125A short-circuit protection Ii=10 x In Screw connection | 1840 | 1 | ZE | 1
3VJ1012-2DA32-0AA0 |  | circuit breaker 3VJ1 IEC MCCB_3VJ10_Fr125A Line protection FTFM 3 Pole Ics=Icu=18kA@415V In=125A overload protection Ir=125A short-circuit protection Ii=10 x In Screw connection | 2630 | 1 | ZE | 1
3VJ1012-2DB32-0AA0 |  | circuit breaker 3VJ1 IEC MCCB_3VJ10_Fr125A Line protection ATFM 3 Pole Ics=Icu=18kA@415V In=125A overload protection Ir=100A..125A short-circuit protection Ii=10 x In Screw connection | 2680 | 1 | ZE | 1
3VJ1012-2EA42-0AA0 |  | circuit breaker 3VJ1 IEC MCCB_3VJ10_Fr125A Line protection FTFM 4 Pole Ics=Icu=18kA@415V In=125A overload protection Ir=125A short-circuit protection Ii=10 x In Screw connection | 3420 | 1 | ZE | 1
3VJ1012-2EB42-0AA0 |  | circuit breaker 3VJ1 IEC MCCB_3VJ10_Fr125A Line protection ATFM 4 Pole Ics=Icu=18kA@415V In=125A overload protection Ir=100A..125A short-circuit protection Ii=10 x In Screw connection | 3480 | 1 | ZE | 1
3VJ1012-3DA12-0AA0 |  | circuit breaker 3VJ1 IEC framesize 3VJ10 125A line protection FTFM 1-pole Icu=25kA@240V Ics=75% Icu In=125A overload protection Ir=125A short-circuit protection Ii=10 x In Screw connection | 1370 | 1 | ZE | 1
3VJ1012-3DA22-0AA0 |  | circuit breaker 3VJ1 IEC framesize 3VJ10 125A line protection FTFM 2-pole Icu=25kA@415V Ics=75% Icu In=125A overload protection Ir=125A short-circuit protection Ii=10 x In Screw connection | 1890 | 1 | ZE | 1
3VJ1012-3DA32-0AA0 |  | circuit breaker 3VJ1 IEC framesize 3VJ10 125A line protection FTFM 3-pole Icu=25kA@415V Ics=75% Icu In=125A overload protection Ir=125A short-circuit protection Ii=10 x In Screw connection | 2710 | 1 | ZE | 1
3VJ1012-3DB32-0AA0 |  | circuit breaker 3VJ1 IEC framesize 3VJ10 125A line protection ATFM 3-pole Icu=25kA@415V Ics=75% Icu In=125A overload protection Ir=100A...125A short-circuit protection Ii=10 x In Screw connection | 2760 | 1 | ZE | 1
3VJ1012-3EA42-0AA0 |  | circuit breaker 3VJ1 IEC framesize 3VJ10 125A line protection FTFM 4-pole Icu=25kA@415V Ics=75% Icu In=125A overload protection Ir=125A short-circuit protection Ii=10 x In Screw connection | 3520 | 1 | ZE | 1
3VJ1012-3EB42-0AA0 |  | circuit breaker 3VJ1 IEC framesize 3VJ10 125A line protection ATFM 4-pole Icu=25kA@415V Ics=75% Icu In=125A overload protection Ir=100A...125A short-circuit protection Ii=10 x In Screw connection | 3580 | 1 | ZE | 1
3VJ1092-0DA12-0AA0 |  | circuit breaker 3VJ1 IEC framesize 3VJ10 125A line protection FTFM 1-pole Icu=10kA@240V Ics=100% Icu In=25A overload protection Ir=25A short-circuit protection Ii=500A Screw connection | 593 | 1 | ZE | 1
3VJ1092-0DA22-0AA0 |  | circuit breaker 3VJ1 IEC framesize 3VJ10 125A line protection FTFM 2-pole Icu=10kA@415V Ics=100% Icu In=25A overload protection Ir=25A short-circuit protection Ii=500A Screw connection | 828 | 1 | ZE | 1
3VJ1092-0DA32-0AA0 |  | circuit breaker 3VJ1 IEC framesize 3VJ10 125A line protection FTFM 3-pole Icu=10kA@415V Ics=100% Icu In=25A overload protection Ir=25A short-circuit protection Ii=500A Screw connection | 1170 | 1 | ZE | 1
3VJ1092-0DB32-0AA0 |  | circuit breaker 3VJ1 IEC framesize 3VJ10 125A line protection ATFM 3-pole Icu=10kA@415V Ics=100% Icu In=25A overload protection Ir=20A..25A short-circuit protection Ii=500A Screw connection | 1190 | 1 | ZE | 1
3VJ1092-0EA42-0AA0 |  | circuit breaker 3VJ1 IEC framesize 3VJ10 125A line protection FTFM 4-pole Icu=10kA@415V Ics=100% Icu In=25A overload protection Ir=25A short-circuit protection Ii=500A Screw connection | 1530 | 1 | ZE | 1
3VJ1092-0EB42-0AA0 |  | circuit breaker 3VJ1 IEC framesize 3VJ10 125A line protection ATFM 4-pole Icu=10kA@415V Ics=100% Icu In=25A overload protection Ir=20A..25A short-circuit protection Ii=500A Screw connection | 1570 | 1 | ZE | 1
3VJ1092-1DA12-0AA0 |  | circuit breaker 3VJ1 IEC framesize 3VJ10 125A line protection FTFM 1-pole Icu=18kA@240V Ics=75% Icu In=25A overload protection Ir=25A short-circuit protection Ii=500A Screw connection | 720 | 1 | ZE | 1
3VJ1092-1DA22-0AA0 |  | circuit breaker 3VJ1 IEC framesize 3VJ10 125A line protection FTFM 2-pole Icu=18kA@415V Ics=75% Icu In=25A overload protection Ir=25A short-circuit protection Ii=500A Screw connection | 1010 | 1 | ZE | 1
3VJ1092-1DA32-0AA0 |  | circuit breaker 3VJ1 IEC framesize 3VJ10 125A line protection FTFM 3-pole Icu=18kA@415V Ics=75% Icu In=25A overload protection Ir=25A short-circuit protection Ii=500A Screw connection | 1450 | 1 | ZE | 1
3VJ1092-1DB32-0AA0 |  | circuit breaker 3VJ1 IEC framesize 3VJ10 125A line protection ATFM 3-pole Icu=18kA@415V Ics=75% Icu In=25A overload protection Ir=20A...25A short-circuit protection Ii=500A Screw connection | 1470 | 1 | ZE | 1
3VJ1092-1EA42-0AA0 |  | circuit breaker 3VJ1 IEC framesize 3VJ10 125A line protection FTFM 4-pole Icu=18kA@415V Ics=75% Icu In=25A overload protection Ir=25A short-circuit protection Ii=500A Screw connection | 1870 | 1 | ZE | 1
3VJ1092-1EB42-0AA0 |  | circuit breaker 3VJ1 IEC framesize 3VJ10 125A line protection ATFM 4-pole Icu=18kA@415V Ics=75% Icu In=25A overload protection Ir=20A...25A short-circuit protection Ii=500A Screw connection | 1900 | 1 | ZE | 1
3VJ1092-2DA12-0AA0 |  | circuit breaker 3VJ1 IEC MCCB_3VJ10_Fr125A Line protection FTFM 1 Pole Ics=Icu=18kA@240V In=25A overload protection Ir=25A short-circuit protection Ii=10 x In Screw connection | 822 | 1 | ZE | 1
3VJ1092-2DA22-0AA0 |  | circuit breaker 3VJ1 IEC MCCB_3VJ10_Fr125A Line protection FTFM 2 Pole Ics=Icu=18kA@415V In=25A overload protection Ir=25A short-circuit protection Ii=10 x In Screw connection | 1140 | 1 | ZE | 1
3VJ1092-2DA32-0AA0 |  | circuit breaker 3VJ1 IEC MCCB_3VJ10_Fr125A Line protection FTFM 3 Pole Ics=Icu=18kA@415V In=25A overload protection Ir=25A short-circuit protection Ii=10 x In Screw connection | 1650 | 1 | ZE | 1
3VJ1092-2DB32-0AA0 |  | circuit breaker 3VJ1 IEC MCCB_3VJ10_Fr125A Line protection ATFM 3 Pole Ics=Icu=18kA@415V In=25A overload protection Ir=20A..25A short-circuit protection Ii=10 x In Screw connection | 1670 | 1 | ZE | 1
3VJ1092-2EA42-0AA0 |  | circuit breaker 3VJ1 IEC MCCB_3VJ10_Fr125A Line protection FTFM 4 Pole Ics=Icu=18kA@415V In=25A overload protection Ir=25A short-circuit protection Ii=10 x In Screw connection | 2140 | 1 | ZE | 1
3VJ1092-2EB42-0AA0 |  | circuit breaker 3VJ1 IEC MCCB_3VJ10_Fr125A Line protection ATFM 4 Pole Ics=Icu=18kA@415V In=25A overload protection Ir=20A..25A short-circuit protection Ii=10 x In Screw connection | 2160 | 1 | ZE | 1
3VJ1092-3DA12-0AA0 |  | circuit breaker 3VJ1 IEC framesize 3VJ10 125A line protection FTFM 1-pole Icu=25kA@240V Ics=75% Icu In=25A overload protection Ir=25A short-circuit protection Ii=500A Screw connection | 847 | 1 | ZE | 1
3VJ1092-3DA22-0AA0 |  | circuit breaker 3VJ1 IEC framesize 3VJ10 125A line protection FTFM 2-pole Icu=25kA@415V Ics=75% Icu In=25A overload protection Ir=25A short-circuit protection Ii=500A Screw connection | 1170 | 1 | ZE | 1
3VJ1092-3DA32-0AA0 |  | circuit breaker 3VJ1 IEC framesize 3VJ10 125A line protection FTFM 3-pole Icu=25kA@415V Ics=75% Icu In=25A overload protection Ir=25A short-circuit protection Ii=500A Screw connection | 1700 | 1 | ZE | 1
3VJ1092-3DB32-0AA0 |  | circuit breaker 3VJ1 IEC framesize 3VJ10 125A line protection ATFM 3-pole Icu=25kA@415V Ics=75% Icu In=25A overload protection Ir=20A...25A short-circuit protection Ii=500A Screw connection | 1720 | 1 | ZE | 1
3VJ1092-3EA42-0AA0 |  | circuit breaker 3VJ1 IEC framesize 3VJ10 125A line protection FTFM 4-pole Icu=25kA@415V Ics=75% Icu In=25A overload protection Ir=25A short-circuit protection Ii=500A Screw connection | 2200 | 1 | ZE | 1
3VJ1092-3EB42-0AA0 |  | circuit breaker 3VJ1 IEC framesize 3VJ10 125A line protection ATFM 4-pole Icu=25kA@415V Ics=75% Icu In=25A overload protection Ir=20A...25A short-circuit protection Ii=500A Screw connection | 2230 | 1 | ZE | 1
3VJ1096-2DA12-0AA0 |  | circuit breaker 3VJ1 IEC MCCB_3VJ10_Fr125A Line protection FTFM 1 Pole Ics=Icu=18kA@240V In=16A overload protection Ir=16A short-circuit protection Ii=10 x In Screw connection | 822 | 1 | ZE | 1
3VJ1096-2DA22-0AA0 |  | circuit breaker 3VJ1 IEC MCCB_3VJ10_Fr125A Line protection FTFM 2 Pole Ics=Icu=18kA@415V In=16A overload protection Ir=16A short-circuit protection Ii=10 x In Screw connection | 1140 | 1 | ZE | 1
3VJ1096-2DA32-0AA0 |  | circuit breaker 3VJ1 IEC MCCB_3VJ10_Fr125A Line protection FTFM 3 Pole Ics=Icu=18kA@415V In=16A overload protection Ir=16A short-circuit protection Ii=10 x In Screw connection | 1650 | 1 | ZE | 1
3VJ1096-2DB32-0AA0 |  | circuit breaker 3VJ1 IEC MCCB_3VJ10_Fr125A Line protection ATFM 3 Pole Ics=Icu=18kA@415V In=16A overload protection Ir=12.8A..16A short-circuit protection Ii=10 x In Screw connection | 1670 | 1 | ZE | 1
3VJ1096-2EA42-0AA0 |  | circuit breaker 3VJ1 IEC MCCB_3VJ10_Fr125A Line protection ATFM 4 Pole Ics=Icu=18kA@415V In=16A overload protection Ir=12.8A..16A short-circuit protection Ii=10 x In Screw connection | 2140 | 1 | ZE | 1
3VJ1096-2EB42-0AA0 |  | circuit breaker 3VJ1 IEC MCCB_3VJ10_Fr125A Line protection ATFM 4 Pole Ics=Icu=18kA@415V In=16A overload protection Ir=12.8A..16A short-circuit protection Ii=10 x In Screw connection | 2160 | 1 | ZE | 1
3VJ1102-4DA22-0AA0 |  | circuit breaker 3VJ1 IEC MCCB_FS1_125A Line protection FTFM 2 Pole Ics=Icu=25kA@415V In=20A overload protection Ir=20A short-circuit protection Ii=10 x In Screw connection | 1310 | 1 | ZE | 1
3VJ1102-4DA32-0AA0 |  | circuit breaker 3VJ1 IEC MCCB_FS1_125A Line protection FTFM 3 Pole Ics=Icu=25kA@415V In=20A overload protection Ir=20A short-circuit protection Ii=10 x In Screw connection | 1860 | 1 | ZE | 1
3VJ1102-4DB32-0AA0 |  | circuit breaker 3VJ1 IEC MCCB_FS1_125A Line protection ATFM 3 Pole Ics=Icu=25kA@415V In=20A overload protection Ir=16A..20A short-circuit protection Ii=10 x In Screw connection | 1920 | 1 | ZE | 1
3VJ1102-4EA42-0AA0 |  | circuit breaker 3VJ1 IEC MCCB_FS1_125A Line protection FTFM 4 Pole Ics=Icu=25kA@415V In=20A overload protection Ir=20A short-circuit protection Ii=10 x In Screw connection | 2430 | 1 | ZE | 1
3VJ1102-4EB42-0AA0 |  | circuit breaker 3VJ1 IEC MCCB_FS1_125A Line protection ATFM 4 Pole Ics=Icu=25kA@415V In=20A overload protection Ir=16A..20A short-circuit protection Ii=10 x In Screw connection | 2490 | 1 | ZE | 1
3VJ1102-6DA22-0AA0 |  | circuit breaker 3VJ1 IEC MCCB_FS1_125A Line protection FTFM 2 Pole Ics=Icu=36kA@415V In=20A overload protection Ir=20A short-circuit protection Ii=10 x In Screw connection | 1420 | 1 | ZE | 1
3VJ1102-6DA32-0AA0 |  | circuit breaker 3VJ1 IEC MCCB_FS1_125A Line protection FTFM 3 Pole Ics=Icu=36kA@415V In=20A overload protection Ir=20A short-circuit protection Ii=10 x In Screw connection | 2040 | 1 | ZE | 1
3VJ1102-6DB32-0AA0 |  | circuit breaker 3VJ1 IEC MCCB_FS1_125A Line protection ATFM 3 Pole Ics=Icu=36kA@415V In=20A overload protection Ir=16A..20A short-circuit protection Ii=10 x In Screw connection | 2080 | 1 | ZE | 1
3VJ1102-6EA42-0AA0 |  | circuit breaker 3VJ1 IEC MCCB_FS1_125A Line protection FTFM 4 Pole Ics=Icu=36kA@415V In=20A overload protection Ir=20A short-circuit protection Ii=10 x In Screw connection | 2650 | 1 | ZE | 1
3VJ1102-6EB42-0AA0 |  | circuit breaker 3VJ1 IEC MCCB_FS1_125A Line protection ATFM 4 Pole Ics=Icu=36kA@415V In=20A overload protection Ir=16A..20A short-circuit protection Ii=10 x In Screw connection | 2710 | 1 | ZE | 1
3VJ1103-3DA22-0AA0 |  | circuit breaker 3VJ1 IEC framesize 3VJ11 125A line protection FTFM 2-pole Icu=25kA@415V Ics=75% Icu In=32A overload protection Ir=32A short-circuit protection Ii=600A Screw connection | 1230 | 1 | ZE | 1
3VJ1103-3DA32-0AA0 |  | circuit breaker 3VJ1 IEC framesize 3VJ11 125A line protection FTFM 3-pole Icu=25kA@415V Ics=75% Icu In=32A overload protection Ir=32A short-circuit protection Ii=600A Screw connection | 1760 | 1 | ZE | 1
3VJ1103-3DB32-0AA0 |  | circuit breaker 3VJ1 IEC framesize 3VJ11 125A line protection ATFM 3-pole Icu=25kA@415V Ics=75% Icu In=32A overload protection Ir=25.6A...32A short-circuit protection Ii=600A Screw connection | 1810 | 1 | ZE | 1
3VJ1103-3EA42-0AA0 |  | circuit breaker 3VJ1 IEC framesize 3VJ11 125A line protection FTFM 4-pole Icu=25kA@415V Ics=75% Icu In=32A overload protection Ir=32A short-circuit protection Ii=600A Screw connection | 2290 | 1 | ZE | 1
3VJ1103-3EB42-0AA0 |  | circuit breaker 3VJ1 IEC framesize 3VJ11 125A line protection ATFM 4-pole Icu=25kA@415V Ics=75% Icu In=32A overload protection Ir=25.6A...32A short-circuit protection Ii=600A Screw connection | 2360 | 1 | ZE | 1
3VJ1103-4DA22-0AA0 |  | circuit breaker 3VJ1 IEC MCCB_FS1_125A Line protection FTFM 2 Pole Ics=Icu=25kA@415V In=32A overload protection Ir=32A short-circuit protection Ii=10 x In Screw connection | 1310 | 1 | ZE | 1
3VJ1103-4DA32-0AA0 |  | circuit breaker 3VJ1 IEC MCCB_FS1_125A Line protection FTFM 3 Pole Ics=Icu=25kA@415V In=32A overload protection Ir=32A short-circuit protection Ii=10 x In Screw connection | 1860 | 1 | ZE | 1
3VJ1103-4DB32-0AA0 |  | circuit breaker 3VJ1 IEC MCCB_FS1_125A Line protection ATFM 3 Pole Ics=Icu=25kA@415V In=32A overload protection Ir=25.6A..32A short-circuit protection Ii=10 x In Screw connection | 1920 | 1 | ZE | 1
3VJ1103-4EA42-0AA0 |  | circuit breaker 3VJ1 IEC MCCB_FS1_125A Line protection FTFM 4 Pole Ics=Icu=25kA@415V In=32A overload protection Ir=32A short-circuit protection Ii=10 x In Screw connection | 2430 | 1 | ZE | 1
3VJ1103-4EB42-0AA0 |  | circuit breaker 3VJ1 IEC MCCB_FS1_125A Line protection ATFM 4 Pole Ics=Icu=25kA@415V In=32A overload protection Ir=25.6A..32A short-circuit protection Ii=10 x In Screw connection | 2490 | 1 | ZE | 1
3VJ1103-5DA22-0AA0 |  | circuit breaker 3VJ1 IEC framesize 3VJ11 125A line protection FTFM 2-pole Icu=36kA@415V Ics=75% Icu In=32A overload protection Ir=32A short-circuit protection Ii=600A Screw connection | 1350 | 1 | ZE | 1
3VJ1103-5DA32-0AA0 |  | circuit breaker 3VJ1 IEC framesize 3VJ11 125A line protection FTFM 3-pole Icu=36kA@415V Ics=75% Icu In=32A overload protection Ir=32A short-circuit protection Ii=600A Screw connection | 1920 | 1 | ZE | 1
3VJ1103-5DB32-0AA0 |  | circuit breaker 3VJ1 IEC framesize 3VJ11 125A line protection ATFM 3-pole Icu=36kA@415V Ics=75% Icu In=32A overload protection Ir=25.6A...32A short-circuit protection Ii=600A Screw connection | 1970 | 1 | ZE | 1
3VJ1103-5EA42-0AA0 |  | circuit breaker 3VJ1 IEC framesize 3VJ11 125A line protection FTFM 4-pole Icu=36kA@415V Ics=75% Icu In=32A overload protection Ir=32A short-circuit protection Ii=600A Screw connection | 2490 | 1 | ZE | 1
3VJ1103-5EB42-0AA0 |  | circuit breaker 3VJ1 IEC framesize 3VJ11 125A line protection ATFM 4-pole Icu=36kA@415V Ics=75% Icu In=32A overload protection Ir=25.6A...32A short-circuit protection Ii=600A Screw connection | 2540 | 1 | ZE | 1
3VJ1103-6DA22-0AA0 |  | circuit breaker 3VJ1 IEC MCCB_FS1_125A Line protection FTFM 2 Pole Ics=Icu=36kA@415V In=32A overload protection Ir=32A short-circuit protection Ii=10 x In Screw connection | 1420 | 1 | ZE | 1
3VJ1103-6DA32-0AA0 |  | circuit breaker 3VJ1 IEC MCCB_FS1_125A Line protection FTFM 3 Pole Ics=Icu=36kA@415V In=32A overload protection Ir=32A short-circuit protection Ii=10 x In Screw connection | 2040 | 1 | ZE | 1
3VJ1103-6DB32-0AA0 |  | circuit breaker 3VJ1 IEC MCCB_FS1_125A Line protection ATFM 3 Pole Ics=Icu=36kA@415V In=32A overload protection Ir=25.6A..32A short-circuit protection Ii=10 x In Screw connection | 2080 | 1 | ZE | 1
3VJ1103-6EA42-0AA0 |  | circuit breaker 3VJ1 IEC MCCB_FS1_125A Line protection FTFM 4 Pole Ics=Icu=36kA@415V In=32A overload protection Ir=32A short-circuit protection Ii=10 x In Screw connection | 2650 | 1 | ZE | 1
3VJ1103-6EB42-0AA0 |  | circuit breaker 3VJ1 IEC MCCB_FS1_125A Line protection ATFM 4 Pole Ics=Icu=36kA@415V In=32A overload protection Ir=25.6A..32A short-circuit protection Ii=10 x In Screw connection | 2710 | 1 | ZE | 1
3VJ1103-7DA22-0AA0 |  | circuit breaker 3VJ1 IEC framesize 3VJ11 125A line protection FTFM 2-pole Icu=55kA@415V Ics=75% Icu In=32A overload protection Ir=32A short-circuit protection Ii=600A Screw connection | 1480 | 1 | ZE | 1
3VJ1103-7DA32-0AA0 |  | circuit breaker 3VJ1 IEC framesize 3VJ11 125A line protection FTFM 3-pole Icu=55kA@415V Ics=75% Icu In=32A overload protection Ir=32A short-circuit protection Ii=600A Screw connection | 2100 | 1 | ZE | 1
3VJ1103-7DB32-0AA0 |  | circuit breaker 3VJ1 IEC framesize 3VJ11 125A line protection ATFM 3-pole Icu=55kA@415V Ics=75% Icu In=32A overload protection Ir=25.6A...32A short-circuit protection Ii=600A Screw connection | 2150 | 1 | ZE | 1
3VJ1103-7EA42-0AA0 |  | circuit breaker 3VJ1 IEC framesize 3VJ11 125A line protection FTFM 4-pole Icu=55kA@415V Ics=75% Icu In=32A overload protection Ir=32A short-circuit protection Ii=600A Screw connection | 2740 | 1 | ZE | 1
3VJ1103-7EB42-0AA0 |  | circuit breaker 3VJ1 IEC framesize 3VJ11 125A line protection ATFM 4-pole Icu=55kA@415V Ics=75% Icu In=32A overload protection Ir=25.6A...32A short-circuit protection Ii=600A Screw connection | 2820 | 1 | ZE | 1
3VJ1104-3DA22-0AA0 |  | circuit breaker 3VJ1 IEC framesize 3VJ11 125A line protection FTFM 2-pole Icu=25kA@415V Ics=75% Icu In=40A overload protection Ir=40A short-circuit protection Ii=600A Screw connection | 1230 | 1 | ZE | 1
3VJ1104-3DA32-0AA0 |  | circuit breaker 3VJ1 IEC framesize 3VJ11 125A line protection FTFM 3-pole Icu=25kA@415V Ics=75% Icu In=40A overload protection Ir=40A short-circuit protection Ii=600A Screw connection | 1760 | 1 | ZE | 1
3VJ1104-3DB32-0AA0 |  | circuit breaker 3VJ1 IEC framesize 3VJ11 125A line protection ATFM 3-pole Icu=25kA@415V Ics=75% Icu In=40A overload protection Ir=32A...40A short-circuit protection Ii=600A Screw connection | 1810 | 1 | ZE | 1
3VJ1104-3EA42-0AA0 |  | circuit breaker 3VJ1 IEC framesize 3VJ11 125A line protection FTFM 4-pole Icu=25kA@415V Ics=75% Icu In=40A overload protection Ir=40A short-circuit protection Ii=600A Screw connection | 2290 | 1 | ZE | 1
3VJ1104-3EB42-0AA0 |  | circuit breaker 3VJ1 IEC framesize 3VJ11 125A line protection ATFM 4-pole Icu=25kA@415V Ics=75% Icu In=40A overload protection Ir=32A...40A short-circuit protection Ii=600A Screw connection | 2360 | 1 | ZE | 1
3VJ1104-4DA22-0AA0 |  | circuit breaker 3VJ1 IEC MCCB_FS1_125A Line protection FTFM 2 Pole Ics=Icu=25kA@415V In=40A overload protection Ir=40A short-circuit protection Ii=10 x In Screw connection | 1310 | 1 | ZE | 1
3VJ1104-4DA32-0AA0 |  | circuit breaker 3VJ1 IEC MCCB_FS1_125A Line protection FTFM 3 Pole Ics=Icu=25kA@415V In=40A overload protection Ir=40A short-circuit protection Ii=10 x In Screw connection | 1860 | 1 | ZE | 1
3VJ1104-4DB32-0AA0 |  | circuit breaker 3VJ1 IEC MCCB_FS1_125A Line protection ATFM 3 Pole Ics=Icu=25kA@415V In=40A overload protection Ir=32A..40A short-circuit protection Ii=10 x In Screw connection | 1920 | 1 | ZE | 1
3VJ1104-4EA42-0AA0 |  | circuit breaker 3VJ1 IEC MCCB_FS1_125A Line protection FTFM 4 Pole Ics=Icu=25kA@415V In=40A overload protection Ir=40A short-circuit protection Ii=10 x In Screw connection | 2430 | 1 | ZE | 1
3VJ1104-4EB42-0AA0 |  | circuit breaker 3VJ1 IEC MCCB_FS1_125A Line protection ATFM 4 Pole Ics=Icu=25kA@415V In=40A overload protection Ir=32A..40A short-circuit protection Ii=10 x In Screw connection | 2490 | 1 | ZE | 1
3VJ1104-5DA22-0AA0 |  | circuit breaker 3VJ1 IEC framesize 3VJ11 125A line protection FTFM 2-pole Icu=36kA@415V Ics=75% Icu In=40A overload protection Ir=40A short-circuit protection Ii=600A Screw connection | 1350 | 1 | ZE | 1
3VJ1104-5DA32-0AA0 |  | circuit breaker 3VJ1 IEC framesize 3VJ11 125A line protection FTFM 3-pole Icu=36kA@415V Ics=75% Icu In=40A overload protection Ir=40A short-circuit protection Ii=600A Screw connection | 1920 | 1 | ZE | 1
3VJ1104-5DB32-0AA0 |  | circuit breaker 3VJ1 IEC framesize 3VJ11 125A line protection ATFM 3-pole Icu=36kA@415V Ics=75% Icu In=40A overload protection Ir=32A...40A short-circuit protection Ii=600A Screw connection | 1970 | 1 | ZE | 1
3VJ1104-5EA42-0AA0 |  | circuit breaker 3VJ1 IEC framesize 3VJ11 125A line protection FTFM 4-pole Icu=36kA@415V Ics=75% Icu In=40A overload protection Ir=40A short-circuit protection Ii=600A Screw connection | 2490 | 1 | ZE | 1
3VJ1104-5EB42-0AA0 |  | circuit breaker 3VJ1 IEC framesize 3VJ11 125A line protection ATFM 4-pole Icu=36kA@415V Ics=75% Icu In=40A overload protection Ir=32A...40A short-circuit protection Ii=600A Screw connection | 2540 | 1 | ZE | 1
3VJ1104-6DA22-0AA0 |  | circuit breaker 3VJ1 IEC MCCB_FS1_125A Line protection FTFM 2 Pole Ics=Icu=36kA@415V In=40A overload protection Ir=40A short-circuit protection Ii=10 x In Screw connection | 1420 | 1 | ZE | 1
3VJ1104-6DA32-0AA0 |  | circuit breaker 3VJ1 IEC MCCB_FS1_125A Line protection FTFM 3 Pole Ics=Icu=36kA@415V In=40A overload protection Ir=40A short-circuit protection Ii=10 x In Screw connection | 2040 | 1 | ZE | 1
3VJ1104-6DB32-0AA0 |  | circuit breaker 3VJ1 IEC MCCB_FS1_125A Line protection ATFM 3 Pole Ics=Icu=36kA@415V In=40A overload protection Ir=32A..40A short-circuit protection Ii=10 x In Screw connection | 2080 | 1 | ZE | 1
3VJ1104-6EA42-0AA0 |  | circuit breaker 3VJ1 IEC MCCB_FS1_125A Line protection FTFM 4 Pole Ics=Icu=36kA@415V In=40A overload protection Ir=40A short-circuit protection Ii=10 x In Screw connection | 2650 | 1 | ZE | 1
3VJ1104-6EB42-0AA0 |  | circuit breaker 3VJ1 IEC MCCB_FS1_125A Line protection ATFM 4 Pole Ics=Icu=36kA@415V In=40A overload protection Ir=32A..40A short-circuit protection Ii=10 x In Screw connection | 2710 | 1 | ZE | 1
3VJ1104-7DA22-0AA0 |  | circuit breaker 3VJ1 IEC framesize 3VJ11 125A line protection FTFM 2-pole Icu=55kA@415V Ics=75% Icu In=40A overload protection Ir=40A short-circuit protection Ii=600A Screw connection | 1480 | 1 | ZE | 1
3VJ1104-7DA32-0AA0 |  | circuit breaker 3VJ1 IEC framesize 3VJ11 125A line protection FTFM 3-pole Icu=55kA@415V Ics=75% Icu In=40A overload protection Ir=40A short-circuit protection Ii=600A Screw connection | 2100 | 1 | ZE | 1
3VJ1104-7DB32-0AA0 |  | circuit breaker 3VJ1 IEC framesize 3VJ11 125A line protection ATFM 3-pole Icu=55kA@415V Ics=75% Icu In=40A overload protection Ir=32A...40A short-circuit protection Ii=600A Screw connection | 2150 | 1 | ZE | 1
3VJ1104-7EA42-0AA0 |  | circuit breaker 3VJ1 IEC framesize 3VJ11 125A line protection FTFM 4-pole Icu=55kA@415V Ics=75% Icu In=40A overload protection Ir=40A short-circuit protection Ii=600A Screw connection | 2740 | 1 | ZE | 1
3VJ1104-7EB42-0AA0 |  | circuit breaker 3VJ1 IEC framesize 3VJ11 125A line protection ATFM 4-pole Icu=55kA@415V Ics=75% Icu In=40A overload protection Ir=32A...40A short-circuit protection Ii=600A Screw connection | 2820 | 1 | ZE | 1
3VJ1105-3DA22-0AA0 |  | circuit breaker 3VJ1 IEC framesize 3VJ11 125A line protection FTFM 2-pole Icu=25kA@415V Ics=75% Icu In=50A overload protection Ir=50A short-circuit protection Ii=600A Screw connection | 1230 | 1 | ZE | 1
3VJ1105-3DA32-0AA0 |  | circuit breaker 3VJ1 IEC framesize 3VJ11 125A line protection FTFM 3-pole Icu=25kA@415V Ics=75% Icu In=50A overload protection Ir=50A short-circuit protection Ii=600A Screw connection | 1760 | 1 | ZE | 1
3VJ1105-3DB32-0AA0 |  | circuit breaker 3VJ1 IEC framesize 3VJ11 125A line protection ATFM 3-pole Icu=25kA@415V Ics=75% Icu In=50A overload protection Ir=40A...50A short-circuit protection Ii=600A Screw connection | 1810 | 1 | ZE | 1
3VJ1105-3EA42-0AA0 |  | circuit breaker 3VJ1 IEC framesize 3VJ11 125A line protection FTFM 4-pole Icu=25kA@415V Ics=75% Icu In=50A overload protection Ir=50A short-circuit protection Ii=600A Screw connection | 2290 | 1 | ZE | 1
3VJ1105-3EB42-0AA0 |  | circuit breaker 3VJ1 IEC framesize 3VJ11 125A line protection ATFM 4-pole Icu=25kA@415V Ics=75% Icu In=50A overload protection Ir=40A...50A short-circuit protection Ii=600A Screw connection | 2360 | 1 | ZE | 1
3VJ1105-4DA22-0AA0 |  | circuit breaker 3VJ1 IEC MCCB_FS1_125A Line protection FTFM 2 Pole Ics=Icu=25kA@415V In=50A overload protection Ir=50A short-circuit protection Ii=10 x In Screw connection | 1310 | 1 | ZE | 1
3VJ1105-4DA32-0AA0 |  | circuit breaker 3VJ1 IEC MCCB_FS1_125A Line protection FTFM 3 Pole Ics=Icu=25kA@415V In=50A overload protection Ir=50A short-circuit protection Ii=10 x In Screw connection | 1860 | 1 | ZE | 1
3VJ1105-4DB32-0AA0 |  | circuit breaker 3VJ1 IEC MCCB_FS1_125A Line protection ATFM 3 Pole Ics=Icu=25kA@415V In=50A overload protection Ir=40A..50A short-circuit protection Ii=10 x In Screw connection | 1920 | 1 | ZE | 1
3VJ1105-4EA42-0AA0 |  | circuit breaker 3VJ1 IEC MCCB_FS1_125A Line protection FTFM 4 Pole Ics=Icu=25kA@415V In=50A overload protection Ir=50A short-circuit protection Ii=10 x In Screw connection | 2430 | 1 | ZE | 1
3VJ1105-4EB42-0AA0 |  | circuit breaker 3VJ1 IEC MCCB_FS1_125A Line protection ATFM 4 Pole Ics=Icu=25kA@415V In=50A overload protection Ir=40A..50A short-circuit protection Ii=10 x In Screw connection | 2490 | 1 | ZE | 1
3VJ1105-5DA22-0AA0 |  | circuit breaker 3VJ1 IEC framesize 3VJ11 125A line protection FTFM 2-pole Icu=36kA@415V Ics=75% Icu In=50A overload protection Ir=50A short-circuit protection Ii=600A Screw connection | 1350 | 1 | ZE | 1
3VJ1105-5DA32-0AA0 |  | circuit breaker 3VJ1 IEC framesize 3VJ11 125A line protection FTFM 3-pole Icu=36kA@415V Ics=75% Icu In=50A overload protection Ir=50A short-circuit protection Ii=600A Screw connection | 1920 | 1 | ZE | 1
3VJ1105-5DB32-0AA0 |  | circuit breaker 3VJ1 IEC framesize 3VJ11 125A line protection ATFM 3-pole Icu=36kA@415V Ics=75% Icu In=50A overload protection Ir=40A...50A short-circuit protection Ii=600A Screw connection | 1970 | 1 | ZE | 1
3VJ1105-5EA42-0AA0 |  | circuit breaker 3VJ1 IEC framesize 3VJ11 125A line protection FTFM 4-pole Icu=36kA@415V Ics=75% Icu In=50A overload protection Ir=50A short-circuit protection Ii=600A Screw connection | 2490 | 1 | ZE | 1
3VJ1105-5EB42-0AA0 |  | circuit breaker 3VJ1 IEC framesize 3VJ11 125A line protection ATFM 4-pole Icu=36kA@415V Ics=75% Icu In=50A overload protection Ir=40A...50A short-circuit protection Ii=600A Screw connection | 2540 | 1 | ZE | 1
3VJ1105-6DA22-0AA0 |  | circuit breaker 3VJ1 IEC MCCB_FS1_125A Line protection FTFM 2 Pole Ics=Icu=36kA@415V In=50A overload protection Ir=50A short-circuit protection Ii=10 x In Screw connection | 1420 | 1 | ZE | 1
3VJ1105-6DA32-0AA0 |  | circuit breaker 3VJ1 IEC MCCB_FS1_125A Line protection FTFM 3 Pole Ics=Icu=36kA@415V In=50A overload protection Ir=50A short-circuit protection Ii=10 x In Screw connection | 2040 | 1 | ZE | 1
3VJ1105-6DB32-0AA0 |  | circuit breaker 3VJ1 IEC MCCB_FS1_125A Line protection ATFM 3 Pole Ics=Icu=36kA@415V In=50A overload protection Ir=40A..50A short-circuit protection Ii=10 x In Screw connection | 2080 | 1 | ZE | 1
3VJ1105-6EA42-0AA0 |  | circuit breaker 3VJ1 IEC MCCB_FS1_125A Line protection FTFM 4 Pole Ics=Icu=36kA@415V In=50A overload protection Ir=50A short-circuit protection Ii=10 x In Screw connection | 2650 | 1 | ZE | 1
3VJ1105-6EB42-0AA0 |  | circuit breaker 3VJ1 IEC MCCB_FS1_125A Line protection ATFM 4 Pole Ics=Icu=36kA@415V In=50A overload protection Ir=40A..50A short-circuit protection Ii=10 x In Screw connection | 2710 | 1 | ZE | 1
3VJ1105-7DA22-0AA0 |  | circuit breaker 3VJ1 IEC framesize 3VJ11 125A line protection FTFM 2-pole Icu=55kA@415V Ics=75% Icu In=50A overload protection Ir=50A short-circuit protection Ii=600A Screw connection | 1480 | 1 | ZE | 1
3VJ1105-7DA32-0AA0 |  | circuit breaker 3VJ1 IEC framesize 3VJ11 125A line protection FTFM 3-pole Icu=55kA@415V Ics=75% Icu In=50A overload protection Ir=50A short-circuit protection Ii=600A Screw connection | 2100 | 1 | ZE | 1
3VJ1105-7DB32-0AA0 |  | circuit breaker 3VJ1 IEC framesize 3VJ11 125A line protection ATFM 3-pole Icu=55kA@415V Ics=75% Icu In=50A overload protection Ir=40A...50A short-circuit protection Ii=600A Screw connection | 2150 | 1 | ZE | 1
3VJ1105-7EA42-0AA0 |  | circuit breaker 3VJ1 IEC framesize 3VJ11 125A line protection FTFM 4-pole Icu=55kA@415V Ics=75% Icu In=50A overload protection Ir=50A short-circuit protection Ii=600A Screw connection | 2740 | 1 | ZE | 1
3VJ1105-7EB42-0AA0 |  | circuit breaker 3VJ1 IEC framesize 3VJ11 125A line protection ATFM 4-pole Icu=55kA@415V Ics=75% Icu In=50A overload protection Ir=40A...50A short-circuit protection Ii=600A Screw connection | 2820 | 1 | ZE | 1
3VJ1106-3DA22-0AA0 |  | circuit breaker 3VJ1 IEC framesize 3VJ11 125A line protection FTFM 2-pole Icu=25kA@415V Ics=75% Icu In=63A overload protection Ir=63A short-circuit protection Ii=10 x In Screw connection | 1230 | 1 | ZE | 1
3VJ1106-3DA32-0AA0 |  | circuit breaker 3VJ1 IEC framesize 3VJ11 125A line protection FTFM 3-pole Icu=25kA@415V Ics=75% Icu In=63A overload protection Ir=63A short-circuit protection Ii=10 x In Screw connection | 1760 | 1 | ZE | 1
3VJ1106-3DB32-0AA0 |  | circuit breaker 3VJ1 IEC framesize 3VJ11 125A line protection ATFM 3-pole Icu=25kA@415V Ics=75% Icu In=63A overload protection Ir=50.4A...63A short-circuit protection Ii=10 x In Screw connection | 1810 | 1 | ZE | 1
3VJ1106-3EA42-0AA0 |  | circuit breaker 3VJ1 IEC framesize 3VJ11 125A line protection FTFM 4-pole Icu=25kA@415V Ics=75% Icu In=63A overload protection Ir=63A short-circuit protection Ii=10 x In Screw connection | 2290 | 1 | ZE | 1
3VJ1106-3EB42-0AA0 |  | circuit breaker 3VJ1 IEC framesize 3VJ11 125A line protection ATFM 4-pole Icu=25kA@415V Ics=75% Icu In=63A overload protection Ir=50.4A...63A short-circuit protection Ii=10 x In Screw connection | 2360 | 1 | ZE | 1
3VJ1106-4DA22-0AA0 |  | circuit breaker 3VJ1 IEC MCCB_FS1_125A Line protection FTFM 2 Pole Ics=Icu=25kA@415V In=63A overload protection Ir=63A short-circuit protection Ii=10 x In Screw connection | 1310 | 1 | ZE | 1
3VJ1106-4DA32-0AA0 |  | circuit breaker 3VJ1 IEC MCCB_FS1_125A Line protection FTFM 3 Pole Ics=Icu=25kA@415V In=63A overload protection Ir=63A short-circuit protection Ii=10 x In Screw connection | 1860 | 1 | ZE | 1
3VJ1106-4DB32-0AA0 |  | circuit breaker 3VJ1 IEC MCCB_FS1_125A Line protection ATFM 3 Pole Ics=Icu=25kA@415V In=63A overload protection Ir=50.4A..63A short-circuit protection Ii=10 x In Screw connection | 1920 | 1 | ZE | 1
3VJ1106-4EA42-0AA0 |  | circuit breaker 3VJ1 IEC MCCB_FS1_125A Line protection FTFM 4 Pole Ics=Icu=25kA@415V In=63A overload protection Ir=63A short-circuit protection Ii=10 x In Screw connection | 2430 | 1 | ZE | 1
3VJ1106-4EB42-0AA0 |  | circuit breaker 3VJ1 IEC MCCB_FS1_125A Line protection ATFM 4 Pole Ics=Icu=25kA@415V In=63A overload protection Ir=50.4A..63A short-circuit protection Ii=10 x In Screw connection | 2490 | 1 | ZE | 1
3VJ1106-5DA22-0AA0 |  | circuit breaker 3VJ1 IEC framesize 3VJ11 125A line protection FTFM 2-pole Icu=36kA@415V Ics=75% Icu In=63A overload protection Ir=63A short-circuit protection Ii=10 x In Screw connection | 1350 | 1 | ZE | 1
3VJ1106-5DA32-0AA0 |  | circuit breaker 3VJ1 IEC framesize 3VJ11 125A line protection FTFM 3-pole Icu=36kA@415V Ics=75% Icu In=63A overload protection Ir=63A short-circuit protection Ii=10 x In Screw connection | 1920 | 1 | ZE | 1
3VJ1106-5DB32-0AA0 |  | circuit breaker 3VJ1 IEC framesize 3VJ11 125A line protection ATFM 3-pole Icu=36kA@415V Ics=75% Icu In=63A overload protection Ir=50.4A...63A short-circuit protection Ii=10 x In Screw connection | 1970 | 1 | ZE | 1
3VJ1106-5EA42-0AA0 |  | circuit breaker 3VJ1 IEC framesize 3VJ11 125A line protection FTFM 4-pole Icu=36kA@415V Ics=75% Icu In=63A overload protection Ir=63A short-circuit protection Ii=10 x In Screw connection | 2490 | 1 | ZE | 1
3VJ1106-5EB42-0AA0 |  | circuit breaker 3VJ1 IEC framesize 3VJ11 125A line protection ATFM 4-pole Icu=36kA@415V Ics=75% Icu In=63A overload protection Ir=50.4A...63A short-circuit protection Ii=10 x In Screw connection | 2540 | 1 | ZE | 1
3VJ1106-6DA22-0AA0 |  | circuit breaker 3VJ1 IEC MCCB_FS1_125A Line protection FTFM 2 Pole Ics=Icu=36kA@415V In=63A overload protection Ir=63A short-circuit protection Ii=10 x In Screw connection | 1420 | 1 | ZE | 1
3VJ1106-6DA32-0AA0 |  | circuit breaker 3VJ1 IEC MCCB_FS1_125A Line protection FTFM 3 Pole Ics=Icu=36kA@415V In=63A overload protection Ir=63A short-circuit protection Ii=10 x In Screw connection | 2040 | 1 | ZE | 1
3VJ1106-6DB32-0AA0 |  | circuit breaker 3VJ1 IEC MCCB_FS1_125A Line protection ATFM 3 Pole Ics=Icu=36kA@415V In=63A overload protection Ir=50.4A..63A short-circuit protection Ii=10 x In Screw connection | 2080 | 1 | ZE | 1
3VJ1106-6EA42-0AA0 |  | circuit breaker 3VJ1 IEC MCCB_FS1_125A Line protection FTFM 4 Pole Ics=Icu=36kA@415V In=63A overload protection Ir=63A short-circuit protection Ii=10 x In Screw connection | 2650 | 1 | ZE | 1
3VJ1106-6EB42-0AA0 |  | circuit breaker 3VJ1 IEC MCCB_FS1_125A Line protection ATFM 4 Pole Ics=Icu=36kA@415V In=63A overload protection Ir=50.4A..63A short-circuit protection Ii=10 x In Screw connection | 2710 | 1 | ZE | 1
3VJ1106-7DA22-0AA0 |  | circuit breaker 3VJ1 IEC framesize 3VJ11 125A line protection FTFM 2-pole Icu=55kA@415V Ics=75% Icu In=63A overload protection Ir=63A short-circuit protection Ii=10 x In Screw connection | 1480 | 1 | ZE | 1
3VJ1106-7DA32-0AA0 |  | circuit breaker 3VJ1 IEC framesize 3VJ11 125A line protection FTFM 3-pole Icu=55kA@415V Ics=75% Icu In=63A overload protection Ir=63A short-circuit protection Ii=10 x In Screw connection | 2100 | 1 | ZE | 1
3VJ1106-7DB32-0AA0 |  | circuit breaker 3VJ1 IEC framesize 3VJ11 125A line protection ATFM 3-pole Icu=55kA@415V Ics=75% Icu In=63A overload protection Ir=50.4A...63A short-circuit protection Ii=10 x In Screw connection | 2150 | 1 | ZE | 1
3VJ1106-7EA42-0AA0 |  | circuit breaker 3VJ1 IEC framesize 3VJ11 125A line protection FTFM 4-pole Icu=55kA@415V Ics=75% Icu In=63A overload protection Ir=63A short-circuit protection Ii=10 x In Screw connection | 2740 | 1 | ZE | 1
3VJ1106-7EB42-0AA0 |  | circuit breaker 3VJ1 IEC framesize 3VJ11 125A line protection ATFM 4-pole Icu=55kA@415V Ics=75% Icu In=63A overload protection Ir=50.4A...63A short-circuit protection Ii=10 x In Screw connection | 2820 | 1 | ZE | 1
3VJ1108-3DA22-0AA0 |  | circuit breaker 3VJ1 IEC framesize 3VJ11 125A line protection FTFM 2-pole Icu=25kA@415V Ics=75% Icu In=80A overload protection Ir=80A short-circuit protection Ii=10 x In Screw connection | 1230 | 1 | ZE | 1
3VJ1108-3DA32-0AA0 |  | circuit breaker 3VJ1 IEC framesize 3VJ11 125A line protection FTFM 3-pole Icu=25kA@415V Ics=75% Icu In=80A overload protection Ir=80A short-circuit protection Ii=10 x In Screw connection | 1760 | 1 | ZE | 1
3VJ1108-3DB32-0AA0 |  | circuit breaker 3VJ1 IEC framesize 3VJ11 125A line protection ATFM 3-pole Icu=25kA@415V Ics=75% Icu In=80A overload protection Ir=64A...80A short-circuit protection Ii=10 x In Screw connection | 1810 | 1 | ZE | 1
3VJ1108-3EA42-0AA0 |  | circuit breaker 3VJ1 IEC framesize 3VJ11 125A line protection FTFM 4-pole Icu=25kA@415V Ics=75% Icu In=80A overload protection Ir=80A short-circuit protection Ii=10 x In Screw connection | 2290 | 1 | ZE | 1
3VJ1108-3EB42-0AA0 |  | circuit breaker 3VJ1 IEC framesize 3VJ11 125A line protection ATFM 4-pole Icu=25kA@415V Ics=75% Icu In=80A overload protection Ir=64A...80A short-circuit protection Ii=10 x In Screw connection | 2360 | 1 | ZE | 1
3VJ1108-4DA22-0AA0 |  | circuit breaker 3VJ1 IEC MCCB_FS1_125A Line protection FTFM 2 Pole Ics=Icu=25kA@415V In=80A overload protection Ir=80A short-circuit protection Ii=10 x In Screw connection | 1310 | 1 | ZE | 1
3VJ1108-4DA32-0AA0 |  | circuit breaker 3VJ1 IEC MCCB_FS1_125A Line protection FTFM 3 Pole Ics=Icu=25kA@415V In=80A overload protection Ir=80A short-circuit protection Ii=10 x In Screw connection | 1860 | 1 | ZE | 1
3VJ1108-4DB32-0AA0 |  | circuit breaker 3VJ1 IEC MCCB_FS1_125A Line protection ATFM 3 Pole Ics=Icu=25kA@415V In=80A overload protection Ir=64A..80A short-circuit protection Ii=10 x In Screw connection | 1920 | 1 | ZE | 1
3VJ1108-4EA42-0AA0 |  | circuit breaker 3VJ1 IEC MCCB_FS1_125A Line protection FTFM 4 Pole Ics=Icu=25kA@415V In=80A overload protection Ir=80A short-circuit protection Ii=10 x In Screw connection | 2430 | 1 | ZE | 1
3VJ1108-4EB42-0AA0 |  | circuit breaker 3VJ1 IEC MCCB_FS1_125A Line protection ATFM 4 Pole Ics=Icu=25kA@415V In=80A overload protection Ir=64A..80A short-circuit protection Ii=10 x In Screw connection | 2490 | 1 | ZE | 1
3VJ1108-5DA22-0AA0 |  | circuit breaker 3VJ1 IEC framesize 3VJ11 125A line protection FTFM 2-pole Icu=36kA@415V Ics=75% Icu In=80A overload protection Ir=80A short-circuit protection Ii=10 x In Screw connection | 1350 | 1 | ZE | 1
3VJ1108-5DA32-0AA0 |  | circuit breaker 3VJ1 IEC framesize 3VJ11 125A line protection FTFM 3-pole Icu=36kA@415V Ics=75% Icu In=80A overload protection Ir=80A short-circuit protection Ii=10 x In Screw connection | 1920 | 1 | ZE | 1
3VJ1108-5DB32-0AA0 |  | circuit breaker 3VJ1 IEC framesize 3VJ11 125A line protection ATFM 3-pole Icu=36kA@415V Ics=75% Icu In=80A overload protection Ir=64A...80A short-circuit protection Ii=10 x In Screw connection | 1970 | 1 | ZE | 1
3VJ1108-5EA42-0AA0 |  | circuit breaker 3VJ1 IEC framesize 3VJ11 125A line protection FTFM 4-pole Icu=36kA@415V Ics=75% Icu In=80A overload protection Ir=80A short-circuit protection Ii=10 x In Screw connection | 2490 | 1 | ZE | 1
3VJ1108-5EB42-0AA0 |  | circuit breaker 3VJ1 IEC framesize 3VJ11 125A line protection ATFM 4-pole Icu=36kA@415V Ics=75% Icu In=80A overload protection Ir=64A...80A short-circuit protection Ii=10 x In Screw connection | 2540 | 1 | ZE | 1
3VJ1108-6DA22-0AA0 |  | circuit breaker 3VJ1 IEC MCCB_FS1_125A Line protection FTFM 2 Pole Ics=Icu=36kA@415V In=80A overload protection Ir=80A short-circuit protection Ii=10 x In Screw connection | 1420 | 1 | ZE | 1
3VJ1108-6DA32-0AA0 |  | circuit breaker 3VJ1 IEC MCCB_FS1_125A Line protection FTFM 3 Pole Ics=Icu=36kA@415V In=80A overload protection Ir=80A short-circuit protection Ii=10 x In Screw connection | 2040 | 1 | ZE | 1
3VJ1108-6DB32-0AA0 |  | circuit breaker 3VJ1 IEC MCCB_FS1_125A Line protection ATFM 3 Pole Ics=Icu=36kA@415V In=80A overload protection Ir=64A..80A short-circuit protection Ii=10 x In Screw connection | 2080 | 1 | ZE | 1
3VJ1108-6EA42-0AA0 |  | circuit breaker 3VJ1 IEC MCCB_FS1_125A Line protection FTFM 4 Pole Ics=Icu=36kA@415V In=80A overload protection Ir=80A short-circuit protection Ii=10 x In Screw connection | 2650 | 1 | ZE | 1
3VJ1108-6EB42-0AA0 |  | circuit breaker 3VJ1 IEC MCCB_FS1_125A Line protection ATFM 4 Pole Ics=Icu=36kA@415V In=80A overload protection Ir=64A..80A short-circuit protection Ii=10 x In Screw connection | 2710 | 1 | ZE | 1
3VJ1108-7DA22-0AA0 |  | circuit breaker 3VJ1 IEC framesize 3VJ11 125A line protection FTFM 2-pole Icu=55kA@415V Ics=75% Icu In=80A overload protection Ir=80A short-circuit protection Ii=10 x In Screw connection | 1480 | 1 | ZE | 1
3VJ1108-7DA32-0AA0 |  | circuit breaker 3VJ1 IEC framesize 3VJ11 125A line protection FTFM 3-pole Icu=55kA@415V Ics=75% Icu In=80A overload protection Ir=80A short-circuit protection Ii=10 x In Screw connection | 2100 | 1 | ZE | 1
3VJ1108-7DB32-0AA0 |  | circuit breaker 3VJ1 IEC framesize 3VJ11 125A line protection ATFM 3-pole Icu=55kA@415V Ics=75% Icu In=80A overload protection Ir=64A...80A short-circuit protection Ii=10 x In Screw connection | 2150 | 1 | ZE | 1
3VJ1108-7EA42-0AA0 |  | circuit breaker 3VJ1 IEC framesize 3VJ11 125A line protection FTFM 4-pole Icu=55kA@415V Ics=75% Icu In=80A overload protection Ir=80A short-circuit protection Ii=10 x In Screw connection | 2740 | 1 | ZE | 1
3VJ1108-7EB42-0AA0 |  | circuit breaker 3VJ1 IEC framesize 3VJ11 125A line protection ATFM 4-pole Icu=55kA@415V Ics=75% Icu In=80A overload protection Ir=64A...80A short-circuit protection Ii=10 x In Screw connection | 2820 | 1 | ZE | 1
3VJ1110-3DA22-0AA0 |  | circuit breaker 3VJ1 IEC framesize 3VJ11 125A line protection FTFM 2-pole Icu=25kA@415V Ics=75% Icu In=100A overload protection Ir=100A short-circuit protection Ii=10 x In Screw connection | 1230 | 1 | ZE | 1
3VJ1110-3DA32-0AA0 |  | circuit breaker 3VJ1 IEC framesize 3VJ11 125A line protection FTFM 3-pole Icu=25kA@415V Ics=75% Icu In=100A overload protection Ir=100A short-circuit protection Ii=10 x In Screw connection | 1760 | 1 | ZE | 1
3VJ1110-3DB32-0AA0 |  | circuit breaker 3VJ1 IEC framesize 3VJ11 125A line protection ATFM 3-pole Icu=25kA@415V Ics=75% Icu In=100A overload protection Ir=80A...100A short-circuit protection Ii=10 x In Screw connection | 1810 | 1 | ZE | 1
3VJ1110-3EA42-0AA0 |  | circuit breaker 3VJ1 IEC framesize 3VJ11 125A line protection FTFM 4-pole Icu=25kA@415V Ics=75% Icu In=100A overload protection Ir=100A short-circuit protection Ii=10 x In Screw connection | 2290 | 1 | ZE | 1
3VJ1110-3EB42-0AA0 |  | circuit breaker 3VJ1 IEC framesize 3VJ11 125A line protection ATFM 4-pole Icu=25kA@415V Ics=75% Icu In=100A overload protection Ir=80A...100A short-circuit protection Ii=10 x In Screw connection | 2360 | 1 | ZE | 1
3VJ1110-4DA22-0AA0 |  | circuit breaker 3VJ1 IEC MCCB_FS1_125A Line protection FTFM 2 Pole Ics=Icu=25kA@415V In=100A overload protection Ir=100A short-circuit protection Ii=10 x In Screw connection | 1310 | 1 | ZE | 1
3VJ1110-4DA32-0AA0 |  | circuit breaker 3VJ1 IEC MCCB_FS1_125A Line protection FTFM 3 Pole Ics=Icu=25kA@415V In=100A overload protection Ir=100A short-circuit protection Ii=10 x In Screw connection | 1860 | 1 | ZE | 1
3VJ1110-4DB32-0AA0 |  | circuit breaker 3VJ1 IEC MCCB_FS1_125A Line protection ATFM 3 Pole Ics=Icu=25kA@415V In=100A overload protection Ir=80A..100A short-circuit protection Ii=10 x In Screw connection | 1920 | 1 | ZE | 1
3VJ1110-4EA42-0AA0 |  | circuit breaker 3VJ1 IEC MCCB_FS1_125A Line protection FTFM 4 Pole Ics=Icu=25kA@415V In=100A overload protection Ir=100A short-circuit protection Ii=10 x In Screw connection | 2430 | 1 | ZE | 1
3VJ1110-4EB42-0AA0 |  | circuit breaker 3VJ1 IEC MCCB_FS1_125A Line protection ATFM 4 Pole Ics=Icu=25kA@415V In=100A overload protection Ir=80A..100A short-circuit protection Ii=10 x In Screw connection | 2490 | 1 | ZE | 1
3VJ1110-5DA22-0AA0 |  | circuit breaker 3VJ1 IEC framesize 3VJ11 125A line protection FTFM 2-pole Icu=36kA@415V Ics=75% Icu In=100A overload protection Ir=100A short-circuit protection Ii=10 x In Screw connection | 1350 | 1 | ZE | 1
3VJ1110-5DA32-0AA0 |  | circuit breaker 3VJ1 IEC framesize 3VJ11 125A line protection FTFM 3-pole Icu=36kA@415V Ics=75% Icu In=100A overload protection Ir=100A short-circuit protection Ii=10 x In Screw connection | 1920 | 1 | ZE | 1
3VJ1110-5DB32-0AA0 |  | circuit breaker 3VJ1 IEC framesize 3VJ11 125A line protection ATFM 3-pole Icu=36kA@415V Ics=75% Icu In=100A overload protection Ir=80A...100A short-circuit protection Ii=10 x In Screw connection | 1970 | 1 | ZE | 1
3VJ1110-5EA42-0AA0 |  | circuit breaker 3VJ1 IEC framesize 3VJ11 125A line protection FTFM 4-pole Icu=36kA@415V Ics=75% Icu In=100A overload protection Ir=100A short-circuit protection Ii=10 x In Screw connection | 2490 | 1 | ZE | 1
3VJ1110-5EB42-0AA0 |  | circuit breaker 3VJ1 IEC framesize 3VJ11 125A line protection ATFM 4-pole Icu=36kA@415V Ics=75% Icu In=100A overload protection Ir=80A...100A short-circuit protection Ii=10 x In Screw connection | 2540 | 1 | ZE | 1
3VJ1110-6DA22-0AA0 |  | circuit breaker 3VJ1 IEC MCCB_FS1_125A Line protection FTFM 2 Pole Ics=Icu=36kA@415V In=100A overload protection Ir=100A short-circuit protection Ii=10 x In Screw connection | 1420 | 1 | ZE | 1
3VJ1110-6DA32-0AA0 |  | circuit breaker 3VJ1 IEC MCCB_FS1_125A Line protection FTFM 3 Pole Ics=Icu=36kA@415V In=100A overload protection Ir=100A short-circuit protection Ii=10 x In Screw connection | 2040 | 1 | ZE | 1
3VJ1110-6DB32-0AA0 |  | circuit breaker 3VJ1 IEC MCCB_FS1_125A Line protection ATFM 3 Pole Ics=Icu=36kA@415V In=100A overload protection Ir=80A..100A short-circuit protection Ii=10 x In Screw connection | 2080 | 1 | ZE | 1
3VJ1110-6EA42-0AA0 |  | circuit breaker 3VJ1 IEC MCCB_FS1_125A Line protection FTFM 4 Pole Ics=Icu=36kA@415V In=100A overload protection Ir=100A short-circuit protection Ii=10 x In Screw connection | 2650 | 1 | ZE | 1
3VJ1110-6EB42-0AA0 |  | circuit breaker 3VJ1 IEC MCCB_FS1_125A Line protection ATFM 4 Pole Ics=Icu=36kA@415V In=100A overload protection Ir=80A..100A short-circuit protection Ii=10 x In Screw connection | 2710 | 1 | ZE | 1
3VJ1110-7DA22-0AA0 |  | circuit breaker 3VJ1 IEC framesize 3VJ11 125A line protection FTFM 2-pole Icu=55kA@415V Ics=75% Icu In=100A overload protection Ir=100A short-circuit protection Ii=10 x In Screw connection | 1480 | 1 | ZE | 1
3VJ1110-7DA32-0AA0 |  | circuit breaker 3VJ1 IEC framesize 3VJ11 125A line protection FTFM 3-pole Icu=55kA@415V Ics=75% Icu In=100A overload protection Ir=100A short-circuit protection Ii=10 x In Screw connection | 2100 | 1 | ZE | 1
3VJ1110-7DB32-0AA0 |  | circuit breaker 3VJ1 IEC framesize 3VJ11 125A line protection ATFM 3-pole Icu=55kA@415V Ics=75% Icu In=100A overload protection Ir=80A...100A short-circuit protection Ii=10 x In Screw connection | 2150 | 1 | ZE | 1
3VJ1110-7EA42-0AA0 |  | circuit breaker 3VJ1 IEC framesize 3VJ11 125A line protection FTFM 4-pole Icu=55kA@415V Ics=75% Icu In=100A overload protection Ir=100A short-circuit protection Ii=10 x In Screw connection | 2740 | 1 | ZE | 1
3VJ1110-7EB42-0AA0 |  | circuit breaker 3VJ1 IEC framesize 3VJ11 125A line protection ATFM 4-pole Icu=55kA@415V Ics=75% Icu In=100A overload protection Ir=80A...100A short-circuit protection Ii=10 x In Screw connection | 2820 | 1 | ZE | 1
3VJ1112-3DA22-0AA0 |  | circuit breaker 3VJ1 IEC framesize 3VJ11 125A line protection FTFM 2-pole Icu=25kA@415V Ics=75% Icu In=125A overload protection Ir=125A short-circuit protection Ii=10 x In Screw connection | 1980 | 1 | ZE | 1
3VJ1112-3DA32-0AA0 |  | circuit breaker 3VJ1 IEC framesize 3VJ11 125A line protection FTFM 3-pole Icu=25kA@415V Ics=75% Icu In=125A overload protection Ir=125A short-circuit protection Ii=10 x In Screw connection | 2830 | 1 | ZE | 1
3VJ1112-3DB32-0AA0 |  | circuit breaker 3VJ1 IEC framesize 3VJ11 125A line protection ATFM 3-pole Icu=25kA@415V Ics=75% Icu In=125A overload protection Ir=100A...125A short-circuit protection Ii=10 x In Screw connection | 2870 | 1 | ZE | 1
3VJ1112-3EA42-0AA0 |  | circuit breaker 3VJ1 IEC framesize 3VJ11 125A line protection FTFM 4-pole Icu=25kA@415V Ics=75% Icu In=125A overload protection Ir=125A short-circuit protection Ii=10 x In Screw connection | 3670 | 1 | ZE | 1
3VJ1112-3EB42-0AA0 |  | circuit breaker 3VJ1 IEC framesize 3VJ11 125A line protection ATFM 4-pole Icu=25kA@415V Ics=75% Icu In=125A overload protection Ir=100A...125A short-circuit protection Ii=10 x In Screw connection | 3730 | 1 | ZE | 1
3VJ1112-4DA22-0AA0 |  | circuit breaker 3VJ1 IEC MCCB_FS1_125A Line protection FTFM 2 Pole Ics=Icu=25kA@415V In=125A overload protection Ir=125A short-circuit protection Ii=10 x In Screw connection | 2090 | 1 | ZE | 1
3VJ1112-4DA32-0AA0 |  | circuit breaker 3VJ1 IEC MCCB_FS1_125A Line protection FTFM 3 Pole Ics=Icu=25kA@415V In=125A overload protection Ir=125A short-circuit protection Ii=10 x In Screw connection | 3000 | 1 | ZE | 1
3VJ1112-4DB32-0AA0 |  | circuit breaker 3VJ1 IEC MCCB_FS1_125A Line protection ATFM 3 Pole Ics=Icu=25kA@415V In=125A overload protection Ir=100A..125A short-circuit protection Ii=10 x In Screw connection | 3050 | 1 | ZE | 1
3VJ1112-4EA42-0AA0 |  | circuit breaker 3VJ1 IEC MCCB_FS1_125A Line protection FTFM 4 Pole Ics=Icu=25kA@415V In=125A overload protection Ir=125A short-circuit protection Ii=10 x In Screw connection | 3890 | 1 | ZE | 1
3VJ1112-4EB42-0AA0 |  | circuit breaker 3VJ1 IEC MCCB_FS1_125A Line protection ATFM 4 Pole Ics=Icu=25kA@415V In=125A overload protection Ir=100A..125A short-circuit protection Ii=10 x In Screw connection | 3950 | 1 | ZE | 1
3VJ1112-5DA22-0AA0 |  | circuit breaker 3VJ1 IEC framesize 3VJ11 125A line protection FTFM 2-pole Icu=36kA@415V Ics=75% Icu In=125A overload protection Ir=125A short-circuit protection Ii=10 x In Screw connection | 2150 | 1 | ZE | 1
3VJ1112-5DA32-0AA0 |  | circuit breaker 3VJ1 IEC framesize 3VJ11 125A line protection FTFM 3-pole Icu=36kA@415V Ics=75% Icu In=125A overload protection Ir=125A short-circuit protection Ii=10 x In Screw connection | 3080 | 1 | ZE | 1
3VJ1112-5DB32-0AA0 |  | circuit breaker 3VJ1 IEC framesize 3VJ11 125A line protection ATFM 3-pole Icu=36kA@415V Ics=75% Icu In=125A overload protection Ir=100A...125A short-circuit protection Ii=10 x In Screw connection | 3120 | 1 | ZE | 1
3VJ1112-5EA42-0AA0 |  | circuit breaker 3VJ1 IEC framesize 3VJ11 125A line protection FTFM 4-pole Icu=36kA@415V Ics=75% Icu In=125A overload protection Ir=125A short-circuit protection Ii=10 x In Screw connection | 3980 | 1 | ZE | 1
3VJ1112-5EB42-0AA0 |  | circuit breaker 3VJ1 IEC framesize 3VJ11 125A line protection ATFM 4-pole Icu=36kA@415V Ics=75% Icu In=125A overload protection Ir=100A...125A short-circuit protection Ii=10 x In Screw connection | 4070 | 1 | ZE | 1
3VJ1112-6DA22-0AA0 |  | circuit breaker 3VJ1 IEC MCCB_FS1_125A Line protection FTFM 2 Pole Ics=Icu=36kA@415V In=125A overload protection Ir=125A short-circuit protection Ii=10 x In Screw connection | 2290 | 1 | ZE | 1
3VJ1112-6DA32-0AA0 |  | circuit breaker 3VJ1 IEC MCCB_FS1_125A Line protection FTFM 3 Pole Ics=Icu=36kA@415V In=125A overload protection Ir=125A short-circuit protection Ii=10 x In Screw connection | 3260 | 1 | ZE | 1
3VJ1112-6DB32-0AA0 |  | circuit breaker 3VJ1 IEC MCCB_FS1_125A Line protection ATFM 3 Pole Ics=Icu=36kA@415V In=125A overload protection Ir=100A..125A short-circuit protection Ii=10 x In Screw connection | 3310 | 1 | ZE | 1
3VJ1112-6EA42-0AA0 |  | circuit breaker 3VJ1 IEC MCCB_FS1_125A Line protection FTFM 4 Pole Ics=Icu=36kA@415V In=125A overload protection Ir=125A short-circuit protection Ii=10 x In Screw connection | 4220 | 1 | ZE | 1
3VJ1112-6EB42-0AA0 |  | circuit breaker 3VJ1 IEC MCCB_FS1_125A Line protection ATFM 4 Pole Ics=Icu=36kA@415V In=125A overload protection Ir=100A..125A short-circuit protection Ii=10 x In Screw connection | 4310 | 1 | ZE | 1
3VJ1112-7DA22-0AA0 |  | circuit breaker 3VJ1 IEC framesize 3VJ11 125A line protection FTFM 2-pole Icu=55kA@415V Ics=75% Icu In=125A overload protection Ir=125A short-circuit protection Ii=10 x In Screw connection | 2370 | 1 | ZE | 1
3VJ1112-7DA32-0AA0 |  | circuit breaker 3VJ1 IEC framesize 3VJ11 125A line protection FTFM 3-pole Icu=55kA@415V Ics=75% Icu In=125A overload protection Ir=125A short-circuit protection Ii=10 x In Screw connection | 3390 | 1 | ZE | 1
3VJ1112-7DB32-0AA0 |  | circuit breaker 3VJ1 IEC framesize 3VJ11 125A line protection ATFM 3-pole Icu=55kA@415V Ics=75% Icu In=125A overload protection Ir=100A...125A short-circuit protection Ii=10 x In Screw connection | 3440 | 1 | ZE | 1
3VJ1112-7EA42-0AA0 |  | circuit breaker 3VJ1 IEC framesize 3VJ11 125A line protection FTFM 4-pole Icu=55kA@415V Ics=75% Icu In=125A overload protection Ir=125A short-circuit protection Ii=10 x In Screw connection | 4380 | 1 | ZE | 1
3VJ1112-7EB42-0AA0 |  | circuit breaker 3VJ1 IEC framesize 3VJ11 125A line protection ATFM 4-pole Icu=55kA@415V Ics=75% Icu In=125A overload protection Ir=100A...125A short-circuit protection Ii=10 x In Screw connection | 4480 | 1 | ZE | 1
3VJ1192-3DA22-0AA0 |  | circuit breaker 3VJ1 IEC framesize 3VJ11 125A line protection FTFM 2-pole Icu=25kA@415V Ics=75% Icu In=25A overload protection Ir=25A short-circuit protection Ii=600A Screw connection | 1230 | 1 | ZE | 1
3VJ1192-3DA32-0AA0 |  | circuit breaker 3VJ1 IEC framesize 3VJ11 125A line protection FTFM 3-pole Icu=25kA@415V Ics=75% Icu In=25A overload protection Ir=25A short-circuit protection Ii=600A Screw connection | 1760 | 1 | ZE | 1
3VJ1192-3DB32-0AA0 |  | circuit breaker 3VJ1 IEC framesize 3VJ11 125A line protection ATFM 3-pole Icu=25kA@415V Ics=75% Icu In=25A overload protection Ir=20A..25A short-circuit protection Ii=600A Screw connection | 1810 | 1 | ZE | 1
3VJ1192-3EA42-0AA0 |  | circuit breaker 3VJ1 IEC framesize 3VJ11 125A line protection FTFM 4-pole Icu=25kA@415V Ics=75% Icu In=25A overload protection Ir=25A short-circuit protection Ii=600A Screw connection | 2290 | 1 | ZE | 1
3VJ1192-3EB42-0AA0 |  | circuit breaker 3VJ1 IEC framesize 3VJ11 125A line protection ATFM 4-pole Icu=25kA@415V Ics=75% Icu In=25A overload protection Ir=20A..25A short-circuit protection Ii=600A Screw connection | 2360 | 1 | ZE | 1
3VJ1192-4DA22-0AA0 |  | circuit breaker 3VJ1 IEC MCCB_FS1_125A Line protection FTFM 2 Pole Ics=Icu=25kA@415V In=25A overload protection Ir=25A short-circuit protection Ii=10 x In Screw connection | 1310 | 1 | ZE | 1
3VJ1192-4DA32-0AA0 |  | circuit breaker 3VJ1 IEC MCCB_FS1_125A Line protection FTFM 3 Pole Ics=Icu=25kA@415V In=25A overload protection Ir=25A short-circuit protection Ii=10 x In Screw connection | 1860 | 1 | ZE | 1
3VJ1192-4DB32-0AA0 |  | circuit breaker 3VJ1 IEC MCCB_FS1_125A Line protection ATFM 3 Pole Ics=Icu=25kA@415V In=25A overload protection Ir=20A..25A short-circuit protection Ii=10 x In Screw connection | 1920 | 1 | ZE | 1
3VJ1192-4EA42-0AA0 |  | circuit breaker 3VJ1 IEC MCCB_FS1_125A Line protection FTFM 4 Pole Ics=Icu=25kA@415V In=25A overload protection Ir=25A short-circuit protection Ii=10 x In Screw connection | 2430 | 1 | ZE | 1
3VJ1192-4EB42-0AA0 |  | circuit breaker 3VJ1 IEC MCCB_FS1_125A Line protection ATFM 4 Pole Ics=Icu=25kA@415V In=25A overload protection Ir=20A..25A short-circuit protection Ii=10 x In Screw connection | 2490 | 1 | ZE | 1
3VJ1192-5DA22-0AA0 |  | circuit breaker 3VJ1 IEC framesize 3VJ11 125A line protection FTFM 2-pole Icu=36kA@415V Ics=75% Icu In=25A overload protection Ir=25A short-circuit protection Ii=600A Screw connection | 1350 | 1 | ZE | 1
3VJ1192-5DA32-0AA0 |  | circuit breaker 3VJ1 IEC framesize 3VJ11 125A line protection FTFM 3-pole Icu=36kA@415V Ics=75% Icu In=25A overload protection Ir=25A short-circuit protection Ii=600A Screw connection | 1920 | 1 | ZE | 1
3VJ1192-5DB32-0AA0 |  | circuit breaker 3VJ1 IEC framesize 3VJ11 125A line protection ATFM 3-pole Icu=36kA@415V Ics=75% Icu In=25A overload protection Ir=20A..25A short-circuit protection Ii=600A Screw connection | 1970 | 1 | ZE | 1
3VJ1192-5EA42-0AA0 |  | circuit breaker 3VJ1 IEC framesize 3VJ11 125A line protection FTFM 4-pole Icu=36kA@415V Ics=75% Icu In=25A overload protection Ir=25A short-circuit protection Ii=600A Screw connection | 2490 | 1 | ZE | 1
3VJ1192-5EB42-0AA0 |  | circuit breaker 3VJ1 IEC framesize 3VJ11 125A line protection ATFM 4-pole Icu=36kA@415V Ics=75% Icu In=25A overload protection Ir=20A..25A short-circuit protection Ii=600A Screw connection | 2540 | 1 | ZE | 1
3VJ1192-6DA22-0AA0 |  | circuit breaker 3VJ1 IEC MCCB_FS1_125A Line protection FTFM 2 Pole Ics=Icu=36kA@415V In=25A overload protection Ir=25A short-circuit protection Ii=10 x In Screw connection | 1420 | 1 | ZE | 1
3VJ1192-6DA32-0AA0 |  | circuit breaker 3VJ1 IEC MCCB_FS1_125A Line protection FTFM 3 Pole Ics=Icu=36kA@415V In=25A overload protection Ir=25A short-circuit protection Ii=10 x In Screw connection | 2040 | 1 | ZE | 1
3VJ1192-6DB32-0AA0 |  | circuit breaker 3VJ1 IEC MCCB_FS1_125A Line protection ATFM 3 Pole Ics=Icu=36kA@415V In=25A overload protection Ir=20A..25A short-circuit protection Ii=10 x In Screw connection | 2080 | 1 | ZE | 1
3VJ1192-6EA42-0AA0 |  | circuit breaker 3VJ1 IEC MCCB_FS1_125A Line protection FTFM 4 Pole Ics=Icu=36kA@415V In=25A overload protection Ir=25A short-circuit protection Ii=10 x In Screw connection | 2650 | 1 | ZE | 1
3VJ1192-6EB42-0AA0 |  | circuit breaker 3VJ1 IEC MCCB_FS1_125A Line protection ATFM 4 Pole Ics=Icu=36kA@415V In=25A overload protection Ir=20A..25A short-circuit protection Ii=10 x In Screw connection | 2710 | 1 | ZE | 1
3VJ1192-7DA22-0AA0 |  | circuit breaker 3VJ1 IEC framesize 3VJ11 125A line protection FTFM 2-pole Icu=55kA@415V Ics=75% Icu In=25A overload protection Ir=25A short-circuit protection Ii=600A Screw connection | 1480 | 1 | ZE | 1
3VJ1192-7DA32-0AA0 |  | circuit breaker 3VJ1 IEC framesize 3VJ11 125A line protection FTFM 3-pole Icu=55kA@415V Ics=75% Icu In=25A overload protection Ir=25A short-circuit protection Ii=600A Screw connection | 2100 | 1 | ZE | 1
3VJ1192-7DB32-0AA0 |  | circuit breaker 3VJ1 IEC framesize 3VJ11 125A line protection ATFM 3-pole Icu=55kA@415V Ics=75% Icu In=25A overload protection Ir=20A..25A short-circuit protection Ii=600A Screw connection | 2150 | 1 | ZE | 1
3VJ1192-7EA42-0AA0 |  | circuit breaker 3VJ1 IEC framesize 3VJ11 125A line protection FTFM 4-pole Icu=55kA@415V Ics=75% Icu In=25A overload protection Ir=25A short-circuit protection Ii=600A Screw connection | 2740 | 1 | ZE | 1
3VJ1192-7EB42-0AA0 |  | circuit breaker 3VJ1 IEC framesize 3VJ11 125A line protection ATFM 4-pole Icu=55kA@415V Ics=75% Icu In=25A overload protection Ir=20A..25A short-circuit protection Ii=600A Screw connection | 2820 | 1 | ZE | 1
3VJ1196-4DA22-0AA0 |  | circuit breaker 3VJ1 IEC MCCB_FS1_125A Line protection FTFM 2 Pole Ics=Icu=25kA@415V In=16A overload protection Ir=16A short-circuit protection Ii=10 x In Screw connection | 1310 | 1 | ZE | 1
3VJ1196-4DA32-0AA0 |  | circuit breaker 3VJ1 IEC MCCB_FS1_125A Line protection FTFM 3 Pole Ics=Icu=25kA@415V In=16A overload protection Ir=16A short-circuit protection Ii=10 x In Screw connection | 1860 | 1 | ZE | 1
3VJ1196-4DB32-0AA0 |  | circuit breaker 3VJ1 IEC MCCB_FS1_125A Line protection ATFM 3 Pole Ics=Icu=25kA@415V In=16A overload protection Ir=12.8A..16A short-circuit protection Ii=10 x In Screw connection | 1920 | 1 | ZE | 1
3VJ1196-4EA42-0AA0 |  | circuit breaker 3VJ1 IEC MCCB_FS1_125A Line protection FTFM 4 Pole Ics=Icu=25kA@415V In=16A overload protection Ir=16A short-circuit protection Ii=10 x In Screw connection | 2430 | 1 | ZE | 1
3VJ1196-4EB42-0AA0 |  | circuit breaker 3VJ1 IEC MCCB_FS1_125A Line protection ATFM 4 Pole Ics=Icu=25kA@415V In=16A overload protection Ir=12.8A..16A short-circuit protection Ii=10 x In Screw connection | 2490 | 1 | ZE | 1
3VJ1196-6DA22-0AA0 |  | circuit breaker 3VJ1 IEC MCCB_FS1_125A Line protection FTFM 2 Pole Ics=Icu=36kA@415V In=16A overload protection Ir=16A short-circuit protection Ii=10 x In Screw connection | 1420 | 1 | ZE | 1
3VJ1196-6DA32-0AA0 |  | circuit breaker 3VJ1 IEC MCCB_FS1_125A Line protection FTFM 3 Pole Ics=Icu=36kA@415V In=16A overload protection Ir=16A short-circuit protection Ii=10 x In Screw connection | 2040 | 1 | ZE | 1
3VJ1196-6DB32-0AA0 |  | circuit breaker 3VJ1 IEC MCCB_FS1_125A Line protection ATFM 3 Pole Ics=Icu=36kA@415V In=16A overload protection Ir=12.8A..16A short-circuit protection Ii=10 x In Screw connection | 2080 | 1 | ZE | 1
3VJ1196-6EA42-0AA0 |  | circuit breaker 3VJ1 IEC MCCB_FS1_125A Line protection FTFM 4 Pole Ics=Icu=36kA@415V In=16A overload protection Ir=16A short-circuit protection Ii=10 x In Screw connection | 2650 | 1 | ZE | 1
3VJ1196-6EB42-0AA0 |  | circuit breaker 3VJ1 IEC MCCB_FS1_125A Line protection ATFM 4 Pole Ics=Icu=36kA@415V In=16A overload protection Ir=12.8A..16A short-circuit protection Ii=10 x In Screw connection | 2710 | 1 | ZE | 1
3VJ1216-1DA22-0AA0 |  | circuit breaker 3VJ1 IEC framesize 3VJ12 250A line protection FTFM 2-pole Icu=18kA@415V Ics=75% Icu In=160A overload protection Ir=160A short-circuit protection Ii=10 x In Screw connection | 2190 | 1 | ZE | 1
3VJ1216-1DA32-0AA0 |  | circuit breaker 3VJ1 IEC framesize 3VJ12 250A line protection FTFM 3-pole Icu=18kA@415V Ics=75% Icu In=160A overload protection Ir=160A short-circuit protection Ii=10 x In Screw connection | 3120 | 1 | ZE | 1
3VJ1216-1DB32-0AA0 |  | circuit breaker 3VJ1 IEC framesize 3VJ12 250A line protection ATFM 3-pole Icu=18kA@415V Ics=75% Icu In=160A overload protection Ir=128A...160A short-circuit protection Ii=10 x In Screw connection | 3190 | 1 | ZE | 1
3VJ1216-1EA42-0AA0 |  | circuit breaker 3VJ1 IEC framesize 3VJ12 250A line protection FTFM 4-pole Icu=18kA@415V Ics=75% Icu In=160A overload protection Ir=160A short-circuit protection Ii=10 x In Screw connection | 4070 | 1 | ZE | 1
3VJ1216-1EB42-0AA0 |  | circuit breaker 3VJ1 IEC framesize 3VJ12 250A line protection ATFM 4-pole Icu=18kA@415V Ics=75% Icu In=160A overload protection Ir=128A...160A short-circuit protection Ii=10 x In Screw connection | 4160 | 1 | ZE | 1
3VJ1216-2DA22-0AA0 |  | circuit breaker 3VJ1 IEC MCCB_FS2_250A Line protection FTFM 2 Pole Ics=Icu=18kA@415V In=160A overload protection Ir=160A short-circuit protection Ii=10 x In Screw connection | 2500 | 1 | ZE | 1
3VJ1216-2DA32-0AA0 |  | circuit breaker 3VJ1 IEC MCCB_FS2_250A Line protection FTFM 3 Pole Ics=Icu=18kA@415V In=160A overload protection Ir=160A short-circuit protection Ii=10 x In Screw connection | 3580 | 1 | ZE | 1
3VJ1216-2DB32-0AA0 |  | circuit breaker 3VJ1 IEC MCCB_FS2_250A Line protection ATFM 3 Pole Ics=Icu=18kA@415V In=160A overload protection Ir=128A..160A short-circuit protection Ii=10 x In Screw connection | 3630 | 1 | ZE | 1
3VJ1216-2EA42-0AA0 |  | circuit breaker 3VJ1 IEC MCCB_FS2_250A Line protection FTFM 4 Pole Ics=Icu=18kA@415V In=160A overload protection Ir=160A short-circuit protection Ii=10 x In Screw connection | 4650 | 1 | ZE | 1
3VJ1216-2EB42-0AA0 |  | circuit breaker 3VJ1 IEC MCCB_FS2_250A Line protection ATFM 4 Pole Ics=Icu=18kA@415V In=160A overload protection Ir=128A..160A short-circuit protection Ii=10 x In Screw connection | 4760 | 1 | ZE | 1
3VJ1216-3DA22-0AA0 |  | circuit breaker 3VJ1 IEC framesize 3VJ12 250A line protection FTFM 2-pole Icu=25kA@415V Ics=75% Icu In=160A overload protection Ir=160A short-circuit protection Ii=10 x In Screw connection | 2580 | 1 | ZE | 1
3VJ1216-3DA32-0AA0 |  | circuit breaker 3VJ1 IEC framesize 3VJ12 250A line protection FTFM 3-pole Icu=25kA@415V Ics=75% Icu In=160A overload protection Ir=160A short-circuit protection Ii=10 x In Screw connection | 3690 | 1 | ZE | 1
3VJ1216-3DB32-0AA0 |  | circuit breaker 3VJ1 IEC framesize 3VJ12 250A line protection ATFM 3-pole Icu=25kA@415V Ics=75% Icu In=160A overload protection Ir=128A...160A short-circuit protection Ii=10 x In Screw connection | 3760 | 1 | ZE | 1
3VJ1216-3EA42-0AA0 |  | circuit breaker 3VJ1 IEC framesize 3VJ12 250A line protection FTFM 4-pole Icu=25kA@415V Ics=75% Icu In=160A overload protection Ir=160A short-circuit protection Ii=10 x In Screw connection | 4790 | 1 | ZE | 1
3VJ1216-3EB42-0AA0 |  | circuit breaker 3VJ1 IEC framesize 3VJ12 250A line protection ATFM 4-pole Icu=25kA@415V Ics=75% Icu In=160A overload protection Ir=128A...160A short-circuit protection Ii=10 x In Screw connection | 4900 | 1 | ZE | 1
3VJ1216-4DA22-0AA0 |  | circuit breaker 3VJ1 IEC MCCB_FS2_250A Line protection FTFM 2 Pole Ics=Icu=25kA@415V In=160A overload protection Ir=160A short-circuit protection Ii=10 x In Screw connection | 2740 | 1 | ZE | 1
3VJ1216-4DA32-0AA0 |  | circuit breaker 3VJ1 IEC MCCB_FS2_250A Line protection FTFM 3 Pole Ics=Icu=25kA@415V In=160A overload protection Ir=160A short-circuit protection Ii=10 x In Screw connection | 3910 | 1 | ZE | 1
3VJ1216-4DB32-0AA0 |  | circuit breaker 3VJ1 IEC MCCB_FS2_250A Line protection ATFM 3 Pole Ics=Icu=25kA@415V In=160A overload protection Ir=128A..160A short-circuit protection Ii=10 x In Screw connection | 3970 | 1 | ZE | 1
3VJ1216-4EA42-0AA0 |  | circuit breaker 3VJ1 IEC MCCB_FS2_250A Line protection FTFM 4 Pole Ics=Icu=25kA@415V In=160A overload protection Ir=160A short-circuit protection Ii=10 x In Screw connection | 5080 | 1 | ZE | 1
3VJ1216-4EB42-0AA0 |  | circuit breaker 3VJ1 IEC MCCB_FS2_250A Line protection ATFM 4 Pole Ics=Icu=25kA@415V In=160A overload protection Ir=128A..160A short-circuit protection Ii=10 x In Screw connection | 5200 | 1 | ZE | 1
3VJ1216-5DA22-0AA0 |  | circuit breaker 3VJ1 IEC framesize 3VJ12 250A line protection FTFM 2-pole Icu=36kA@415V Ics=75% Icu In=160A overload protection Ir=160A short-circuit protection Ii=10 x In Screw connection | 2820 | 1 | ZE | 1
3VJ1216-5DA32-0AA0 |  | circuit breaker 3VJ1 IEC framesize 3VJ12 250A line protection FTFM 3-pole Icu=36kA@415V Ics=75% Icu In=160A overload protection Ir=160A short-circuit protection Ii=10 x In Screw connection | 4000 | 1 | ZE | 1
3VJ1216-5DB32-0AA0 |  | circuit breaker 3VJ1 IEC framesize 3VJ12 250A line protection ATFM 3-pole Icu=36kA@415V Ics=75% Icu In=160A overload protection Ir=128A...160A short-circuit protection Ii=10 x In Screw connection | 4080 | 1 | ZE | 1
3VJ1216-5EA42-0AA0 |  | circuit breaker 3VJ1 IEC framesize 3VJ12 250A line protection FTFM 4-pole Icu=36kA@415V Ics=75% Icu In=160A overload protection Ir=160A short-circuit protection Ii=10 x In Screw connection | 5200 | 1 | ZE | 1
3VJ1216-5EB42-0AA0 |  | circuit breaker 3VJ1 IEC framesize 3VJ12 250A line protection ATFM 4-pole Icu=36kA@415V Ics=75% Icu In=160A overload protection Ir=128A...160A short-circuit protection Ii=10 x In Screw connection | 5320 | 1 | ZE | 1
3VJ1216-6DA22-0AA0 |  | circuit breaker 3VJ1 IEC MCCB_FS2_250A Line protection FTFM 2 Pole Ics=Icu=36kA@415V In=160A overload protection Ir=160A short-circuit protection Ii=10 x In Screw connection | 2980 | 1 | ZE | 1
3VJ1216-6DA32-0AA0 |  | circuit breaker 3VJ1 IEC MCCB_FS2_250A Line protection FTFM 3 Pole Ics=Icu=36kA@415V In=160A overload protection Ir=160A short-circuit protection Ii=10 x In Screw connection | 4240 | 1 | ZE | 1
3VJ1216-6DB32-0AA0 |  | circuit breaker 3VJ1 IEC MCCB_FS2_250A Line protection ATFM 3 Pole Ics=Icu=36kA@415V In=160A overload protection Ir=128A..160A short-circuit protection Ii=10 x In Screw connection | 4320 | 1 | ZE | 1
3VJ1216-6EA42-0AA0 |  | circuit breaker 3VJ1 IEC MCCB_FS2_250A Line protection FTFM 4 Pole Ics=Icu=36kA@415V In=160A overload protection Ir=160A short-circuit protection Ii=10 x In Screw connection | 5500 | 1 | ZE | 1
3VJ1216-6EB42-0AA0 |  | circuit breaker 3VJ1 IEC MCCB_FS2_250A Line protection ATFM 4 Pole Ics=Icu=36kA@415V In=160A overload protection Ir=128A..160A short-circuit protection Ii=10 x In Screw connection | 5640 | 1 | ZE | 1
3VJ1216-7DA22-0AA0 |  | circuit breaker 3VJ1 IEC framesize 3VJ12 250A line protection FTFM 2-pole Icu=55kA@415V Ics=75% Icu In=160A overload protection Ir=160A short-circuit protection Ii=10 x In Screw connection | 3090 | 1 | ZE | 1
3VJ1216-7DA32-0AA0 |  | circuit breaker 3VJ1 IEC framesize 3VJ12 250A line protection FTFM 3-pole Icu=55kA@415V Ics=75% Icu In=160A overload protection Ir=160A short-circuit protection Ii=10 x In Screw connection | 4400 | 1 | ZE | 1
3VJ1216-7DB32-0AA0 |  | circuit breaker 3VJ1 IEC framesize 3VJ12 250A line protection ATFM 3-pole Icu=55kA@415V Ics=75% Icu In=160A overload protection Ir=128A...160A short-circuit protection Ii=10 x In Screw connection | 4490 | 1 | ZE | 1
3VJ1216-7EA42-0AA0 |  | circuit breaker 3VJ1 IEC framesize 3VJ12 250A line protection FTFM 4-pole Icu=55kA@415V Ics=75% Icu In=160A overload protection Ir=160A short-circuit protection Ii=10 x In Screw connection | 5740 | 1 | ZE | 1
3VJ1216-7EB42-0AA0 |  | circuit breaker 3VJ1 IEC framesize 3VJ12 250A line protection ATFM 4-pole Icu=55kA@415V Ics=75% Icu In=160A overload protection Ir=128A...160A short-circuit protection Ii=10 x In Screw connection | 5830 | 1 | ZE | 1
3VJ1216-8DA22-0AA0 |  | circuit breaker 3VJ1 IEC MCCB_FS2_250A Line protection FTFM 2 Pole Ics=Icu=55kA@415V In=160A overload protection Ir=160A short-circuit protection Ii=10 x In Screw connection | 3260 | 1 | ZE | 1
3VJ1216-8DA32-0AA0 |  | circuit breaker 3VJ1 IEC MCCB_FS2_250A Line protection FTFM 3 Pole Ics=Icu=55kA@415V In=160A overload protection Ir=160A short-circuit protection Ii=10 x In Screw connection | 4660 | 1 | ZE | 1
3VJ1216-8DB32-0AA0 |  | circuit breaker 3VJ1 IEC MCCB_FS2_250A Line protection ATFM 3 Pole Ics=Icu=55kA@415V In=160A overload protection Ir=128A..160A short-circuit protection Ii=10 x In Screw connection | 4770 | 1 | ZE | 1
3VJ1216-8EA42-0AA0 |  | circuit breaker 3VJ1 IEC MCCB_FS2_250A Line protection FTFM 4 Pole Ics=Icu=55kA@415V In=160A overload protection Ir=160A short-circuit protection Ii=10 x In Screw connection | 6090 | 1 | ZE | 1
3VJ1216-8EB42-0AA0 |  | circuit breaker 3VJ1 IEC MCCB_FS2_250A Line protection ATFM 4 Pole Ics=Icu=55kA@415V In=160A overload protection Ir=128A..160A short-circuit protection Ii=10 x In Screw connection | 6190 | 1 | ZE | 1
3VJ1220-1DA22-0AA0 |  | circuit breaker 3VJ1 IEC framesize 3VJ12 250A line protection FTFM 2-pole Icu=18kA@415V Ics=75% Icu In=200A overload protection Ir=200A short-circuit protection Ii=10 x In Screw connection | 2740 | 1 | ZE | 1
3VJ1220-1DA32-0AA0 |  | circuit breaker 3VJ1 IEC framesize 3VJ12 250A line protection FTFM 3-pole Icu=18kA@415V Ics=75% Icu In=200A overload protection Ir=200A short-circuit protection Ii=10 x In Screw connection | 3910 | 1 | ZE | 1
3VJ1220-1DB32-0AA0 |  | circuit breaker 3VJ1 IEC framesize 3VJ12 250A line protection ATFM 3-pole Icu=18kA@415V Ics=75% Icu In=200A overload protection Ir=160A...200A short-circuit protection Ii=10 x In Screw connection | 3980 | 1 | ZE | 1
3VJ1220-1EA42-0AA0 |  | circuit breaker 3VJ1 IEC framesize 3VJ12 250A line protection FTFM 4-pole Icu=18kA@415V Ics=75% Icu In=200A overload protection Ir=200A short-circuit protection Ii=10 x In Screw connection | 5090 | 1 | ZE | 1
3VJ1220-1EB42-0AA0 |  | circuit breaker 3VJ1 IEC framesize 3VJ12 250A line protection ATFM 4-pole Icu=18kA@415V Ics=75% Icu In=200A overload protection Ir=160A...200A short-circuit protection Ii=10 x In Screw connection | 5190 | 1 | ZE | 1
3VJ1220-2DA22-0AA0 |  | circuit breaker 3VJ1 IEC MCCB_FS2_250A Line protection FTFM 2 Pole Ics=Icu=18kA@415V In=200A overload protection Ir=200A short-circuit protection Ii=10 x In Screw connection | 3120 | 1 | ZE | 1
3VJ1220-2DA32-0AA0 |  | circuit breaker 3VJ1 IEC MCCB_FS2_250A Line protection FTFM 3 Pole Ics=Icu=18kA@415V In=200A overload protection Ir=200A short-circuit protection Ii=10 x In Screw connection | 4470 | 1 | ZE | 1
3VJ1220-2DB32-0AA0 |  | circuit breaker 3VJ1 IEC MCCB_FS2_250A Line protection ATFM 3 Pole Ics=Icu=18kA@415V In=200A overload protection Ir=160A..200A short-circuit protection Ii=10 x In Screw connection | 4550 | 1 | ZE | 1
3VJ1220-2EA42-0AA0 |  | circuit breaker 3VJ1 IEC MCCB_FS2_250A Line protection FTFM 4 Pole Ics=Icu=18kA@415V In=200A overload protection Ir=200A short-circuit protection Ii=10 x In Screw connection | 5800 | 1 | ZE | 1
3VJ1220-2EB42-0AA0 |  | circuit breaker 3VJ1 IEC MCCB_FS2_250A Line protection ATFM 4 Pole Ics=Icu=18kA@415V In=200A overload protection Ir=160A..200A short-circuit protection Ii=10 x In Screw connection | 5920 | 1 | ZE | 1
3VJ1220-3DA22-0AA0 |  | circuit breaker 3VJ1 IEC framesize 3VJ12 250A line protection FTFM 2-pole Icu=25kA@415V Ics=75% Icu In=200A overload protection Ir=200A short-circuit protection Ii=10 x In Screw connection | 3210 | 1 | ZE | 1
3VJ1220-3DA32-0AA0 |  | circuit breaker 3VJ1 IEC framesize 3VJ12 250A line protection FTFM 3-pole Icu=25kA@415V Ics=75% Icu In=200A overload protection Ir=200A short-circuit protection Ii=10 x In Screw connection | 4600 | 1 | ZE | 1
3VJ1220-3DB32-0AA0 |  | circuit breaker 3VJ1 IEC framesize 3VJ12 250A line protection ATFM 3-pole Icu=25kA@415V Ics=75% Icu In=200A overload protection Ir=160A...200A short-circuit protection Ii=10 x In Screw connection | 4700 | 1 | ZE | 1
3VJ1220-3EA42-0AA0 |  | circuit breaker 3VJ1 IEC framesize 3VJ12 250A line protection FTFM 4-pole Icu=25kA@415V Ics=75% Icu In=200A overload protection Ir=200A short-circuit protection Ii=10 x In Screw connection | 5980 | 1 | ZE | 1
3VJ1220-3EB42-0AA0 |  | circuit breaker 3VJ1 IEC framesize 3VJ12 250A line protection ATFM 4-pole Icu=25kA@415V Ics=75% Icu In=200A overload protection Ir=160A...200A short-circuit protection Ii=10 x In Screw connection | 6110 | 1 | ZE | 1
3VJ1220-4DA22-0AA0 |  | circuit breaker 3VJ1 IEC MCCB_FS2_250A Line protection FTFM 2 Pole Ics=Icu=25kA@415V In=200A overload protection Ir=200A short-circuit protection Ii=10 x In Screw connection | 3420 | 1 | ZE | 1
3VJ1220-4DA32-0AA0 |  | circuit breaker 3VJ1 IEC MCCB_FS2_250A Line protection FTFM 3 Pole Ics=Icu=25kA@415V In=200A overload protection Ir=200A short-circuit protection Ii=10 x In Screw connection | 4880 | 1 | ZE | 1
3VJ1220-4DB32-0AA0 |  | circuit breaker 3VJ1 IEC MCCB_FS2_250A Line protection ATFM 3 Pole Ics=Icu=25kA@415V In=200A overload protection Ir=160A..200A short-circuit protection Ii=10 x In Screw connection | 4980 | 1 | ZE | 1
3VJ1220-4EA42-0AA0 |  | circuit breaker 3VJ1 IEC MCCB_FS2_250A Line protection FTFM 4 Pole Ics=Icu=25kA@415V In=200A overload protection Ir=200A short-circuit protection Ii=10 x In Screw connection | 6330 | 1 | ZE | 1
3VJ1220-4EB42-0AA0 |  | circuit breaker 3VJ1 IEC MCCB_FS2_250A Line protection ATFM 4 Pole Ics=Icu=25kA@415V In=200A overload protection Ir=160A..200A short-circuit protection Ii=10 x In Screw connection | 6470 | 1 | ZE | 1
3VJ1220-5DA22-0AA0 |  | circuit breaker 3VJ1 IEC framesize 3VJ12 250A line protection FTFM 2-pole Icu=36kA@415V Ics=75% Icu In=200A overload protection Ir=200A short-circuit protection Ii=10 x In Screw connection | 3500 | 1 | ZE | 1
3VJ1220-5DA32-0AA0 |  | circuit breaker 3VJ1 IEC framesize 3VJ12 250A line protection FTFM 3-pole Icu=36kA@415V Ics=75% Icu In=200A overload protection Ir=200A short-circuit protection Ii=10 x In Screw connection | 5010 | 1 | ZE | 1
3VJ1220-5DB32-0AA0 |  | circuit breaker 3VJ1 IEC framesize 3VJ12 250A line protection ATFM 3-pole Icu=36kA@415V Ics=75% Icu In=200A overload protection Ir=160A...200A short-circuit protection Ii=10 x In Screw connection | 5100 | 1 | ZE | 1
3VJ1220-5EA42-0AA0 |  | circuit breaker 3VJ1 IEC framesize 3VJ12 250A line protection FTFM 4-pole Icu=36kA@415V Ics=75% Icu In=200A overload protection Ir=200A short-circuit protection Ii=10 x In Screw connection | 6510 | 1 | ZE | 1
3VJ1220-5EB42-0AA0 |  | circuit breaker 3VJ1 IEC framesize 3VJ12 250A line protection ATFM 4-pole Icu=36kA@415V Ics=75% Icu In=200A overload protection Ir=160A...200A short-circuit protection Ii=10 x In Screw connection | 6630 | 1 | ZE | 1
3VJ1220-6DA22-0AA0 |  | circuit breaker 3VJ1 IEC MCCB_FS2_250A Line protection FTFM 2 Pole Ics=Icu=36kA@415V In=200A overload protection Ir=200A short-circuit protection Ii=10 x In Screw connection | 3710 | 1 | ZE | 1
3VJ1220-6DA32-0AA0 |  | circuit breaker 3VJ1 IEC MCCB_FS2_250A Line protection FTFM 3 Pole Ics=Icu=36kA@415V In=200A overload protection Ir=200A short-circuit protection Ii=10 x In Screw connection | 5320 | 1 | ZE | 1
3VJ1220-6DB32-0AA0 |  | circuit breaker 3VJ1 IEC MCCB_FS2_250A Line protection ATFM 3 Pole Ics=Icu=36kA@415V In=200A overload protection Ir=160A..200A short-circuit protection Ii=10 x In Screw connection | 5410 | 1 | ZE | 1
3VJ1220-6EA42-0AA0 |  | circuit breaker 3VJ1 IEC MCCB_FS2_250A Line protection FTFM 4 Pole Ics=Icu=36kA@415V In=200A overload protection Ir=200A short-circuit protection Ii=10 x In Screw connection | 6900 | 1 | ZE | 1
3VJ1220-6EB42-0AA0 |  | circuit breaker 3VJ1 IEC MCCB_FS2_250A Line protection ATFM 4 Pole Ics=Icu=36kA@415V In=200A overload protection Ir=160A..200A short-circuit protection Ii=10 x In Screw connection | 7030 | 1 | ZE | 1
3VJ1220-7DA22-0AA0 |  | circuit breaker 3VJ1 IEC framesize 3VJ12 250A line protection FTFM 2-pole Icu=55kA@415V Ics=75% Icu In=200A overload protection Ir=200A short-circuit protection Ii=10 x In Screw connection | 3860 | 1 | ZE | 1
3VJ1220-7DA32-0AA0 |  | circuit breaker 3VJ1 IEC framesize 3VJ12 250A line protection FTFM 3-pole Icu=55kA@415V Ics=75% Icu In=200A overload protection Ir=200A short-circuit protection Ii=10 x In Screw connection | 5500 | 1 | ZE | 1
3VJ1220-7DB32-0AA0 |  | circuit breaker 3VJ1 IEC framesize 3VJ12 250A line protection ATFM 3-pole Icu=55kA@415V Ics=75% Icu In=200A overload protection Ir=160A...200A short-circuit protection Ii=10 x In Screw connection | 5610 | 1 | ZE | 1
3VJ1220-7EA42-0AA0 |  | circuit breaker 3VJ1 IEC framesize 3VJ12 250A line protection FTFM 4-pole Icu=55kA@415V Ics=75% Icu In=200A overload protection Ir=200A short-circuit protection Ii=10 x In Screw connection | 7160 | 1 | ZE | 1
3VJ1220-7EB42-0AA0 |  | circuit breaker 3VJ1 IEC framesize 3VJ12 250A line protection ATFM 4-pole Icu=55kA@415V Ics=75% Icu In=200A overload protection Ir=160A...200A short-circuit protection Ii=10 x In Screw connection | 7320 | 1 | ZE | 1
3VJ1220-8DA22-0AA0 |  | circuit breaker 3VJ1 IEC MCCB_FS2_250A Line protection FTFM 2 Pole Ics=Icu=55kA@415V In=200A overload protection Ir=200A short-circuit protection Ii=10 x In Screw connection | 4090 | 1 | ZE | 1
3VJ1220-8DA32-0AA0 |  | circuit breaker 3VJ1 IEC MCCB_FS2_250A Line protection FTFM 3 Pole Ics=Icu=55kA@415V In=200A overload protection Ir=200A short-circuit protection Ii=10 x In Screw connection | 5830 | 1 | ZE | 1
3VJ1220-8DB32-0AA0 |  | circuit breaker 3VJ1 IEC MCCB_FS2_250A Line protection ATFM 3 Pole Ics=Icu=55kA@415V In=200A overload protection Ir=160A..200A short-circuit protection Ii=10 x In Screw connection | 5940 | 1 | ZE | 1
3VJ1220-8EA42-0AA0 |  | circuit breaker 3VJ1 IEC MCCB_FS2_250A Line protection FTFM 4 Pole Ics=Icu=55kA@415V In=200A overload protection Ir=200A short-circuit protection Ii=10 x In Screw connection | 7580 | 1 | ZE | 1
3VJ1220-8EB42-0AA0 |  | circuit breaker 3VJ1 IEC MCCB_FS2_250A Line protection ATFM 4 Pole Ics=Icu=55kA@415V In=200A overload protection Ir=160A..200A short-circuit protection Ii=10 x In Screw connection | 7750 | 1 | ZE | 1
3VJ1225-1DA22-0AA0 |  | circuit breaker 3VJ1 IEC framesize 3VJ12 250A line protection FTFM 2-pole Icu=18kA@415V Ics=75% Icu In=250A overload protection Ir=250A short-circuit protection Ii=10 x In Screw connection | 3080 | 1 | ZE | 1
3VJ1225-1DA32-0AA0 |  | circuit breaker 3VJ1 IEC framesize 3VJ12 250A line protection FTFM 3-pole Icu=18kA@415V Ics=75% Icu In=250A overload protection Ir=250A short-circuit protection Ii=10 x In Screw connection | 4390 | 1 | ZE | 1
3VJ1225-1DB32-0AA0 |  | circuit breaker 3VJ1 IEC framesize 3VJ12 250A line protection ATFM 3-pole Icu=18kA@415V Ics=75% Icu In=250A overload protection Ir=200A...250A short-circuit protection Ii=10 x In Screw connection | 4490 | 1 | ZE | 1
3VJ1225-1EA42-0AA0 |  | circuit breaker 3VJ1 IEC framesize 3VJ12 250A line protection FTFM 4-pole Icu=18kA@415V Ics=75% Icu In=250A overload protection Ir=250A short-circuit protection Ii=10 x In Screw connection | 5710 | 1 | ZE | 1
3VJ1225-1EB42-0AA0 |  | circuit breaker 3VJ1 IEC framesize 3VJ12 250A line protection ATFM 4-pole Icu=18kA@415V Ics=75% Icu In=250A overload protection Ir=200A...250A short-circuit protection Ii=10 x In Screw connection | 5820 | 1 | ZE | 1
3VJ1225-2DA22-0AA0 |  | circuit breaker 3VJ1 IEC MCCB_FS2_250A Line protection FTFM 2 Pole Ics=Icu=18kA@415V In=250A overload protection Ir=250A short-circuit protection Ii=10 x In Screw connection | 3510 | 1 | ZE | 1
3VJ1225-2DA32-0AA0 |  | circuit breaker 3VJ1 IEC MCCB_FS2_250A Line protection FTFM 3 Pole Ics=Icu=18kA@415V In=250A overload protection Ir=250A short-circuit protection Ii=10 x In Screw connection | 4990 | 1 | ZE | 1
3VJ1225-2DB32-0AA0 |  | circuit breaker 3VJ1 IEC MCCB_FS2_250A Line protection ATFM 3 Pole Ics=Icu=18kA@415V In=250A overload protection Ir=200A..250A short-circuit protection Ii=10 x In Screw connection | 5110 | 1 | ZE | 1
3VJ1225-2EA42-0AA0 |  | circuit breaker 3VJ1 IEC MCCB_FS2_250A Line protection FTFM 4 Pole Ics=Icu=18kA@415V In=250A overload protection Ir=250A short-circuit protection Ii=10 x In Screw connection | 6510 | 1 | ZE | 1
3VJ1225-2EB42-0AA0 |  | circuit breaker 3VJ1 IEC MCCB_FS2_250A Line protection ATFM 4 Pole Ics=Icu=18kA@415V In=250A overload protection Ir=200A..250A short-circuit protection Ii=10 x In Screw connection | 6650 | 1 | ZE | 1
3VJ1225-3DA22-0AA0 |  | circuit breaker 3VJ1 IEC framesize 3VJ12 250A line protection FTFM 2-pole Icu=25kA@415V Ics=75% Icu In=250A overload protection Ir=250A short-circuit protection Ii=10 x In Screw connection | 3610 | 1 | ZE | 1
3VJ1225-3DA32-0AA0 |  | circuit breaker 3VJ1 IEC framesize 3VJ12 250A line protection FTFM 3-pole Icu=25kA@415V Ics=75% Icu In=250A overload protection Ir=250A short-circuit protection Ii=10 x In Screw connection | 5150 | 1 | ZE | 1
3VJ1225-3DB32-0AA0 |  | circuit breaker 3VJ1 IEC framesize 3VJ12 250A line protection ATFM 3-pole Icu=25kA@415V Ics=75% Icu In=250A overload protection Ir=200A...250A short-circuit protection Ii=10 x In Screw connection | 5270 | 1 | ZE | 1
3VJ1225-3EA42-0AA0 |  | circuit breaker 3VJ1 IEC framesize 3VJ12 250A line protection FTFM 4-pole Icu=25kA@415V Ics=75% Icu In=250A overload protection Ir=250A short-circuit protection Ii=10 x In Screw connection | 6720 | 1 | ZE | 1
3VJ1225-3EB42-0AA0 |  | circuit breaker 3VJ1 IEC framesize 3VJ12 250A line protection ATFM 4-pole Icu=25kA@415V Ics=75% Icu In=250A overload protection Ir=200A...250A short-circuit protection Ii=10 x In Screw connection | 6850 | 1 | ZE | 1
3VJ1225-4DA22-0AA0 |  | circuit breaker 3VJ1 IEC MCCB_FS2_250A Line protection FTFM 2 Pole Ics=Icu=25kA@415V In=250A overload protection Ir=250A short-circuit protection Ii=10 x In Screw connection | 3830 | 1 | ZE | 1
3VJ1225-4DA32-0AA0 |  | circuit breaker 3VJ1 IEC MCCB_FS2_250A Line protection FTFM 3 Pole Ics=Icu=25kA@415V In=250A overload protection Ir=250A short-circuit protection Ii=10 x In Screw connection | 5460 | 1 | ZE | 1
3VJ1225-4DB32-0AA0 |  | circuit breaker 3VJ1 IEC MCCB_FS2_250A Line protection ATFM 3 Pole Ics=Icu=25kA@415V In=250A overload protection Ir=200A..250A short-circuit protection Ii=10 x In Screw connection | 5600 | 1 | ZE | 1
3VJ1225-4EA42-0AA0 |  | circuit breaker 3VJ1 IEC MCCB_FS2_250A Line protection FTFM 4 Pole Ics=Icu=25kA@415V In=250A overload protection Ir=250A short-circuit protection Ii=10 x In Screw connection | 7110 | 1 | ZE | 1
3VJ1225-4EB42-0AA0 |  | circuit breaker 3VJ1 IEC MCCB_FS2_250A Line protection ATFM 4 Pole Ics=Icu=25kA@415V In=250A overload protection Ir=200A..250A short-circuit protection Ii=10 x In Screw connection | 7260 | 1 | ZE | 1
3VJ1225-5DA22-0AA0 |  | circuit breaker 3VJ1 IEC framesize 3VJ12 250A line protection FTFM 2-pole Icu=36kA@415V Ics=75% Icu In=250A overload protection Ir=250A short-circuit protection Ii=10 x In Screw connection | 3920 | 1 | ZE | 1
3VJ1225-5DA32-0AA0 |  | circuit breaker 3VJ1 IEC framesize 3VJ12 250A line protection FTFM 3-pole Icu=36kA@415V Ics=75% Icu In=250A overload protection Ir=250A short-circuit protection Ii=10 x In Screw connection | 5610 | 1 | ZE | 1
3VJ1225-5DB32-0AA0 |  | circuit breaker 3VJ1 IEC framesize 3VJ12 250A line protection ATFM 3-pole Icu=36kA@415V Ics=75% Icu In=250A overload protection Ir=200A...250A short-circuit protection Ii=10 x In Screw connection | 5740 | 1 | ZE | 1
3VJ1225-5EA42-0AA0 |  | circuit breaker 3VJ1 IEC framesize 3VJ12 250A line protection FTFM 4-pole Icu=36kA@415V Ics=75% Icu In=250A overload protection Ir=250A short-circuit protection Ii=10 x In Screw connection | 7290 | 1 | ZE | 1
3VJ1225-5EB42-0AA0 |  | circuit breaker 3VJ1 IEC framesize 3VJ12 250A line protection ATFM 4-pole Icu=36kA@415V Ics=75% Icu In=250A overload protection Ir=200A...250A short-circuit protection Ii=10 x In Screw connection | 7450 | 1 | ZE | 1
3VJ1225-6DA22-0AA0 |  | circuit breaker 3VJ1 IEC MCCB_FS2_250A Line protection FTFM 2 Pole Ics=Icu=36kA@415V In=250A overload protection Ir=250A short-circuit protection Ii=10 x In Screw connection | 4160 | 1 | ZE | 1
3VJ1225-6DA32-0AA0 |  | circuit breaker 3VJ1 IEC MCCB_FS2_250A Line protection FTFM 3 Pole Ics=Icu=36kA@415V In=250A overload protection Ir=250A short-circuit protection Ii=10 x In Screw connection | 5940 | 1 | ZE | 1
3VJ1225-6DB32-0AA0 |  | circuit breaker 3VJ1 IEC MCCB_FS2_250A Line protection ATFM 3 Pole Ics=Icu=36kA@415V In=250A overload protection Ir=200A..250A short-circuit protection Ii=10 x In Screw connection | 6090 | 1 | ZE | 1
3VJ1225-6EA42-0AA0 |  | circuit breaker 3VJ1 IEC MCCB_FS2_250A Line protection FTFM 4 Pole Ics=Icu=36kA@415V In=250A overload protection Ir=250A short-circuit protection Ii=10 x In Screw connection | 7730 | 1 | ZE | 1
3VJ1225-6EB42-0AA0 |  | circuit breaker 3VJ1 IEC MCCB_FS2_250A Line protection ATFM 4 Pole Ics=Icu=36kA@415V In=250A overload protection Ir=200A..250A short-circuit protection Ii=10 x In Screw connection | 7900 | 1 | ZE | 1
3VJ1225-7DA22-0AA0 |  | circuit breaker 3VJ1 IEC framesize 3VJ12 250A line protection FTFM 2-pole Icu=55kA@415V Ics=75% Icu In=250A overload protection Ir=250A short-circuit protection Ii=10 x In Screw connection | 4320 | 1 | ZE | 1
3VJ1225-7DA32-0AA0 |  | circuit breaker 3VJ1 IEC framesize 3VJ12 250A line protection FTFM 3-pole Icu=55kA@415V Ics=75% Icu In=250A overload protection Ir=250A short-circuit protection Ii=10 x In Screw connection | 6170 | 1 | ZE | 1
3VJ1225-7DB32-0AA0 |  | circuit breaker 3VJ1 IEC framesize 3VJ12 250A line protection ATFM 3-pole Icu=55kA@415V Ics=75% Icu In=250A overload protection Ir=200A...250A short-circuit protection Ii=10 x In Screw connection | 6290 | 1 | ZE | 1
3VJ1225-7EA42-0AA0 |  | circuit breaker 3VJ1 IEC framesize 3VJ12 250A line protection FTFM 4-pole Icu=55kA@415V Ics=75% Icu In=250A overload protection Ir=250A short-circuit protection Ii=10 x In Screw connection | 8030 | 1 | ZE | 1
3VJ1225-7EB42-0AA0 |  | circuit breaker 3VJ1 IEC framesize 3VJ12 250A line protection ATFM 4-pole Icu=55kA@415V Ics=75% Icu In=250A overload protection Ir=200A...250A short-circuit protection Ii=10 x In Screw connection | 8190 | 1 | ZE | 1
3VJ1225-8DA22-0AA0 |  | circuit breaker 3VJ1 IEC MCCB_FS2_250A Line protection FTFM 2 Pole Ics=Icu=55kA@415V In=250A overload protection Ir=250A short-circuit protection Ii=10 x In Screw connection | 4580 | 1 | ZE | 1
3VJ1225-8DA32-0AA0 |  | circuit breaker 3VJ1 IEC MCCB_FS2_250A Line protection FTFM 3 Pole Ics=Icu=55kA@415V In=250A overload protection Ir=250A short-circuit protection Ii=10 x In Screw connection | 6550 | 1 | ZE | 1
3VJ1225-8DB32-0AA0 |  | circuit breaker 3VJ1 IEC MCCB_FS2_250A Line protection ATFM 3 Pole Ics=Icu=55kA@415V In=250A overload protection Ir=200A..250A short-circuit protection Ii=10 x In Screw connection | 6670 | 1 | ZE | 1
3VJ1225-8EA42-0AA0 |  | circuit breaker 3VJ1 IEC MCCB_FS2_250A Line protection FTFM 4 Pole Ics=Icu=55kA@415V In=250A overload protection Ir=250A short-circuit protection Ii=10 x In Screw connection | 8480 | 1 | ZE | 1
3VJ1225-8EB42-0AA0 |  | circuit breaker 3VJ1 IEC MCCB_FS2_250A Line protection ATFM 4 Pole Ics=Icu=55kA@415V In=250A overload protection Ir=200A..250A short-circuit protection Ii=10 x In Screw connection | 8650 | 1 | ZE | 1
3VJ1332-3DA32-0AA0 |  | circuit breaker 3VJ1 IEC framesize 3VJ13 400A line protection FTFM 3-pole Icu=25kA@415V Ics=75% Icu In=320A overload protection Ir=320A short-circuit protection Ii=10 x In Screw connection | 6740 | 1 | ZE | 1
3VJ1332-3DB32-0AA0 |  | circuit breaker 3VJ1 IEC framesize 3VJ13 400A line protection ATFM 3-pole Icu=25kA@415V Ics=75% Icu In=320A overload protection Ir=256A..320A short-circuit protection Ii=10 x In Screw connection | 6890 | 1 | ZE | 1
3VJ1332-3EA42-0AA0 |  | circuit breaker 3VJ1 IEC framesize 3VJ13 400A line protection FTFM 4-pole Icu=25kA@415V Ics=75% Icu In=320A overload protection Ir=320A short-circuit protection Ii=10 x In Screw connection | 8820 | 1 | ZE | 1
3VJ1332-3EB42-0AA0 |  | circuit breaker 3VJ1 IEC framesize 3VJ13 400A line protection ATFM 4-pole Icu=25kA@415V Ics=75% Icu In=320A overload protection Ir=256A..320A short-circuit protection Ii=10 x In Screw connection | 9070 | 1 | ZE | 1
3VJ1332-4DA32-0AA0 |  | circuit breaker 3VJ1 IEC MCCB_FS3_400A Line protection FTFM 3 Pole Ics=Icu=25kA@415V In=320A overload protection Ir=320A short-circuit protection Ii=10 x In Screw connection | 7150 | 1 | ZE | 1
3VJ1332-4DB32-0AA0 |  | circuit breaker 3VJ1 IEC MCCB_FS3_400A Line protection ATFM 3 Pole Ics=Icu=25kA@415V In=320A overload protection Ir=256A..320A short-circuit protection Ii=10 x In Screw connection | 7290 | 1 | ZE | 1
3VJ1332-4EA42-0AA0 |  | circuit breaker 3VJ1 IEC MCCB_FS3_400A Line protection FTFM 4 Pole Ics=Icu=25kA@415V In=320A overload protection Ir=320A short-circuit protection Ii=10 x In Screw connection | 9330 | 1 | ZE | 1
3VJ1332-4EB42-0AA0 |  | circuit breaker 3VJ1 IEC MCCB_FS3_400A Line protection ATFM 4 Pole Ics=Icu=25kA@415V In=320A overload protection Ir=256A..320A short-circuit protection Ii=10 x In Screw connection | 9580 | 1 | ZE | 1
3VJ1332-5DA32-0AA0 |  | circuit breaker 3VJ1 IEC framesize 3VJ13 400A line protection FTFM 3-pole Icu=36kA@415V Ics=75% Icu In=320A overload protection Ir=320A short-circuit protection Ii=10 x In Screw connection | 7340 | 1 | ZE | 1
3VJ1332-5DB32-0AA0 |  | circuit breaker 3VJ1 IEC framesize 3VJ13 400A line protection ATFM 3-pole Icu=36kA@415V Ics=75% Icu In=320A overload protection Ir=256A..320A short-circuit protection Ii=10 x In Screw connection | 7480 | 1 | ZE | 1
3VJ1332-5EA42-0AA0 |  | circuit breaker 3VJ1 IEC framesize 3VJ13 400A line protection FTFM 4-pole Icu=36kA@415V Ics=75% Icu In=320A overload protection Ir=320A short-circuit protection Ii=10 x In Screw connection | 9580 | 1 | ZE | 1
3VJ1332-5EB42-0AA0 |  | circuit breaker 3VJ1 IEC framesize 3VJ13 400A line protection ATFM 4-pole Icu=36kA@415V Ics=75% Icu In=320A overload protection Ir=256A..320A short-circuit protection Ii=10 x In Screw connection | 9840 | 1 | ZE | 1
3VJ1332-6DA32-0AA0 |  | circuit breaker 3VJ1 IEC MCCB_FS3_400A Line protection FTFM 3 Pole Ics=Icu=36kA@415V In=320A overload protection Ir=320A short-circuit protection Ii=10 x In Screw connection | 7770 | 1 | ZE | 1
3VJ1332-6DB32-0AA0 |  | circuit breaker 3VJ1 IEC MCCB_FS3_400A Line protection ATFM 3 Pole Ics=Icu=36kA@415V In=320A overload protection Ir=256A..320A short-circuit protection Ii=10 x In Screw connection | 7920 | 1 | ZE | 1
3VJ1332-6EA42-0AA0 |  | circuit breaker 3VJ1 IEC MCCB_FS3_400A Line protection FTFM 4 Pole Ics=Icu=36kA@415V In=320A overload protection Ir=320A short-circuit protection Ii=10 x In Screw connection | 10100 | 1 | ZE | 1
3VJ1332-6EB42-0AA0 |  | circuit breaker 3VJ1 IEC MCCB_FS3_400A Line protection ATFM 4 Pole Ics=Icu=36kA@415V In=320A overload protection Ir=256A..320A short-circuit protection Ii=10 x In Screw connection | 10400 | 1 | ZE | 1
3VJ1332-7DA32-0AA0 |  | circuit breaker 3VJ1 IEC framesize 3VJ13 400A line protection FTFM 3-pole Icu=55kA@415V Ics=75% Icu In=320A overload protection Ir=320A short-circuit protection Ii=10 x In Screw connection | 8050 | 1 | ZE | 1
3VJ1332-7DB32-0AA0 |  | circuit breaker 3VJ1 IEC framesize 3VJ13 400A line protection ATFM 3-pole Icu=55kA@415V Ics=75% Icu In=320A overload protection Ir=256A..320A short-circuit protection Ii=10 x In Screw connection | 8230 | 1 | ZE | 1
3VJ1332-7EA42-0AA0 |  | circuit breaker 3VJ1 IEC framesize 3VJ13 400A line protection FTFM 4-pole Icu=55kA@415V Ics=75% Icu In=320A overload protection Ir=320A short-circuit protection Ii=10 x In Screw connection | 10300 | 1 | ZE | 1
3VJ1332-7EB42-0AA0 |  | circuit breaker 3VJ1 IEC framesize 3VJ13 400A line protection ATFM 4-pole Icu=55kA@415V Ics=75% Icu In=320A overload protection Ir=256A..320A short-circuit protection Ii=10 x In Screw connection | 10700 | 1 | ZE | 1
3VJ1332-8DA32-0AA0 |  | circuit breaker 3VJ1 IEC framesize 3VJ13 400A line protection FTFM 3-pole Icu=55kA@415V Ics=100% Icu In=320A overload protection Ir=320A short-circuit protection Ii=10 x In Screw connection | 9580 | 1 | ZE | 1
3VJ1332-8DB32-0AA0 |  | circuit breaker 3VJ1 IEC framesize 3VJ13 400A line protection ATFM 3-pole Icu=55kA@415V Ics=100% Icu In=320A overload protection Ir=256A..320A short-circuit protection Ii=10 x In Screw connection | 9750 | 1 | ZE | 1
3VJ1332-8EA42-0AA0 |  | circuit breaker 3VJ1 IEC framesize 3VJ13 400A line protection FTFM 4-pole Icu=55kA@415V Ics=100% Icu In=320A overload protection Ir=320A short-circuit protection Ii=10 x In Screw connection | 12300 | 1 | ZE | 1
3VJ1332-8EB42-0AA0 |  | circuit breaker 3VJ1 IEC framesize 3VJ13 400A line protection ATFM 4-pole Icu=55kA@415V Ics=100% Icu In=320A overload protection Ir=256A..320A short-circuit protection Ii=10 x In Screw connection | 12700 | 1 | ZE | 1
3VJ1340-3DA32-0AA0 |  | circuit breaker 3VJ1 IEC framesize 3VJ13 400A line protection FTFM 3-pole Icu=25kA@415V Ics=75% Icu In=400A overload protection Ir=400A short-circuit protection Ii=10 x In Screw connection | 6740 | 1 | ZE | 1
3VJ1340-3DB32-0AA0 |  | circuit breaker 3VJ1 IEC framesize 3VJ13 400A line protection ATFM 3-pole Icu=25kA@415V Ics=75% Icu In=400A overload protection Ir=320A..400A short-circuit protection Ii=10 x In Screw connection | 6890 | 1 | ZE | 1
3VJ1340-3EA42-0AA0 |  | circuit breaker 3VJ1 IEC framesize 3VJ13 400A line protection FTFM 4-pole Icu=25kA@415V Ics=75% Icu In=400A overload protection Ir=400A short-circuit protection Ii=10 x In Screw connection | 8820 | 1 | ZE | 1
3VJ1340-3EB42-0AA0 |  | circuit breaker 3VJ1 IEC framesize 3VJ13 400A line protection ATFM 4-pole Icu=25kA@415V Ics=75% Icu In=400A overload protection Ir=320A..400A short-circuit protection Ii=10 x In Screw connection | 9070 | 1 | ZE | 1
3VJ1340-4DA32-0AA0 |  | circuit breaker 3VJ1 IEC MCCB_FS3_400A Line protection FTFM 3 Pole Ics=Icu=25kA@415V In=400A overload protection Ir=400A short-circuit protection Ii=10 x In Screw connection | 7150 | 1 | ZE | 1
3VJ1340-4DB32-0AA0 |  | circuit breaker 3VJ1 IEC MCCB_FS3_400A Line protection ATFM 3 Pole Ics=Icu=25kA@415V In=400A overload protection Ir=320A..400A short-circuit protection Ii=10 x In Screw connection | 7290 | 1 | ZE | 1
3VJ1340-4EA42-0AA0 |  | circuit breaker 3VJ1 IEC MCCB_FS3_400A Line protection FTFM 4 Pole Ics=Icu=25kA@415V In=400A overload protection Ir=400A short-circuit protection Ii=10 x In Screw connection | 9330 | 1 | ZE | 1
3VJ1340-4EB42-0AA0 |  | circuit breaker 3VJ1 IEC MCCB_FS3_400A Line protection ATFM 4 Pole Ics=Icu=25kA@415V In=400A overload protection Ir=320A..400A short-circuit protection Ii=10 x In Screw connection | 9580 | 1 | ZE | 1
3VJ1340-5DA32-0AA0 |  | circuit breaker 3VJ1 IEC framesize 3VJ13 400A line protection FTFM 3-pole Icu=36kA@415V Ics=75% Icu In=400A overload protection Ir=400A short-circuit protection Ii=10 x In Screw connection | 7340 | 1 | ZE | 1
3VJ1340-5DB32-0AA0 |  | circuit breaker 3VJ1 IEC framesize 3VJ13 400A line protection ATFM 3-pole Icu=36kA@415V Ics=75% Icu In=400A overload protection Ir=320A..400A short-circuit protection Ii=10 x In Screw connection | 7480 | 1 | ZE | 1
3VJ1340-5EA42-0AA0 |  | circuit breaker 3VJ1 IEC framesize 3VJ13 400A line protection FTFM 4-pole Icu=36kA@415V Ics=75% Icu In=400A overload protection Ir=400A short-circuit protection Ii=10 x In Screw connection | 9580 | 1 | ZE | 1
3VJ1340-5EB42-0AA0 |  | circuit breaker 3VJ1 IEC framesize 3VJ13 400A line protection ATFM 4-pole Icu=36kA@415V Ics=75% Icu In=400A overload protection Ir=320A..400A short-circuit protection Ii=10 x In Screw connection | 9840 | 1 | ZE | 1
3VJ1340-6DA32-0AA0 |  | circuit breaker 3VJ1 IEC MCCB_FS3_400A Line protection FTFM 3 Pole Ics=Icu=36kA@415V In=400A overload protection Ir=400A short-circuit protection Ii=10 x In Screw connection | 7770 | 1 | ZE | 1
3VJ1340-6DB32-0AA0 |  | circuit breaker 3VJ1 IEC MCCB_FS3_400A Line protection ATFM 3 Pole Ics=Icu=36kA@415V In=400A overload protection Ir=320A..400A short-circuit protection Ii=10 x In Screw connection | 7920 | 1 | ZE | 1
3VJ1340-6EA42-0AA0 |  | circuit breaker 3VJ1 IEC MCCB_FS3_400A Line protection FTFM 4 Pole Ics=Icu=36kA@415V In=400A overload protection Ir=400A short-circuit protection Ii=10 x In Screw connection | 10100 | 1 | ZE | 1
3VJ1340-6EB42-0AA0 |  | circuit breaker 3VJ1 IEC MCCB_FS3_400A Line protection ATFM 4 Pole Ics=Icu=36kA@415V In=400A overload protection Ir=320A..400A short-circuit protection Ii=10 x In Screw connection | 10400 | 1 | ZE | 1
3VJ1340-7DA32-0AA0 |  | circuit breaker 3VJ1 IEC framesize 3VJ13 400A line protection FTFM 3-pole Icu=55kA@415V Ics=75% Icu In=400A overload protection Ir=400A short-circuit protection Ii=10 x In Screw connection | 8050 | 1 | ZE | 1
3VJ1340-7DB32-0AA0 |  | circuit breaker 3VJ1 IEC framesize 3VJ13 400A line protection ATFM 3-pole Icu=55kA@415V Ics=75% Icu In=400A overload protection Ir=320A..400A short-circuit protection Ii=10 x In Screw connection | 8230 | 1 | ZE | 1
3VJ1340-7EA42-0AA0 |  | circuit breaker 3VJ1 IEC framesize 3VJ13 400A line protection FTFM 4-pole Icu=55kA@415V Ics=75% Icu In=400A overload protection Ir=400A short-circuit protection Ii=10 x In Screw connection | 10300 | 1 | ZE | 1
3VJ1340-7EB42-0AA0 |  | circuit breaker 3VJ1 IEC framesize 3VJ13 400A line protection ATFM 4-pole Icu=55kA@415V Ics=75% Icu In=400A overload protection Ir=320A..400A short-circuit protection Ii=10 x In Screw connection | 10700 | 1 | ZE | 1
3VJ1340-8DA32-0AA0 |  | circuit breaker 3VJ1 IEC framesize 3VJ13 400A line protection FTFM 3-pole Icu=55kA@415V Ics=100% Icu In=400A overload protection Ir=400A short-circuit protection Ii=10 x In Screw connection | 9580 | 1 | ZE | 1
3VJ1340-8DB32-0AA0 |  | circuit breaker 3VJ1 IEC framesize 3VJ13 400A line protection ATFM 3-pole Icu=55kA@415V Ics=100% Icu In=400A overload protection Ir=320A..400A short-circuit protection Ii=10 x In Screw connection | 9750 | 1 | ZE | 1
3VJ1340-8EA42-0AA0 |  | circuit breaker 3VJ1 IEC framesize 3VJ13 400A line protection FTFM 4-pole Icu=55kA@415V Ics=100% Icu In=400A overload protection Ir=400A short-circuit protection Ii=10 x In Screw connection | 12300 | 1 | ZE | 1
3VJ1340-8EB42-0AA0 |  | circuit breaker 3VJ1 IEC framesize 3VJ13 400A line protection ATFM 4-pole Icu=55kA@415V Ics=100% Icu In=400A overload protection Ir=320A..400A short-circuit protection Ii=10 x In Screw connection | 12700 | 1 | ZE | 1
3VJ1450-5DA32-0AA0 |  | circuit breaker 3VJ1 IEC framesize 3VJ14 630A line protection FTFM 3-pole Icu=36kA@415V Ics=75% Icu In=500A overload protection Ir=500A short-circuit protection Ii=10 x In Screw connection | 8050 | 1 | ZE | 1
3VJ1450-5DB32-0AA0 |  | circuit breaker 3VJ1 IEC framesize 3VJ14 630A line protection ATFM 3-pole Icu=36kA@415V Ics=75% Icu In=500A overload protection Ir=400A..500A short-circuit protection Ii=10 x In Screw connection | 8190 | 1 | ZE | 1
3VJ1450-5EA42-0AA0 |  | circuit breaker 3VJ1 IEC framesize 3VJ14 630A line protection FTFM 4-pole Icu=36kA@415V Ics=75% Icu In=500A overload protection Ir=500A short-circuit protection Ii=10 x In Screw connection | 10400 | 1 | ZE | 1
3VJ1450-5EB42-0AA0 |  | circuit breaker 3VJ1 IEC framesize 3VJ14 630A line protection ATFM 4-pole Icu=36kA@415V Ics=75% Icu In=500A overload protection Ir=400A..500A short-circuit protection Ii=10 x In Screw connection | 10700 | 1 | ZE | 1
3VJ1450-6DA32-0AA0 |  | circuit breaker 3VJ1 IEC MCCB_FS4_630A Line protection FTFM 3 Pole Ics=Icu=36k@415V In=500A overload protection Ir=500A short-circuit protection Ii=10 x In Screw connection | 8540 | 1 | ZE | 1
3VJ1450-6DB32-0AA0 |  | circuit breaker 3VJ1 IEC MCCB_FS4_630A Line protection ATFM 3 Pole Ics=Icu=36k@415V In=500A overload protection Ir=400A..500A short-circuit protection Ii=10 x In Screw connection | 8680 | 1 | ZE | 1
3VJ1450-6EA42-0AA0 |  | circuit breaker 3VJ1 IEC MCCB_FS4_630A Line protection FTFM 4 Pole Ics=Icu=36kA@415V In=500A overload protection Ir=500A short-circuit protection Ii=10 x In Screw connection | 10900 | 1 | ZE | 1
3VJ1450-6EB42-0AA0 |  | circuit breaker 3VJ1 IEC MCCB_FS4_630A Line protection ATFM 4 Pole Ics=Icu=36kA@415V In=500A overload protection Ir=400A..500A short-circuit protection Ii=10 x In Screw connection | 11300 | 1 | ZE | 1
3VJ1450-7DA32-0AA0 |  | circuit breaker 3VJ1 IEC framesize 3VJ14 630A line protection FTFM 3-pole Icu=55kA@415V Ics=75% Icu In=500A overload protection Ir=500A short-circuit protection Ii=10 x In Screw connection | 8680 | 1 | ZE | 1
3VJ1450-7DB32-0AA0 |  | circuit breaker 3VJ1 IEC framesize 3VJ14 630A line protection ATFM 3-pole Icu=55kA@415V Ics=75% Icu In=500A overload protection Ir=400A..500A short-circuit protection Ii=10 x In Screw connection | 8820 | 1 | ZE | 1
3VJ1450-7EA42-0AA0 |  | circuit breaker 3VJ1 IEC framesize 3VJ14 630A line protection FTFM 4-pole Icu=55kA@415V Ics=75% Icu In=500A overload protection Ir=500A short-circuit protection Ii=10 x In Screw connection | 11300 | 1 | ZE | 1
3VJ1450-7EB42-0AA0 |  | circuit breaker 3VJ1 IEC framesize 3VJ14 630A line protection ATFM 4-pole Icu=55kA@415V Ics=75% Icu In=500A overload protection Ir=400A..500A short-circuit protection Ii=10 x In Screw connection | 11600 | 1 | ZE | 1
3VJ1450-8DA32-0AA0 |  | circuit breaker 3VJ1 IEC framesize 3VJ14 630A line protection FTFM 3-pole Icu=55kA@415V Ics=100% Icu In=500A overload protection Ir=500A short-circuit protection Ii=10 x In Screw connection | 10400 | 1 | ZE | 1
3VJ1450-8DB32-0AA0 |  | circuit breaker 3VJ1 IEC framesize 3VJ14 630A line protection ATFM 3-pole Icu=55kA@415V Ics=100% Icu In=500A overload protection Ir=400A..500A short-circuit protection Ii=10 x In Screw connection | 10600 | 1 | ZE | 1
3VJ1450-8EA42-0AA0 |  | circuit breaker 3VJ1 IEC framesize 3VJ14 630A line protection FTFM 4-pole Icu=55kA@415V Ics=100% Icu In=500A overload protection Ir=500A short-circuit protection Ii=10 x In Screw connection | 13500 | 1 | ZE | 1
3VJ1450-8EB42-0AA0 |  | circuit breaker 3VJ1 IEC framesize 3VJ14 630A line protection ATFM 4-pole Icu=55kA@415V Ics=100% Icu In=500A overload protection Ir=400A..500A short-circuit protection Ii=10 x In Screw connection | 13700 | 1 | ZE | 1
3VJ1463-5DA32-0AA0 |  | circuit breaker 3VJ1 IEC framesize 3VJ14 630A line protection FTFM 3-pole Icu=36kA@415V Ics=75% Icu In=630A overload protection Ir=630A short-circuit protection Ii=10 x In Screw connection | 8540 | 1 | ZE | 1
3VJ1463-5DB32-0AA0 |  | circuit breaker 3VJ1 IEC framesize 3VJ14 630A line protection ATFM 3-pole Icu=36kA@415V Ics=75% Icu In=630A overload protection Ir=504A..630A short-circuit protection Ii=10 x In Screw connection | 8680 | 1 | ZE | 1
3VJ1463-5EA42-0AA0 |  | circuit breaker 3VJ1 IEC framesize 3VJ14 630A line protection FTFM 4-pole Icu=36kA@415V Ics=75% Icu In=630A overload protection Ir=630A short-circuit protection Ii=10 x In Screw connection | 11200 | 1 | ZE | 1
3VJ1463-5EB42-0AA0 |  | circuit breaker 3VJ1 IEC framesize 3VJ14 630A line protection ATFM 4-pole Icu=36kA@415V Ics=75% Icu In=630A overload protection Ir=504A..630A short-circuit protection Ii=10 x In Screw connection | 11300 | 1 | ZE | 1
3VJ1463-6DA32-0AA0 |  | circuit breaker 3VJ1 IEC MCCB_FS4_630A Line protection FTFM 3 Pole Ics=Icu=36k@415V In=630A overload protection Ir=630A short-circuit protection Ii=10 x In Screw connection | 9030 | 1 | ZE | 1
3VJ1463-6DB32-0AA0 |  | circuit breaker 3VJ1 IEC MCCB_FS4_630A Line protection ATFM 3 Pole Ics=Icu=36kA@415V In=630A overload protection Ir=504A..630A short-circuit protection Ii=10 x In Screw connection | 9170 | 1 | ZE | 1
3VJ1463-6EA42-0AA0 |  | circuit breaker 3VJ1 IEC MCCB_FS4_630A Line protection FTFM 4 Pole Ics=Icu=36kA@415V In=630A overload protection Ir=630A short-circuit protection Ii=10 x In Screw connection | 11800 | 1 | ZE | 1
3VJ1463-6EB42-0AA0 |  | circuit breaker 3VJ1 IEC MCCB_FS4_630A Line protection ATFM 4 Pole Ics=Icu=36kA@415V In=630A overload protection Ir=504A..630A short-circuit protection Ii=10 x In Screw connection | 12000 | 1 | ZE | 1
3VJ1463-7DA32-0AA0 |  | circuit breaker 3VJ1 IEC framesize 3VJ14 630A line protection FTFM 3-pole Icu=55kA@415V Ics=75% Icu In=630A overload protection Ir=630A short-circuit protection Ii=10 x In Screw connection | 9380 | 1 | ZE | 1
3VJ1463-7DB32-0AA0 |  | circuit breaker 3VJ1 IEC framesize 3VJ14 630A line protection ATFM 3-pole Icu=55kA@415V Ics=75% Icu In=630A overload protection Ir=504A..630A short-circuit protection Ii=10 x In Screw connection | 9660 | 1 | ZE | 1
3VJ1463-7EA42-0AA0 |  | circuit breaker 3VJ1 IEC framesize 3VJ14 630A line protection FTFM 4-pole Icu=55kA@415V Ics=75% Icu In=630A overload protection Ir=630A short-circuit protection Ii=10 x In Screw connection | 12300 | 1 | ZE | 1
3VJ1463-7EB42-0AA0 |  | circuit breaker 3VJ1 IEC framesize 3VJ14 630A line protection ATFM 4-pole Icu=55kA@415V Ics=75% Icu In=630A overload protection Ir=504A..630A short-circuit protection Ii=10 x In Screw connection | 12600 | 1 | ZE | 1
3VJ1463-8DA32-0AA0 |  | circuit breaker 3VJ1 IEC framesize 3VJ14 630A line protection FTFM 3-pole Icu=55kA@415V Ics=100% Icu In=630A overload protection Ir=630A short-circuit protection Ii=10 x In Screw connection | 11300 | 1 | ZE | 1
3VJ1463-8DB32-0AA0 |  | circuit breaker 3VJ1 IEC framesize 3VJ14 630A line protection ATFM 3-pole Icu=55kA@415V Ics=100% Icu In=630A overload protection Ir=504A..630A short-circuit protection Ii=10 x In Screw connection | 11600 | 1 | ZE | 1
3VJ1463-8EA42-0AA0 |  | circuit breaker 3VJ1 IEC framesize 3VJ14 630A line protection FTFM 4-pole Icu=55kA@415V Ics=100% Icu In=630A overload protection Ir=630A short-circuit protection Ii=10 x In Screw connection | 14700 | 1 | ZE | 1
3VJ1463-8EB42-0AA0 |  | circuit breaker 3VJ1 IEC framesize 3VJ14 630A line protection ATFM 4-pole Icu=55kA@415V Ics=100% Icu In=630A overload protection Ir=504A..630A short-circuit protection Ii=10 x In Screw connection | 15000 | 1 | ZE | 1
3VJ2216-8JP32-0AA0 |  | Circuit breaker 3VJ2 IEC Microprocessor based MCCB_FS250 Line protection LSI With Knob 3 Pole In=160A Icu=Ics=55kA@415VAC Overload protection Ir=64A..160A Short-circuit protection Ii=upto 12 x Ir Isd=upto 10Ir ground-fault protection, can be switched off Ig=0.2...1 x In, Screw connection | 11900 | 1 | ZD | 1
3VJ2216-8JQ32-0AA0 |  | Circuit breaker 3VJ2 IEC Microprocessor based MCCB_FS250 Line protection LSIG With Knob 3 Pole In=160A Icu=Ics=55kA@415VAC Overload protection Ir=64A..160A Short-circuit protection Ii=upto 12 x Ir Isd=upto 10Ir Screw connection | 18200 | 1 | ZD | 1
3VJ2216-8JQ42-0AA0 |  | Circuit breaker 3VJ2 IEC Microprocessor based MCCB_FS250 Line protection LSIG With Knob 4 Pole In=160A Icu=Ics=55kA@415VAC Overload protection Ir=64A..160A Short-circuit protection Ii=upto 12 x Ir Isd=upto 10Ir Screw connection | 21700 | 1 | ZD | 1
3VJ2220-8JP32-0AA0 |  | Circuit breaker 3VJ2 IEC Microprocessor based MCCB_FS250 Line protection LSI With Knob 3 Pole In=200A Icu=Ics=55kA@415VAC Overload protection Ir=80A..200A Short-circuit protection Ii=upto 12 x Ir Isd=upto 10Ir ground-fault protection, can be switched off Ig=0.2...1 x In, Screw connection | 11900 | 1 | ZD | 1
3VJ2220-8JQ32-0AA0 |  | Circuit breaker 3VJ2 IEC Microprocessor based MCCB_FS250 Line protection LSIG With Knob 3 Pole In=200A Icu=Ics=55kA@415VAC Overload protection Ir=80A..200A Short-circuit protection Ii=upto 12 x Ir Isd=upto 10Ir Screw connection | 18200 | 1 | ZD | 1
3VJ2220-8JQ42-0AA0 |  | Circuit breaker 3VJ2 IEC Microprocessor based MCCB_FS250 Line protection LSIG With Knob 4 Pole In=200A Icu=Ics=55kA@415VAC Overload protection Ir=80A..200A Short-circuit protection Ii=upto 12 x Ir Isd=upto 10Ir Screw connection | 21700 | 1 | ZD | 1
3VJ2225-8JP32-0AA0 |  | Circuit breaker 3VJ2 IEC Microprocessor based MCCB_FS250 Line protection LSI With Knob 3 Pole In=250A Icu=Ics=55kA@415VAC Overload protection Ir=100A..250A Short-circuit protection Ii=upto 12 x Ir Isd=upto 10Ir ground-fault protection, can be switched off Ig=0.2...1 x In, Screw connection | 11900 | 1 | ZD | 1
3VJ2225-8JQ32-0AA0 |  | Circuit breaker 3VJ2 IEC Microprocessor based MCCB_FS250 Line protection LSIG With Knob 3 Pole In=250A Icu=Ics=55kA@415VAC Overload protection Ir=100A..250A Short-circuit protection Ii=upto 12 x Ir Isd=upto 10Ir Screw connection | 18200 | 1 | ZD | 1
3VJ2225-8JQ42-0AA0 |  | Circuit breaker 3VJ2 IEC Microprocessor based MCCB_FS250 Line protection LSIG With Knob 4 Pole In=250A Icu=Ics=55kA@415VAC Overload protection Ir=100A..250A Short-circuit protection Ii=upto 12 x Ir Isd=upto 10Ir Screw connection | 21700 | 1 | ZD | 1
3VJ2340-6JP32-0AA0 |  | Circuit breaker 3VJ2 IEC Microprocessor based MCCB_FS400 Line protection LSI With Knob 3 Pole In=400A Icu=Ics=36kA@415VAC Overload protection Ir=160A..400A Short-circuit protection Ii=upto 12 x Ir Isd=upto 10Ir Screw connection | 16000 | 1 | ZD | 1
3VJ2340-6JQ32-0AA0 |  | Circuit breaker 3VJ2 IEC Microprocessor based MCCB_FS400 Line protection LSIG With Knob 3 Pole In=400A Icu=Ics=36kA@415VAC Overload protection Ir=160A..400A Short-circuit protection Ii=upto 12 x Ir Isd=upto 10Ir ground-fault protection, can be switched off Ig=0.2...1 x In, Screw connection | 22200 | 1 | ZD | 1
3VJ2340-6JQ42-0AA0 |  | Circuit breaker 3VJ2 IEC Microprocessor based MCCB_FS400 Line protection LSIG With Knob 4 Pole In=400A Icu=Ics=36kA@415VAC Overload protection Ir=160A..400A Short-circuit protection Ii=upto 12 x Ir Isd=upto 10Ir ground-fault protection, can be switched off Ig=0.2...1 x In, Screw connection | 26300 | 1 | ZD | 1
3VJ2340-8JP32-0AA0 |  | Circuit breaker 3VJ2 IEC Microprocessor based MCCB_FS400 Line protection LSI With Knob 3 Pole In=400A Icu=Ics=55kA@415VAC Overload protection Ir=160A..400A Short-circuit protection Ii=upto 12 x Ir Isd=upto 10Ir ground-fault protection, can be switched off Ig=0.2...1 x In, Screw connection | 16000 | 1 | ZD | 1
3VJ2340-8JQ32-0AA0 |  | Circuit breaker 3VJ2 IEC Microprocessor based MCCB_FS400 Line protection LSIG With Knob 3 Pole In=400A Icu=Ics=55kA@415VAC Overload protection Ir=160A..400A Short-circuit protection Ii=upto 12 x Ir Isd=upto 10Ir Screw connection | 22200 | 1 | ZD | 1
3VJ2340-8JQ42-0AA0 |  | Circuit breaker 3VJ2 IEC Microprocessor based MCCB_FS400 Line protection LSIG With Knob 4 Pole In=400A Icu=Ics=55kA@415VAC Overload protection Ir=160A..400A Short-circuit protection Ii=upto 12 x Ir Isd=upto 10Ir Screw connection | 26300 | 1 | ZD | 1
3VJ2463-6JP32-0AA0 |  | Circuit breaker 3VJ2 IEC Microprocessor based MCCB_FS630 Line protection LSI With Knob 3 Pole In=630A Icu=Ics=36kA@415VAC Overload protection Ir=252A..630A Short-circuit protection Ii=upto 9 x Ir Isd=upto 9Ir Screw connection | 20900 | 1 | ZD | 1
3VJ2463-6JQ32-0AA0 |  | Circuit breaker 3VJ2 IEC Microprocessor based MCCB_FS630 Line protection LSIG With Knob 3 Pole In=630A Icu=Ics=36kA@415VAC Overload protection Ir=252A..630A Short-circuit protection Ii=upto 9 x Ir Isd=upto 9Ir ground-fault protection, can be switched off Ig=0.2...1 x In, Screw connection | 27200 | 1 | ZD | 1
3VJ2463-6JQ42-0AA0 |  | Circuit breaker 3VJ2 IEC Microprocessor based MCCB_FS630 Line protection LSIG With Knob 4 Pole In=630A Icu=Ics=36kA@415VAC Overload protection Ir=252A..630A Short-circuit protection Ii=upto 9 x Ir Isd=upto 9Ir ground-fault protection, can be switched off Ig=0.2...1 x In, Screw connection | 33300 | 1 | ZD | 1
3VJ2463-8JP32-0AA0 |  | Circuit breaker 3VJ2 IEC Microprocessor based MCCB_FS630 Line protection LSI With Knob 3 Pole In=630A Icu=Ics=55kA@415VAC Overload protection Ir=252A..630A Short-circuit protection Ii=upto 9 x Ir Isd=upto 9Ir ground-fault protection, can be switched off Ig=0.2...1 x In, Screw connection | 20900 | 1 | ZD | 1
3VJ2463-8JQ32-0AA0 |  | Circuit breaker 3VJ2 IEC Microprocessor based MCCB_FS630 Line protection LSIG With Knob 3 Pole In=630A Icu=Ics=55kA@415VAC Overload protection Ir=252A..630A Short-circuit protection Ii=upto 9 x Ir Isd=upto 9Ir Screw connection | 27200 | 1 | ZD | 1
3VJ2463-8JQ42-0AA0 |  | Circuit breaker 3VJ2 IEC Microprocessor based MCCB_FS630 Line protection LSIG With Knob 4 Pole In=630A Icu=Ics=55kA@415VAC Overload protection Ir=252A..630A Short-circuit protection Ii=upto 9 x Ir Isd=upto 9Ir Screw connection | 33300 | 1 | ZD | 1
3VJ9011-0CJ10 |  | accessory 3VJ9 IEC framesize 3VJ10 125A front barriers extended 1-pole 2 pieces | 41.4 | 1 | ZE | 1
3VJ9011-0EC00 |  | accessory 3VJ9 IEC framesize 3VJ10 125A bus connector extended front 2 pieces | 215 | 1 | ZE | 1
3VJ9012-0ED00 |  | accessory 3VJ9 IEC framesize 3VJ10 125A bus connector offset front 2 pieces | 451 | 1 | ZE | 1
3VJ9013-0ED00 |  | accessory 3VJ9 IEC framesize 3VJ10 125A bus connector offset front 3 pieces | 673 | 1 | ZE | 1
3VJ9014-0CJ40 |  | accessory 3VJ9 IEC framesize 3VJ10 125A front barriers extended 4-pole 2 pieces | 166 | 1 | ZE | 1
3VJ9014-0ED00 |  | accessory 3VJ9 IEC framesize 3VJ10 125A bus connector offset front 4 pieces | 876 | 1 | ZE | 1
3VJ9016-0CJ30 |  | accessory 3VJ9 IEC framesize 3VJ10 125A front barriers extended 3-pole 2 pieces | 127 | 1 | ZE | 1
3VJ9018-0AA11 |  | accessory 3VJ9 IEC framesize 3VJ10 125A alarm switch 1 x changeover contact left | 323 | 1 | ZE | 1
3VJ9018-0AD11 |  | accessory 3VJ9 IEC framesize 3VJ10 125A auxiliary - and alarm switch 2 x changeover contacts left | 644 | 1 | ZE | 1
3VJ9018-0AN11 |  | accessory 3VJ9 IEC framesize 3VJ10 125A auxiliary switch 1 x changeover contact left | 323 | 1 | ZE | 1
3VJ9018-0CA00 |  | accessory 3VJ9 IEC framesize 3VJ10 125A phase barriers 2 pieces | 132 | 1 | ZE | 1
3VJ9018-0HD11 |  | accessory 3VJ9 IEC framesize 3VJ10 125A door mounted rotary operator standard with 8UC IP65 with door interlock | 1270 | 1 | ZE | 1
3VJ9018-0ST15 |  | accessory 3VJ9 IEC framesize 3VJ10 125A shunt trip 110VDC | 844 | 1 | ZE | 1
3VJ9018-0ST35 |  | accessory 3VJ9 IEC framesize 3VJ10 125A shunt trip 110VAC 50/60Hz | 844 | 1 | ZE | 1
3VJ9018-0ST36 |  | accessory 3VJ9 IEC framesize 3VJ10 125A shunt trip 220VAC 50/60Hz | 844 | 1 | ZE | 1
3VJ9018-0ST37 |  | accessory 3VJ9 IEC framesize 3VJ10 125A shunt trip 415VAC 50/60Hz | 844 | 1 | ZE | 1
3VJ9112-0ED00 |  | accessory 3VJ9 IEC framesize 3VJ11 125A bus connector offset front 2 pieces | 451 | 1 | ZE | 1
3VJ9113-0ED00 |  | accessory 3VJ9 IEC framesize 3VJ11 125A bus connector offset front 3 pieces | 673 | 1 | ZE | 1
3VJ9114-0CJ40 |  | accessory 3VJ9 IEC framesize 3VJ11 125A front barriers extended 4-pole 2 pieces | 206 | 1 | ZE | 1
3VJ9114-0ED00 |  | accessory 3VJ9 IEC framesize 3VJ11 125A bus connector offset front 4 pieces | 876 | 1 | ZE | 1
3VJ9114-0VM10 |  | accessory 3VJ9 IEC framesize 3VJ11 125A mechnical interlock front mounted 4P | 1350 | 1 | ZE | 1
3VJ9116-0CJ30 |  | accessory 3VJ9 IEC framesize 3VJ11 125A front barriers extended 3-pole 2 pieces | 154 | 1 | ZE | 1
3VJ9116-0VM10 |  | accessory 3VJ9 IEC framesize 3VJ11 125A mechnical interlock front mounted 2P/3P | 1350 | 1 | ZE | 1
3VJ9118-0AA11 |  | accessory 3VJ9 IEC framesize 3VJ11 125A alarm switch 1 x changeover contact left | 341 | 1 | ZE | 1
3VJ9118-0AA21 |  | accessory 3VJ9 IEC framesize 3VJ11 125A alarm switch 1 x changeover contact right | 341 | 1 | ZE | 1
3VJ9118-0AD11 |  | accessory 3VJ9 IEC framesize 3VJ11 125A auxiliary - and alarm switch 2 x changeover contacts left | 684 | 1 | ZE | 1
3VJ9118-0AD21 |  | accessory 3VJ9 IEC framesize 3VJ11 125A auxiliary - and alarm switch 2 x changeover contacts right | 684 | 1 | ZE | 1
3VJ9118-0HD11 |  | accessory 3VJ9 IEC framesize 3VJ11 125A door mounted rotary operator standard with 8UC IP65 with door interlock | 1270 | 1 | ZE | 1
3VJ9212-0ED00 |  | accessory 3VJ9 IEC framesize 3VJ12 250A bus connector offset front 2 pieces | 498 | 1 | ZE | 1
3VJ9213-0ED00 |  | accessory 3VJ9 IEC framesize 3VJ12 250A bus connector offset front 3 pieces | 747 | 1 | ZE | 1
3VJ9214-0CJ40 |  | accessory 3VJ9 IEC framesize 3VJ12 250A front barriers extended 4-pole 2 pieces | 255 | 1 | ZE | 1
3VJ9214-0ED00 |  | accessory 3VJ9 IEC framesize 3VJ12 250A bus connector offset front 4 pieces | 971 | 1 | ZE | 1
3VJ9214-0VM10 |  | accessory 3VJ9 IEC framesize 3VJ12 250A mechnical interlock front mounted 4P | 1430 | 1 | ZE | 1
3VJ9216-0CJ30 |  | accessory 3VJ9 IEC framesize 3VJ12 250A front barriers extended 3-pole 2 pieces | 192 | 1 | ZE | 1
3VJ9216-0VM10 |  | accessory 3VJ9 IEC framesize 3VJ12 250A mechnical interlock front mounted 2P/3P | 1430 | 1 | ZE | 1
3VJ9218-0AA11 |  | accessory 3VJ9 IEC framesize 3VJ12 250A alarm switch 1 x changeover contact left | 341 | 1 | ZE | 1
3VJ9218-0AA21 |  | accessory 3VJ9 IEC framesize 3VJ12 250A alarm switch 1 x changeover contact right | 341 | 1 | ZE | 1
3VJ9218-0AD11 |  | accessory 3VJ9 IEC framesize 3VJ12 250A auxiliary - and alarm switch 2 x changeover contacts left | 684 | 1 | ZE | 1
3VJ9218-0AD21 |  | accessory 3VJ9 IEC framesize 3VJ12 250A auxiliary - and alarm switch 2 x changeover contacts right | 684 | 1 | ZE | 1
3VJ9218-0AN11 |  | accessory 3VJ9 IEC framesize 3VJ11 125A framesize 3VJ12 250A auxiliary switch 1 x changeover contact left | 341 | 1 | ZE | 1
3VJ9218-0AN21 |  | accessory 3VJ9 IEC framesize 3VJ11 125A framesize 3VJ12 250A auxiliary switch 1 x changeover contact right | 341 | 1 | ZE | 1
3VJ9218-0CA00 |  | accessory 3VJ9 IEC framesize 3VJ11 125A framesize 3VJ12 250A phase barriers 2 pieces | 136 | 1 | ZE | 1
3VJ9218-0HD11 |  | accessory 3VJ9 IEC framesize 3VJ12 250A door mounted rotary operator standard with 8UC IP65 with door interlock | 1430 | 1 | ZE | 1
3VJ9218-0ST11 |  | accessory 3VJ9 IEC framesize 3VJ11 125 framesize 3VJ12 250A shunt trip 24VDC | 1160 | 1 | ZE | 1
3VJ9218-0ST12 |  | accessory 3VJ9 IEC framesize 3VJ11 125 framesize 3VJ12 250A shunt trip 48VDC | 1160 | 1 | ZE | 1
3VJ9218-0ST15 |  | accessory 3VJ9 IEC framesize 3VJ11 125 framesize 3VJ12 250A shunt trip 110VDC | 1160 | 1 | ZE | 1
3VJ9218-0ST35 |  | accessory 3VJ9 IEC framesize 3VJ11 125 framesize 3VJ12 250A shunt trip 110VAC 50/60Hz | 1160 | 1 | ZE | 1
3VJ9218-0ST36 |  | accessory 3VJ9 IEC framesize 3VJ11 125 framesize 3VJ12 250A shunt trip 220VAC 50/60Hz | 1160 | 1 | ZE | 1
3VJ9218-0ST37 |  | accessory 3VJ9 IEC framesize 3VJ11 125 framesize 3VJ12 250A shunt trip 415VAC 50/60Hz | 1160 | 1 | ZE | 1
3VJ9218-0UV11 |  | accessory 3VJ9 IEC framesize 3VJ11 125A framesize 3VJ12 250A undervoltage release 24VDC | 1510 | 1 | ZE | 1
3VJ9218-0UV12 |  | accessory 3VJ9 IEC framesize 3VJ11 125A framesize 3VJ12 250A undervoltage release 48VDC | 1510 | 1 | ZE | 1
3VJ9218-0UV36 |  | accessory 3VJ9 IEC framesize 3VJ11 125A framesize 3VJ12 250A undervoltage release 220VAC 50/60Hz | 1510 | 1 | ZE | 1
3VJ9218-0UV37 |  | accessory 3VJ9 IEC framesize 3VJ11 125A framesize 3VJ12 250A undervoltage release 415VAC 50/60Hz | 1510 | 1 | ZE | 1
3VJ9313-0ED00 |  | accessory 3VJ9 IEC framesize 3VJ13 400A bus connector offset front 3 pieces | 1200 | 1 | ZE | 1
3VJ9313-0VM10 |  | accessory 3VJ9 IEC framesize 3VJ13 400A mechnical interlock front mounted 2P/3P | 1610 | 1 | ZE | 1
3VJ9314-0ED00 |  | accessory 3VJ9 IEC framesize 3VJ13 400A bus connector offset front 4 pieces | 1560 | 1 | ZE | 1
3VJ9314-0VM10 |  | accessory 3VJ9 IEC framesize 3VJ13 400A mechnical interlock front mounted 4P | 1610 | 1 | ZE | 1
3VJ9413-0CJ30 |  | accessory 3VJ9 IEC framesize 3VJ13 400A front barriers extended 3-pole 2 pieces | 244 | 1 | ZE | 1
3VJ9413-0ED00 |  | accessory 3VJ9 IEC framesize 3VJ14 630A bus connector offset front, 3 pieces | 1240 | 1 | ZE | 1
3VJ9414-0CJ40 |  | accessory 3VJ9 IEC framesize 3VJ13 400A front barriers extended 4-pole 2 pieces | 295 | 1 | ZE | 1
3VJ9417-0AA11 |  | accessory 3VJ9 IEC framesize 3VJ13 400A framesize 3VJ14 630A alarm switch 1 x changeover contact left | 381 | 1 | ZE | 1
3VJ9417-0AA21 |  | accessory 3VJ9 IEC framesize 3VJ13 400A framesize 3VJ14 630A alarm switch 1 x changeover contact right | 381 | 1 | ZE | 1
3VJ9417-0AD11 |  | accessory 3VJ9 IEC framesize 3VJ13 400A framesize 3VJ14 630A auxiliary - and alarm switch 2 x changeover contacts left | 757 | 1 | ZE | 1
3VJ9417-0AD21 |  | accessory 3VJ9 IEC framesize 3VJ13 400A framesize 3VJ14 630A auxiliary - and alarm switch 2 x changeover contacts right | 757 | 1 | ZE | 1
3VJ9417-0AN11 |  | accessory 3VJ9 IEC framesize 3VJ13 400A framesize 3VJ14 630A 1 x changeover contact auxiliary switch left | 381 | 1 | ZE | 1
3VJ9417-0AN21 |  | accessory 3VJ9 IEC framesize 3VJ13 400A framesize 3VJ14 630A 1 x changeover contact auxiliary switch right | 381 | 1 | ZE | 1
3VJ9417-0CA00 |  | accessory 3VJ9 IEC framesize 3VJ13 400A phase barriers 2 pieces | 185 | 1 | ZE | 1
3VJ9417-0DH10 |  | accessory 3VJ9 IEC framesize 3VJ13 400A framesize 3VJ14 630A toggle handle extension | 386 | 1 | ZE | 1
3VJ9417-0HD11 |  | accessory 3VJ9 IEC framesize 3VJ13 400A framesize 3VJ14 630A door mounted rotary operator standard with 8UC IP65 with door interlock | 2060 | 1 | ZE | 1
3VJ9417-0ST21 |  | accessory 3VJ9 IEC framesize 3VJ13 400A framesize 3VJ14 630A shunt trip 24VAC 50/60Hz / DC | 1290 | 1 | ZE | 1
3VJ9417-0ST22 |  | accessory 3VJ9 IEC framesize 3VJ13 400A framesize 3VJ14 630A shunt trip 48VAC 50/60Hz / DC | 1290 | 1 | ZE | 1
3VJ9417-0ST25 |  | accessory 3VJ9 IEC framesize 3VJ13 400A framesize 3VJ14 630A shunt trip 110VAC 50/60Hz / DC | 1290 | 1 | ZE | 1
3VJ9417-0ST36 |  | accessory 3VJ9 IEC framesize 3VJ13 400A framesize 3VJ14 630A shunt trip 220VAC 50/60Hz | 1290 | 1 | ZE | 1
3VJ9417-0ST37 |  | accessory 3VJ9 IEC framesize 3VJ13 400A framesize 3VJ14 630A shunt trip 415VAC 50/60Hz | 1290 | 1 | ZE | 1
3VJ9417-0UV36 |  | accessory 3VJ9 IEC framesize 3VJ13 400A framesize 3VJ14 630A undervoltage release 220VAC 50/60Hz | 1670 | 1 | ZE | 1
3VJ9417-0UV37 |  | accessory 3VJ9 IEC framesize 3VJ13 400A framesize 3VJ14 630A undervoltage release 415VAC 50/60Hz | 1670 | 1 | ZE | 1
3VW8112-0AA01 |  | guide frame for 3WL10 - 3-pole rear vertical main connection equivalent to withdrawable circuit breaker without frame accessories for circuit breakers 3WL10 | 33200 | 1 | ZN | 1
3VW8112-0AB01 |  | guide frame for 3WL10 - 3-pole rear horizontal main connection equivalent to withdrawable circuit breaker without frame accessories for circuit breakers 3WL10 | 33200 | 1 | ZN | 1
3VW8112-0AC01 |  | guide frame for 3WL10 - 3-pole flange connection(to be added by customer) equivalent to withdrawable circuit breaker without frame accessories for circuit breakers 3WL10 | 27300 | 1 | ZN | 1
3VW8112-0AD01 |  | guide frame for 3WL10 - 3-pole CuAl cable connection, for cable lugs equivalent to withdrawable circuit breaker without frame accessories for circuit breakers 3WL10 | 46800 | 1 | ZN | 1
3VW8112-0AE01 |  | guide frame for 3WL10 - 3-pole front additional main connection equivalent to withdrawable circuit breaker without frame accessories for circuit breakers 3WL10 | 37200 | 1 | ZN | 1
3VW8112-0BA01 |  | guide frame for 3WL10 - 4-pole rear vertical main connection equivalent to withdrawable circuit breaker without frame accessories for circuit breakers 3WL10 | 47700 | 1 | ZN | 1
3VW8112-0BB01 |  | guide frame for 3WL10 - 4-pole rear horizontal main connection equivalent to withdrawable circuit breaker without frame accessories for circuit breakers 3WL10 | 47700 | 1 | ZN | 1
3VW8112-0BC01 |  | guide frame for 3WL10 - 4-pole flange connection(to be added by customer) equivalent to withdrawable circuit breaker without frame accessories for circuit breakers 3WL10 | 40200 | 1 | ZN | 1
3VW8112-0BD01 |  | guide frame for 3WL10 - 4-pole CuAl cable connection, for cable lugs equivalent to withdrawable circuit breaker without frame accessories for circuit breakers 3WL10 | 65800 | 1 | ZN | 1
3VW8112-0BE01 |  | guide frame for 3WL10 - 4-pole front additional main connection equivalent to withdrawable circuit breaker without frame accessories for circuit breakers 3WL10 | 53400 | 1 | ZN | 1
3VW8116-7AA01 |  | guide frame for 3VA27 - 3p rear vertical main connection accessory for circuit breaker 3VA27 | 33200 | 1 | ZN | 1
3VW8116-7AB01 |  | Guide frame for 3VA27-_3p CB rear horizontal terminals Accessory for circuit breaker 3VA27 | 33200 | 1 | ZN | 1
3VW8116-7AE01 |  | guide frame for 3VA27 - 3p front extended main connection accessory for circuit breaker 3VA27 | 37200 | 1 | ZN | 1
3VW8116-7AF01 |  | guide frame for 3VA27 - 3p front offset main connection accessory for circuit breaker 3VA27 | 58100 | 1 | ZN | 1
3VW8116-7AG01 |  | guide frame for 3VA27 - 3p rear broadened main connection accessory for circuit breaker 3VA27 | 45500 | 1 | ZN | 1
3VW8116-7BA01 |  | guide frame for 3VA27 - 4p rear vertical main connection accessory for circuit breaker 3VA27 | 47700 | 1 | ZN | 1
3VW8116-7BB01 |  | Guide frame for 3VA27-_4p CB rear horizontal terminals Accessory for circuit breaker 3VA27 | 48300 | 1 | ZN | 1
3VW8116-7BE01 |  | guide frame for 3VA27 - 4p front extended main connection accessory for circuit breaker 3VA27 | 53400 | 1 | ZN | 1
3VW8116-7BF01 |  | guide frame for 3VA27 - 4p front offset main connection accessory for circuit breaker 3VA27 | 80500 | 1 | ZN | 1
3VW8116-7BG01 |  | guide frame for 3VA27 - 4p rear broadened main connection accessory for circuit breaker 3VA27 | 64100 | 1 | ZN | 1
3VW9011-0AA30 |  | external current transformer for N conductor for 3-pole circuit breaker accessories for circuit breakers 3WL10 / 3VA27 | 6960 | 1 | ZN | 1
3VW9011-0AA53 |  | rating plug 400 A accessories for circuit breakers 3WL10 / 3VA27 | 2870 | 1 | ZN | 1
3VW9011-0AA55 |  | rating plug 630 A accessories for circuit breakers 3WL10 / 3VA27 | 2870 | 1 | ZN | 1
3VW9011-0AA56 |  | rating plug 800 A accessories for circuit breakers 3WL10 / 3VA27 | 2870 | 1 | ZN | 1
3VW9011-0AA57 |  | rating plug 1000 A accessories for circuit breakers 3WL10 / 3VA27 | 2870 | 1 | ZN | 1
3VW9011-0AA58 |  | rating plug 1250 A accessories for circuit breakers 3WL10 / 3VA27 | 2870 | 1 | ZN | 1
3VW9011-0AA61 |  | rating plug 1600 A MCCB only accessories for circuit breakers 3VA27 | 2870 | 1 | ZN | 1
3VW9011-0AB11 |  | auxiliary supply connector for circuit breakers or guide frames, push-in accessory for circuit breaker 3WL10 / 3VA27 | 207 | 1 | ZN | 10
3VW9011-0AD01 |  | auxiliary solenoid 24 V AC/DC shunt release/closing coil (ST/CC) accessories for circuit breakers 3WL10 / 3VA27 | 6870 | 1 | ZN | 1
3VW9011-0AD02 |  | auxiliary solenoid 30 V AC/DC shunt release/closing coil (ST/CC) accessories for circuit breakers 3WL10 / 3VA27 | 6870 | 1 | ZN | 1
3VW9011-0AD03 |  | auxiliary solenoid 48 V AC/DC shunt release/closing coil (ST/CC) accessories for circuit breakers 3WL10 / 3VA27 | 6870 | 1 | ZN | 1
3VW9011-0AD04 |  | auxiliary solenoid 60 V AC/DC shunt release/closing coil (ST/CC) accessories for circuit breakers 3WL10 / 3VA27 | 6870 | 1 | ZN | 1
3VW9011-0AD05 |  | auxiliary solenoid 110...120 V AC/DC shunt release/closing coil (ST/CC) accessories for circuit breakers 3WL10 / 3VA27 | 6870 | 1 | ZN | 1
3VW9011-0AD06 |  | auxiliary solenoid 120...127 V AC/DC shunt release/closing coil (ST/CC) accessories for circuit breakers 3WL10 / 3VA27 | 6870 | 1 | ZN | 1
3VW9011-0AD07 |  | auxiliary solenoid 220...240 V AC/DC shunt release/closing coil (ST/CC) accessories for circuit breakers 3WL10 / 3VA27 | 6870 | 1 | ZN | 1
3VW9011-0AD08 |  | auxiliary solenoid 240...250 V AC/DC shunt release/closing coil (ST/CC) accessories for circuit breakers 3WL10 / 3VA27 | 6870 | 1 | ZN | 1
3VW9011-0AD17 |  | auxiliary solenoid 380-400 V AC/DC shunt release/closing coil (ST/CC) accessories for circuit breakers 3VA27 | 6870 | 1 | ZN | 1
3VW9011-0AD18 |  | auxiliary solenoid 415-440 V AC/DC shunt release/closing coil (ST/CC) accessories for circuit breakers 3VA27 | 6870 | 1 | ZN | 1
3VW9011-0AE01 |  | undervoltage release UVR 24 V AC/DC accessories for circuit breakers 3WL10 / 3VA27 | 7450 | 1 | ZN | 1
3VW9011-0AE02 |  | undervoltage release UVR 30 V AC/DC accessories for circuit breakers 3WL10 / 3VA27 | 7450 | 1 | ZN | 1
3VW9011-0AE03 |  | undervoltage release UVR 48 V AC/DC accessories for circuit breakers 3WL10 / 3VA27 | 7450 | 1 | ZN | 1
3VW9011-0AE04 |  | undervoltage release UVR 60 V AC/DC accessories for circuit breakers 3WL10 / 3VA27 | 7450 | 1 | ZN | 1
3VW9011-0AE05 |  | undervoltage release UVR 110...120 V AC/DC accessories for circuit breakers 3WL10 / 3VA27 | 7450 | 1 | ZN | 1
3VW9011-0AE06 |  | undervoltage release UVR 120...127 V AC/DC accessories for circuit breakers 3WL10 / 3VA27 | 7450 | 1 | ZN | 1
3VW9011-0AE07 |  | undervoltage release UVR 220...240 V AC/DC accessories for circuit breakers 3WL10 / 3VA27 | 7450 | 1 | ZN | 1
3VW9011-0AE08 |  | undervoltage release UVR 240...250 V AC/DC accessories for circuit breakers 3WL10 / 3VA27 | 7450 | 1 | ZN | 1
3VW9011-0AE10 |  | time-delay device (adjustable) for undervoltage release UVR 24/30 V AC/DC DIN-rail mounting accessories for circuit breakers 3WL10 / 3VA27 | 10700 | 1 | ZN | 1
3VW9011-0AE11 |  | time-delay device (adjustable) for undervoltage release UVR 48 V AC/DC DIN-rail mounting accessories for circuit breakers 3WL10 / 3VA27 | 10700 | 1 | ZN | 1
3VW9011-0AE12 |  | time-delay device (adjustable) for undervoltage release UVR 110/127 V AC/DC DIN-rail mounting accessories for circuit breakers 3WL10 / 3VA27 | 10700 | 1 | ZN | 1
3VW9011-0AE13 |  | time-delay device (adjustable) for undervoltage release UVR 220/250 V AC/DC DIN-rail mounting accessories for circuit breakers 3WL10 / 3VA27 | 10700 | 1 | ZN | 1
3VW9011-0AE15 |  | time-delay device (adjustable) for undervoltage release UVR 60 V AC/DC DIN-rail mounting accessories for circuit breakers 3WL10 / 3VA27 | 10700 | 1 | ZN | 1
3VW9011-0AE17 |  | undervoltage release UVR 380-400 V AC accessories for circuit breakers 3WL10 / 3VA27 | 7450 | 1 | ZN | 1
3VW9011-0AE18 |  | undervoltage release UVR 415-440 V AC accessories for circuit breakers 3WL10 / 3VA27 | 7450 | 1 | ZN | 1
3VW9011-0AF01 |  | motorized operating mechanism MO 24...30 V AC/DC accessories for circuit breakers 3WL10 / 3VA27 (SE) | 28900 | 1 | ZN | 1
3VW9011-0AF02 |  | motorized operating mechanism MO 48...60 V AC/DC accessories for circuit breakers 3WL10 / 3VA27 (SE) | 28900 | 1 | ZN | 1
3VW9011-0AF03 |  | motorized operating mechanism MO 100...130 V AC/DC accessories for circuit breakers 3WL10 / 3VA27 (SE) | 28900 | 1 | ZN | 1
3VW9011-0AF04 |  | motorized operating mechanism MO 220...250 V AC/DC accessories for circuit breakers 3WL10 / 3VA27 (SE) | 28900 | 1 | ZN | 1
3VW9011-0AG01 |  | auxiliary switch AUX 4CO standard contact 400 V AC changeover contacts accessories for circuit breakers 3WL10 / 3VA27 | 2960 | 1 | ZN | 1
3VW9011-0AG02 |  | auxiliary switch AUX 4CO for digital signals 24 V DC changeover contacts accessories for circuit breakers 3WL10 / 3VA27 | 3430 | 1 | ZN | 1
3VW9011-0AG03 |  | auxiliary switch AUX 2CO + 2CO 2x standard 400 V AC + 2x digital 24 V DC changeover contacts accessories for circuit breakers 3WL10 / 3VA27 | 3430 | 1 | ZN | 1
3VW9011-0AG05 |  | auxiliary switch external AUX 15CO standard contact 400 V AC changeover contacts accessories for circuit breakers 3WL10 / 3VA27 (SE) | 26800 | 1 | ZN | 1
3VW9011-0AG06 |  | auxiliary switch external AUX 15CO for digital signals 24 V DC changeover contacts accessories for circuit breakers 3WL10 / 3VA27 (SE) | 30900 | 1 | ZN | 1
3VW9011-0AG15 |  | mounting auxiliary switch AUX 15CO, on modified side wall or support of the fixed-mounted circuit breaker accessories for circuit breakers 3WL10 / 3VA27 (SE) | 6260 | 1 | ZN | 1
3VW9011-0AG17 |  | mounting auxiliary switch AUX 15CO on the frame of the withdrawable circuit breaker accessories for circuit breakers 3WL10 / 3VA27 (SE) | 9170 | 1 | ZN | 1
3VW9011-0AH01 |  | ready to close signaling switch S20, standard contact 250 V DC accessories for circuit breakers 3WL10 / 3VA27 (SE) | 1470 | 1 | ZN | 1
3VW9011-0AH02 |  | ready to close signaling switch S20, for digital signals 24 V AC accessories for circuit breakers 3WL10 / 3VA27 (SE) | 1690 | 1 | ZN | 1
3VW9011-0AH07 |  | mechanical operating cycles counter MOC accessories for circuit breakers 3WL10 / 3VA27 (SE) | 4430 | 1 | ZN | 1
3VW9011-0AH08 |  | spring charge signaling switch S21 for digital signals 24 V DC accessories for circuit breakers 3WL10 / 3VA27 (SE) | 1690 | 1 | ZN | 1
3VW9011-0AH10 |  | spring charge signaling switch S21 standard contact 400 V AC accessories for circuit breakers 3WL10 / 3VA27 (SE) | 1470 | 1 | ZN | 1
3VW9011-0AH11 |  | position signaling switch PSS for guide frame, standard 400 V AC accessories for circuit breakers 3WL10 / 3VA27 | 3230 | 1 | ZN | 1
3VW9011-0AH12 |  | position signaling switch PSS for guide frame, digital signals 24 V DC accessories for circuit breakers 3WL10 / 3VA27 | 3720 | 1 | ZN | 1
3VW9011-0AH14 |  | trip alarm switch S24 tripped signal by overcurrent release standard contact 250 V AC accessories for circuit breakers 3WL10 / 3VA27 | 1470 | 1 | ZN | 1
3VW9011-0AH15 |  | trip alarm switch S24 tripped signal by overcurrent release for digital signals 24 V DC accessories for circuit breakers 3WL10 / 3VA27 | 1690 | 1 | ZN | 1
3VW9011-0AK03 |  | remote trip alarm reset coil RR 24 V DC accessories for circuit breakers 3WL10 / 3VA27 (SE) | 4750 | 1 | ZN | 1
3VW9011-0AK05 |  | remote trip alarm reset coil RR 110 V AC/DC accessories for circuit breakers 3WL10 / 3VA27 (SE) | 4750 | 1 | ZN | 1
3VW9011-0AK06 |  | remote trip alarm reset coil RR 220 V AC/DC accessories for circuit breakers 3WL10 / 3VA27 (SE) | 4750 | 1 | ZN | 1
3VW9011-0AL01 |  | front main connections, 3 units for fixed-mounted circuit breaker accessories for circuit breakers 3WL10 / 3VA27 | 1360 | 1 | ZN | 1
3VW9011-0AL02 |  | front main connections, 4 units for fixed-mounted circuit breaker accessories for circuit breakers 3WL10 / 3VA27 | 1800 | 1 | ZN | 1
3VW9011-0AL32 |  | rear main connections rotatable to horizontal/vertical 3 units fixed-mounted circuit breaker accessories for circuit breakers 3WL10 / 3VA27 | 4280 | 1 | ZN | 1
3VW9011-0AL33 |  | rear main connections rotatable to horizontal/vertical 4 units fixed-mounted circuit breaker accessories for circuit breakers 3WL10 / 3VA27 | 5640 | 1 | ZN | 1
3VW9011-0AL71 |  | circular conductor terminal, adapter 4x240 for front CuAl cable main connection 3 units for fixed-mounted circuit breaker accessories for circuit breakers 3WL10 / 3VA27 | 6340 | 1 | ZN | 1
3VW9011-0AL72 |  | circular conductor terminal, adapter 4x240 for front CuAl cable main connection 4 units for fixed-mounted circuit breaker accessories for circuit breakers 3WL10 / 3VA27 | 8470 | 1 | ZN | 1
3VW9011-0AL73 |  | front, broadened main connection pieces for mounting on front main connection 3 units for fixed-mounted circuit breaker accessories for circuit breakers 3WL10 / 3VA27 | 6530 | 1 | ZN | 1
3VW9011-0AL74 |  | front, broadened main connection pieces for mounting on front main connection 4 units for fixed-mounted circuit breaker accessories for circuit breakers 3WL10 / 3VA27 | 8520 | 1 | ZN | 1
3VW9011-0AL77 |  | front, extended main connection pieces for mounting on front main connection 3 units for fixed-mounted circuit breaker accessories for circuit breakers 3WL10 / 3VA27 | 4110 | 1 | ZN | 1
3VW9011-0AL78 |  | front, extended main connection pieces for mounting on front main connection 4 units for fixed-mounted circuit breaker accessories for circuit breakers 3WL10 / 3VA27 | 5430 | 1 | ZN | 1
3VW9011-0AN01 |  | front, accessible main connection pieces, mounting as alternative to rotatable to horizontal/vertical 3 units for guide frame accessories for circuit breakers 3WL10 / 3VA27 | 4880 | 1 | ZN | 1
3VW9011-0AN02 |  | front, accessible main connection pieces, mounting as alternative to rotatable to horizontal/vertical 4 units for guide frame accessories for circuit breakers 3WL10 / 3VA27 | 6510 | 1 | ZN | 1
3VW9011-0AN32 |  | rear main connections rotatable to horizontal/vertical 3 units, for guide frame of the withdrawable circuit breaker accessories for circuit breakers 3WL10 / 3VA27 | 3720 | 1 | ZN | 1
3VW9011-0AN33 |  | rear main connections rotatable to horizontal/vertical 4 units, for guide frame of the withdrawable circuit breaker accessories for circuit breakers 3WL10 / 3VA27 | 4940 | 1 | ZN | 1
3VW9011-0AN71 |  | circular connector connection piece 4x240 mm2 for CuAl cable lugs, mounting on rear vertical main connection 3 units for guide frame accessories for circuit breakers 3WL10 / 3VA27 | 6850 | 1 | ZN | 1
3VW9011-0AN72 |  | circular connector connection piece 4x240 mm2 for CuAl cable lugs, mounting on rear vertical main connection 4 units for guide frame accessories for circuit breakers 3WL10 / 3VA27 | 9130 | 1 | ZN | 1
3VW9011-0AN73 |  | front, broadened main connection pieces for mounting on front-accessible main connection 3 units for guide frame accessories for circuit breakers 3WL10 / 3VA27 | 14300 | 1 | ZN | 1
3VW9011-0AN74 |  | front, broadened main connection pieces for mounting on front-accessible main connection 4 units for guide frame accessories for circuit breakers 3WL10 / 3VA27 | 18600 | 1 | ZN | 1
3VW9011-0AN75 |  | rear, broadened main connection pieces for mounting on rear main connection, 3 units for guide frame accessories for circuit breakers 3WL10 / 3VA27 | 6510 | 1 | ZN | 1
3VW9011-0AN76 |  | rear, broadened main connection pieces for mounting on rear main connection, 4 units for guide frame accessories for circuit breakers 3WL10 / 3VA27 | 8520 | 1 | ZN | 1
3VW9011-0AP01 |  | door sealing frame IP30 for fixed-mounted circ. breaker for installing in cabinet door accessory for circuit breaker 3WL10 / 3VA27 | 2660 | 1 | ZN | 1
3VW9011-0AP02 |  | door sealing frame IP30 for withdrawable circuit breaker for installation in control cabinet door accessories for circuit breakers 3WL10 / 3VA27 (SE) | 2660 | 1 | ZN | 1
3VW9011-0AP03 |  | protective cover IP54 hood lock with unique key for installing in cabinet door accessory for circuit breaker 3WL10 / 3VA27 | 3430 | 1 | ZN | 1
3VW9011-0AP13 |  | protective cover IP54 hood lock with standard key for installing in cabinet door accessory for circuit breaker 3WL10 / 3VA27 | 3430 | 1 | ZN | 1
3VW9011-0AT01 |  | metering function MF Basic for overcurrent release 6-series ETU accessories for circuit breakers 3WL10 / 3VA27 | 15200 | 1 | ZN | 1
3VW9011-0AT04 |  | metering function MF Advanced for overcurrent release 6-series ETU accessories for circuit breakers 3WL10 / 3VA27 | 24100 | 1 | ZN | 1
3VW9011-0AT06 |  | Breaker Connect module external power supply 110...240 V AC/DC accessories for circuit breakers 3WL10 / 3VA27 | 6510 | 1 | ZN | 1
3VW9011-0AT07 |  | Breaker Connect module external power supply 24...48 V DC accessories for circuit breakers 3WL10 / 3VA27 | 6510 | 1 | ZN | 1
3VW9011-0AT08 |  | set of cables for voltage tap, MF N conductor right, 4-pole accessories for circuit breakers 3WL10 / 3VA27 | 2870 | 1 | ZN | 1
3VW9011-0AT10 |  | actuator module COM ACT remote control for auxiliary solenoids (CC/ST) communication link accessories for circuit breakers 3WL10 / 3VA27 | 6340 | 1 | ZN | 1
3VW9011-0AT11 |  | ready to close signaling switch COM RTC communication link accessories for circuit breakers 3WL10 / 3VA27 (SE) | 1690 | 1 | ZN | 1
3VW9011-0AT12 |  | position signaling switch COM PSS for guide frame communication link accessories for circuit breakers 3WL10 / 3VA27 | 211 | 1 | ZN | 1
3VW9011-0AT16 |  | Modbus TCP Gateway COM043 communications module accessories for circuit breakers 3WL10 / 3VA27 | 31700 | 1 | ZN | 1
3VW9011-0AT17 |  | Modbus RTU Gateway COM042 communications module accessories for circuit breakers 3WL10 / 3VA27 | 23800 | 1 | ZN | 1
3VW9011-0AT20 |  | external digital I/O module IOM300 external CB bus module accessories for circuit breakers 3WL10 / 3VA27 | 45300 | 1 | ZN | 1
3VW9011-0AT30 |  | digital I/O module IOM040 CB bus module internal accessories for circuit breakers 3WL10 / 3VA27 | 5450 | 1 | ZN | 1
3VW9011-0AT31 |  | functional tester TD320 for shunt release / closing coil ST/CC accessories for circuit breakers 3WL10 / 3VA27 | 12500 | 1 | ZN | 1
3VW9011-0AT32 |  | activation and tripping device TD310 for overcurrent release 3-series & 6-series ETU accessories for circuit breakers 3WL10 / 3VA27 | 2210 | 1 | ZN | 1
3VW9011-0AT33 |  | test device TD420 for overcurrent release 3-series & 6-series ETU accessories for circuit breakers 3WL10 / 3VA27 | 43200 | 1 | ZN | 1
3VW9011-0AT34 |  | Breaker Data Adapter TD410 gateway for overcurrent release 3-series & 6-series ETU accessories for circuit breakers 3WL10 / 3VA27 | 17200 | 1 | ZN | 1
3VW9011-0AT38 |  | spare battery for electronic trip unit accessories for circuit breakers 3WL10 / 3VA27 | 928 | 1 | ZN | 1
3VW9011-0AT72 |  | set of cables for voltage tap, MF, 3-pole at top accessories for circuit breakers 3WL10 / 3VA27 | 1420 | 1 | ZN | 1
3VW9011-0AT73 |  | set of cables for voltage tap, MF, 3-pole at bottom accessories for circuit breakers 3WL10 / 3VA27 | 1420 | 1 | ZN | 1
3VW9011-0AT75 |  | set of cables for voltage tap, MF, 4-pole N conductor left, top accessories for circuit breakers 3WL10 / 3VA27 | 1420 | 1 | ZN | 1
3VW9011-0AT76 |  | set of cables for voltage tap, MF, 4-pole N conductor left, bottom accessories for circuit breakers 3WL10 / 3VA27 | 1420 | 1 | ZN | 1
3VW9011-0BA21 |  | protective cover mechanical ON/OFF against unintended actuation on the operator panel accessories for circuit breakers 3WL10 / 3VA27 (SE) | 1750 | 1 | ZN | 1
3VW9011-0BA22 |  | interlocking set for mechanical ON and/or OFF, padlock 3x D=4 mm, plastic on the operator panel accessories for circuit breakers 3WL10 / 3VA27 (SE) | 2260 | 1 | ZN | 1
3VW9011-0BA23 |  | interlocking set for mechanical ON and/or OFF, padlock 1 x D=7 mm, metal on the operator panel accessories for circuit breakers 3WL10 / 3VA27 (SE) | 2260 | 1 | ZN | 1
3VW9011-0BA24 |  | interlocking set for mechanical ON and/or OFF, padlock 2 x D=8 mm, metal on the operator panel accessories for circuit breakers 3WL10 / 3VA27 (SE) | 2260 | 1 | ZN | 1
3VW9011-0BA33 |  | locking provision, OFF position Ronis against unauthorized closing in the operator panel accessories for circuit breakers 3WL10 / 3VA27 (SE) | 3260 | 1 | ZN | 1
3VW9011-0BA41 |  | locking provision OFF position, for padlocks 3 x D=4 mm, against unauthorized closing in the operator panel, plastic version accessories for circuit breakers 3WL10 / 3VA27 (SE) | 2530 | 1 | ZN | 1
3VW9011-0BA42 |  | locking provision OFF position, for padlocks 1 x D=7 mm, against unauthorized closing in the operator panel, metal version accessories for circuit breakers 3WL10 / 3VA27 (SE) | 2530 | 1 | ZN | 1
3VW9011-0BA44 |  | locking provision OFF position, for padlocks 2 x D=8 mm, against unauthorized closing in the operator panel, metal version accessories for circuit breakers 3WL10 / 3VA27 (SE) | 2530 | 1 | ZN | 1
3VW9011-0BA80 |  | locking provision to prevent movement of the withdrawable circuit breaker on the guide frame, Ronis accessories for circuit breakers 3WL10 / 3VA27 | 3260 | 1 | ZN | 1
3VW9011-0BA84 |  | locking mechanism to prevent movement of the withdrawable circuit breaker in the isolated position on the guide frame add-on for 3VW9011-0BA80/-0BA87 accessories for circuit breakers 3WL10 / 3VA27 | 1200 | 1 | ZN | 1
3VW9011-0BA87 |  | locking provision to prevent movement of the withdrawable circuit breaker on the guide frame, padlock accessories for circuit breakers 3WL10 / 3VA27 | 3680 | 1 | ZN | 1
3VW9011-0BB10 |  | locking mechanism to prevent opening of the control cabinet door in the ON position direct; on modified side wall or support of the fixed-mounted circuit breaker accessories for circuit breakers 3WL10 / 3VA27 | 9150 | 1 | ZN | 1
3VW9011-0BB14 |  | locking mechanism to prevent opening of the control cabinet door in the ON position direct, withdrawable circuit breaker accessories for circuit breakers 3WL10 / 3VA27 | 12100 | 1 | ZN | 1
3VW9011-0BB16 |  | locking mechanism to prevent opening of the control cabinet door in the ON position with Bowden cable, fixed-mounted circuit breaker on modified side wall or support accessories for circuit breakers 3WL10 / 3VA27 | 6360 | 1 | ZN | 1
3VW9011-0BB18 |  | locking mechanism to prevent opening of the control cabinet door in the ON position Bowden cable, withdrawable circuit breaker accessories for circuit breakers 3WL10 / 3VA27 | 9280 | 1 | ZN | 1
3VW9011-0BB21 |  | set mutual mech. interlocking, fixed-mounted, mounting on modified side panel or mounting support accessory for circuit breaker 3WL10 / 3VA27 | 11400 | 1 | ZN | 1
3VW9011-0BB22 |  | set of mutual mechanical interlocks, withdrawable circuit breaker accessories for circuit breakers 3WL10 / 3VA27 | 14400 | 1 | ZN | 1
3VW9011-0BB51 |  | support for floor mounting circuit breaker feet - standard for fixed-mounted circuit breaker accessories for circuit breakers 3WL10 / 3VA27 | 3280 | 1 | ZN | 1
3VW9011-0BB52 |  | support for floor mounting circuit breaker feet - expanded with mechanical transmission of switch position for fixed-mounted circuit breaker accessories for circuit breakers 3WL10 / 3VA27 | 3810 | 1 | ZN | 1
3VW9011-0BB53 |  | extension kit for mechanical transmission of switch position, side wall, for fixed-mounted circuit breaker in rear wall fixing accessories for circuit breakers 3WL10 / 3VA27 | 2410 | 1 | ZN | 1
3VW9011-0GF30 |  | current transformer for transformer star point G_ret - ground return 100 A accessories for circuit breakers 3WL10 / 3VA27 | 19800 | 1 | ZN | 1
3VW9011-0GF31 |  | current transformer for transformer star point G_ret - ground return 250 A accessories for circuit breakers 3WL10 / 3VA27 | 19800 | 1 | ZN | 1
3VW9011-0LF53 |  | rating plug 400 A L off overload protection L = OFF accessories for circuit breakers 3WL10 / 3VA27 | 2870 | 1 | ZN | 1
3VW9011-0LF55 |  | rating plug 630 A L off overload protection L = OFF accessories for circuit breakers 3WL10 / 3VA27 | 2870 | 1 | ZN | 1
3VW9011-0LF56 |  | rating plug 800 A L off overload protection L = OFF accessories for circuit breakers 3WL10 / 3VA27 | 2870 | 1 | ZN | 1
3VW9011-0LF57 |  | rating plug 1000 A L off overload protection L = OFF accessories for circuit breakers 3WL10 / 3VA27 | 2870 | 1 | ZN | 1
3VW9011-0LF58 |  | rating plug 1250 A L off overload protection L = OFF accessories for circuit breakers 3WL10 / 3VA27 | 2870 | 1 | ZN | 1
3VW9011-0LF61 |  | rating plug 1600 A L off overload protection L = OFF MCCB only accessories for circuit breakers 3VA27 | 2870 | 1 | ZN | 1
3VW9011-0RC30 |  | summation current transformer Rc CT residual current measurement accessories for circuit breakers 3WL10 / 3VA27 | 57700 | 1 | ZN | 1
3VW9011-0RC53 |  | rating plug 400 A RC for external residual current measurement using a summation current transformer MF Advanced required accessories for circuit breakers 3WL10 / 3VA27 | 2870 | 1 | ZN | 1
3VW9011-0RC55 |  | rating plug 630 A RC for external residual current measurement using a summation current transformer MF Advanced required accessories for circuit breakers 3WL10 / 3VA27 | 2870 | 1 | ZN | 1
3VW9011-0RC56 |  | rating plug 800 A RC for external residual current measurement using a summation current transformer MF Advanced required accessories for circuit breakers 3WL10 / 3VA27 | 2870 | 1 | ZN | 1
3VW9011-0RC58 |  | rating plug 1250 A RC for external residual current measurement using a summation current transformer MF Advanced required accessories for circuit breakers 3WL10 / 3VA27 | 2870 | 1 | ZN | 1
3VW9011-5AA00 |  | ETU320 electronic trip unit LI with rotary coding switches accessories for circuit breakers 3WL10 / 3VA27 | 33400 | 1 | ZN | 1
3VW9012-5AA00 |  | ETU350 electronic trip unit LSI with rotary coding switches accessories for circuit breakers 3WL10 / 3VA27 | 37000 | 1 | ZN | 1
3VW9012-7AA00 |  | ETU360 electronic trip unit LSIG with rotary coding switches accessories for circuit breakers 3WL10 / 3VA27 | 43900 | 1 | ZN | 1
3VW9017-5AA00 |  | ETU650 electronic trip unit LSI with display expanded protection functions accessories for circuit breakers 3WL10 / 3VA27 | 50000 | 1 | ZN | 1
3VW9017-7AA00 |  | ETU660 electronic trip unit LSIG with display expanded protection functions accessories for circuit breakers 3WL10 / 3VA27 | 63400 | 1 | ZN | 1
3VW9111-8AT41 |  | ETU cover closed for ETU3xx accessories for circuit breakers 3WL10 | 230 | 1 | ZN | 1
3VW9111-8AT42 |  | ETU cover open for ETU6xx accessories for circuit breakers 3WL10 | 230 | 1 | ZN | 1
3VW9111-8AT43 |  | ETU cover closed for ETU3xx accessories for circuit breakers 3VA27 | 230 | 1 | ZN | 1
3VW9111-8AT44 |  | ETU cover open for ETU6xx accessories for circuit breakers 3VA27 | 230 | 1 | ZN | 1
3VW9111-8AT45 |  | cover for operator panel central (spare) accessories for circuit breakers 3WL10 / 3VA27 (SE) | 2280 | 1 | ZN | 1
3VW9723-0WA00 |  | phase barriers H=100 mm for 3-pole, 4 units for fixed-mounted circuit breaker Ue > 440 V accessories for circuit breakers 3WL10 / 3VA27 | 498 | 1 | ZN | 1
3VW9723-0WA01 |  | phase barriers H=200 mm for 3-pole, 4 units for fixed-mounted circuit breaker Ue > 440 V accessories for circuit breakers 3WL10 / 3VA27 | 751 | 1 | ZN | 1
3VW9723-0WD30 |  | front cover main terminal 3-pole, 2 units, fixed-mounted accessories for circuit breakers 3WL10 / 3VA27 | 2790 | 1 | ZN | 1
3VW9723-0WF30 |  | front cover main terminal 3-pole, 2 units, extended, fixed-mounted accessories for circuit breakers 3WL10 / 3VA27 | 2920 | 1 | ZN | 1
3VW9723-8WD31 |  | terminal cover withdrawable, 3-pole accessories for circuit breakers 3WL10 / 3VA27 | 5130 | 1 | ZN | 1
3VW9724-0WA10 |  | phase barriers H=100 mm for 4-pole, 6 units for fixed-mounted circuit breaker Ue > 440 V accessories for circuit breakers 3WL10 / 3VA27 | 749 | 1 | ZN | 1
3VW9724-0WA11 |  | phase barriers H=200 mm for 4-pole, 6 units for fixed-mounted circuit breaker Ue > 440 V accessories for circuit breakers 3WL10 / 3VA27 | 1120 | 1 | ZN | 1
3VW9724-0WD40 |  | front cover main terminal 4-pole, 2 units, fixed-mounted accessories for circuit breakers 3WL10 / 3VA27 | 3660 | 1 | ZN | 1
3VW9724-0WF40 |  | front cover main terminal 4-pole, 2 units, extended, fixed-mounted accessories for circuit breakers 3WL10 / 3VA27 | 3790 | 1 | ZN | 1
3VW9724-8WD41 |  | terminal cover withdrawable, 4-pole accessories for circuit breakers 3WL10 / 3VA27 | 6320 | 1 | ZN | 1
3VW9727-0AA21 |  | leading auxiliary switch S26 2x standard 400V AC accessory for circuit breaker 3VA27 (handle) | 2940 | 1 | ZN | 1
3VW9727-0AB11 |  | trip alarm switch TAS handle op. mech. MCCB for digital signal 400V DC accessory for circuit breaker 3VA27 (handle) | 1470 | 1 | ZN | 1
3VW9727-0AB13 |  | trip alarm switch TAS handle op. mech. MCCB standard contact 24V AC accessory for circuit breaker 3VA27 (handle) | 1690 | 1 | ZN | 1
3VW9727-0AB41 |  | tripped signaling switch S25 tripped signal by auxiliary release standard contact 250V AC accessory for circuit breaker 3VA27 (handle) | 1470 | 1 | ZN | 1
3VW9727-0AB43 |  | tripped signaling switch S25 tripped signal by auxiliary release for digital signal 24V DC accessory for circuit breaker 3VA27 (handle) | 1690 | 1 | ZN | 1
3VW9727-0EK11 |  | front mounted rotary operator, standard accessory for circuit breaker 3VA27 (handle) | 4620 | 1 | ZN | 1
3VW9727-0EK15 |  | front mounted rotary operator, emergency-off accessory for circuit breaker 3VA27 (handle) | 5340 | 1 | ZN | 1
3VW9727-0FK21 |  | door-coupling rot. op. mech. standard accessory for circuit breaker 3VA27 (handle) | 6580 | 1 | ZN | 1
3VW9727-0FK25 |  | door-coupling rot. op. mech. emergency-off accessory for circuit breaker 3VA27 (handle) | 7600 | 1 | ZN | 1
3VW9727-0GK00 |  | dr-coupl. rot. op. mech. Basic without handle accessory for circuit breaker 3VA27 (handle) | 4830 | 1 | ZN | 1
3VW9727-0LB10 |  | locking device, OFF position, for padlocks against unauthorized closing in op. panel, w/o rot. op. mec. accessory for circuit breaker 3VA27 (handle) | 2530 | 1 | ZN | 1
3VW9727-0LF10 |  | locking device, OFF pos. Ronis against unauthorized closing in op. panel, w/o rot. op. mec. accessory for circuit breaker 3VA27 (handle) | 3260 | 1 | ZN | 1
3VW9727-0SB10 |  | door sealing frame IP30 MCCB version w/ front mounted rotary operator for installing in cabinet door accessory for circuit breaker 3VA27 (handle) | 2660 | 1 | ZN | 1
3VW9727-0VL10 |  | locking device, OFF pos. Ronis against unauthorized closing for MCCB w/ rotary op. mech. accessory for circuit breaker 3VA27 (handle) | 3260 | 1 | ZN | 1
3WA1106-2AA01-0AA0 |  | Non-automatic circuit breaker Fixed-mounted version, IEC 60947-2, frame size 1, 3-poles, In=630A up to 690V AC 50/60Hz, breaking capacity N Icc=55/42kA at 500/690V, without electr. trip unit ETU, rear connection vertical, without Com & metering function Manual operating mechanism with mechanical closing, without Spring charging motor, Ready-to-close signal. switch, Auxiliary switches 2NO+2NC, without Closing coil (CC), manual operating mechanism with mechanical closing, without Remote trip alarm reset coil (RR), without 2nd shunt trip, without 1st Shunt trip | 47300 | 1 | Z\ | 1
3WA1106-2AA02-0AA0 |  | Non-automatic circuit breaker Fixed-mounted version, IEC 60947-2, frame size 1, 3-poles, In=630A up to 690V AC 50/60Hz, breaking capacity N Icc=55/42kA at 500/690V, without electr. trip unit ETU, rear connection horizontal, without Com & metering function Manual operating mechanism with mechanical closing, without Spring charging motor, Ready-to-close signal. switch, Auxiliary switches 2NO+2NC, without Closing coil (CC), manual operating mechanism with mechanical closing, without Remote trip alarm reset coil (RR), without 2nd shunt trip, without 1st Shunt trip | 45600 | 1 | Z\ | 1
3WA1106-2AA03-0AA0 |  | Non-automatic circuit breaker Fixed-mounted version, IEC 60947-2, frame size 1, 3-poles, In=630A up to 690V AC 50/60Hz, breaking capacity N Icc=55/42kA at 500/690V, without electr. trip unit ETU, front connection double hole, without Com & metering function Manual operating mechanism with mechanical closing, without Spring charging motor, Ready-to-close signal. switch, Auxiliary switches 2NO+2NC, without Closing coil (CC), manual operating mechanism with mechanical closing, without Remote trip alarm reset coil (RR), without 2nd shunt trip, without 1st Shunt trip | 50700 | 1 | Z\ | 1
3WA1106-2AA11-0AA0 |  | Non-automatic circuit breaker Fixed-mounted version, IEC 60947-2, frame size 1, 4-poles, N-pole left, In=630A up to 690V AC 50/60Hz, breaking capacity N Icc=55/42kA at 500/690V, without electr. trip unit ETU, rear connection vertical, without Com & metering function Manual operating mechanism with mechanical closing, without Spring charging motor, Ready-to-close signal. switch, Auxiliary switches 2NO+2NC, without Closing coil (CC), manual operating mechanism with mechanical closing, without Remote trip alarm reset coil (RR), without 2nd shunt trip, without 1st Shunt trip | 62500 | 1 | Z\ | 1
3WA1106-2AA12-0AA0 |  | Non-automatic circuit breaker Fixed-mounted version, IEC 60947-2, frame size 1, 4-poles, N-pole left, In=630A up to 690V AC 50/60Hz, breaking capacity N Icc=55/42kA at 500/690V, without electr. trip unit ETU, rear connection horizontal, without Com & metering function Manual operating mechanism with mechanical closing, without Spring charging motor, Ready-to-close signal. switch, Auxiliary switches 2NO+2NC, without Closing coil (CC), manual operating mechanism with mechanical closing, without Remote trip alarm reset coil (RR), without 2nd shunt trip, without 1st Shunt trip | 60300 | 1 | Z\ | 1
3WA1106-2AA13-0AA0 |  | Non-automatic circuit breaker Fixed-mounted version, IEC 60947-2, frame size 1, 4-poles, N-pole left, In=630A up to 690V AC 50/60Hz, breaking capacity N Icc=55/42kA at 500/690V, without electr. trip unit ETU, front connection double hole, without Com & metering function Manual operating mechanism with mechanical closing, without Spring charging motor, Ready-to-close signal. switch, Auxiliary switches 2NO+2NC, without Closing coil (CC), manual operating mechanism with mechanical closing, without Remote trip alarm reset coil (RR), without 2nd shunt trip, without 1st Shunt trip | 66900 | 1 | Z\ | 1
3WA1106-2AA21-0AA0 |  | AC non-automatic air circuit breaker 3WA, fixed-mounted version, IEC 60947-2, size 1, 4-pole, N pole on right, In=630 A up to 690 V AC 50/60 Hz, breaking capacity N, Icc=55/42 kA at 500/690 V, without electronic trip unit ETU, connection at rear vertical, without Com & metering function Manual operating mechanism with mechanical closing, without Spring charging motor, Ready-to-close signal. switch, Auxiliary switches 2NO+2NC, without Closing coil (CC), manual operating mechanism with mechanical closing, without Remote trip alarm reset coil (RR), without 2nd shunt trip, without 1st Shunt trip | 62500 | 1 | Z\ | 1
3WA1106-2AA22-0AA0 |  | AC non-automatic air circuit breaker 3WA, fixed-mounted version, IEC 60947-2, size 1, 4-pole, N pole on right, In=630 A up to 690 V AC 50/60 Hz, breaking capacity N, Icc=55/42 kA at 500/690 V, without electronic trip unit ETU, connection at rear horizontal without Com & metering function Manual operating mechanism with mechanical closing, without Spring charging motor, Ready-to-close signal. switch, Auxiliary switches 2NO+2NC, without Closing coil (CC), manual operating mechanism with mechanical closing, without Remote trip alarm reset coil (RR), without 2nd shunt trip, without 1st Shunt trip | 60300 | 1 | Z\ | 1
3WA1106-2AA23-0AA0 |  | AC non-automatic air circuit breaker 3WA, fixed-mounted version, IEC 60947-2, size 1, 4-pole, N pole on right, In=630 A up to 690 V AC 50/60 Hz, breaking capacity N, Icc=55/42 kA at 500/690 V, without electronic trip unit ETU, front connection double hole, without Com & metering function Manual operating mechanism with mechanical closing, without Spring charging motor, Ready-to-close signal. switch, Auxiliary switches 2NO+2NC, without Closing coil (CC), manual operating mechanism with mechanical closing, without Remote trip alarm reset coil (RR), without 2nd shunt trip, without 1st Shunt trip | 66900 | 1 | Z\ | 1
3WA1106-2AA31-0AA0 |  | Non-automatic circuit breaker withdrawable version, with guide frame, IEC 60947-2, frame size 1, 3-poles, In=630A up to 690V AC 50/60Hz, breaking capacity N Icc=55/42kA at 500/690V, without electr. trip unit ETU, rear connection vertical, guide frame with shutter and w/o position signalling switch, without Com & metering function Manual operating mechanism with mechanical closing, without Spring charging motor, Ready-to-close signal. switch, Auxiliary switches 2NO+2NC, without Closing coil (CC), manual operating mechanism with mechanical closing, without Remote trip alarm reset coil (RR), without 2nd shunt trip, without 1st Shunt trip | 63200 | 1 | Z\ | 1
3WA1106-2AA32-0AA0 |  | Non-automatic circuit breaker withdrawable version, with guide frame, IEC 60947-2, frame size 1, 3-poles, In=630A up to 690V AC 50/60Hz, breaking capacity N Icc=55/42kA at 500/690V, without electr. trip unit ETU, rear connection horizontal, guide frame with shutter and w/o position signalling switch, without Com & metering function Manual operating mechanism with mechanical closing, without Spring charging motor, Ready-to-close signal. switch, Auxiliary switches 2NO+2NC, without Closing coil (CC), manual operating mechanism with mechanical closing, without Remote trip alarm reset coil (RR), without 2nd shunt trip, without 1st Shunt trip | 61400 | 1 | Z\ | 1
3WA1106-2AA32-0AA0-Z | S33T40 | Non-automatic circuit breaker withdrawable version, with guide frame, IEC 60947-2, frame size 1, 3-poles, In=630A up to 690V AC 50/60Hz, breaking capacity N Icc=55/42kA at 500/690V, without electr. trip unit ETU, rear connection horizontal, guide frame with shutter and w/o position signalling switch, without Com & metering function Manual operating mechanism with mechanical closing, without Spring charging motor, Ready-to-close signal. switch, Auxiliary switches 2NO+2NC, without Closing coil (CC), manual operating mechanism with mechanical closing, without Remote trip alarm reset coil (RR), without 2nd shunt trip, without 1st Shunt trip Option S33 = Locking provision for Padlock device for charging handle padlocks are not included Option T40 = Door sealing frame IP41 | 66160 | 1 | Z\ | 1
3WA1106-2AA33-0AA0 |  | Non-automatic circuit breaker withdrawable version, with guide frame, IEC 60947-2, frame size 1, 3-poles, In=630A up to 690V AC 50/60Hz, breaking capacity N Icc=55/42kA at 500/690V, without electr. trip unit ETU, front connection double hole, guide frame with shutter and w/o position signalling switch, without Com & metering function Manual operating mechanism with mechanical closing, without Spring charging motor, Ready-to-close signal. switch, Auxiliary switches 2NO+2NC, without Closing coil (CC), manual operating mechanism with mechanical closing, without Remote trip alarm reset coil (RR), without 2nd shunt trip, without 1st Shunt trip | 66800 | 1 | Z\ | 1
3WA1106-2AA34-0AA0 |  | Non-automatic circuit breaker withdrawable version, with guide frame, IEC 60947-2, frame size 1, 3-poles, In=630A up to 690V AC 50/60Hz, breaking capacity N Icc=55/42kA at 500/690V, without electr. trip unit ETU, rear connection flange, guide frame with shutter and w/o position signalling switch, without Com & metering function Manual operating mechanism with mechanical closing, without Spring charging motor, Ready-to-close signal. switch, Auxiliary switches 2NO+2NC, without Closing coil (CC), manual operating mechanism with mechanical closing, without Remote trip alarm reset coil (RR), without 2nd shunt trip, without 1st Shunt trip | 61400 | 1 | Z\ | 1
3WA1106-2AA34-1DD0-Z | S33T40 | Non-automatic circuit breaker withdrawable version, with guide frame, IEC 60947-2, frame size 1, 3-poles, In=630A up to 690V AC 50/60Hz, breaking capacity N Icc=55/42kA at 500/690V, without electr. trip unit ETU, rear connection flange, guide frame with shutter and w/o position signalling switch, without Com & metering function Manual operating mechanism with mechanical closing, without Spring charging motor, Ready-to-close signal. switch, Auxiliary switches 4NO+4NC, Closing coil (CC) 100% OP 110-127 V AC / 110-125 V DC, applicable for continuous duty, without Remote trip alarm reset coil (RR), Shunt trip (ST2) 100% OP 110-127 V AC / 110-125 V DC, suitable for continuous duty, without 1st Shunt trip Option S33 = Locking provision for Padlock device for charging handle padlocks are not included Option T40 = Door sealing frame IP41 | 75520 | 1 | Z\ | 1
3WA1106-2AA41-0AA0 |  | Non-automatic circuit breaker withdrawable version, with guide frame, IEC 60947-2, frame size 1, 4-poles, N-pole left, In=630A up to 690V AC 50/60Hz, breaking capacity N Icc=55/42kA at 500/690V, without electr. trip unit ETU, rear connection vertical, guide frame with shutter and w/o position signalling switch, without Com & metering function Manual operating mechanism with mechanical closing, without Spring charging motor, Ready-to-close signal. switch, Auxiliary switches 2NO+2NC, without Closing coil (CC), manual operating mechanism with mechanical closing, without Remote trip alarm reset coil (RR), without 2nd shunt trip, without 1st Shunt trip | 83400 | 1 | Z\ | 1
3WA1106-2AA42-0AA0 |  | Non-automatic circuit breaker withdrawable version, with guide frame, IEC 60947-2, frame size 1, 4-poles, N-pole left, In=630A up to 690V AC 50/60Hz, breaking capacity N Icc=55/42kA at 500/690V, without electr. trip unit ETU, rear connection horizontal, guide frame with shutter and w/o position signalling switch, without Com & metering function Manual operating mechanism with mechanical closing, without Spring charging motor, Ready-to-close signal. switch, Auxiliary switches 2NO+2NC, without Closing coil (CC), manual operating mechanism with mechanical closing, without Remote trip alarm reset coil (RR), without 2nd shunt trip, without 1st Shunt trip | 81000 | 1 | Z\ | 1
3WA1106-2AA43-0AA0 |  | Non-automatic circuit breaker withdrawable version, with guide frame, IEC 60947-2, frame size 1, 4-poles, N-pole left, In=630A up to 690V AC 50/60Hz, breaking capacity N Icc=55/42kA at 500/690V, without electr. trip unit ETU, front connection double hole, guide frame with shutter and w/o position signalling switch, without Com & metering function Manual operating mechanism with mechanical closing, without Spring charging motor, Ready-to-close signal. switch, Auxiliary switches 2NO+2NC, without Closing coil (CC), manual operating mechanism with mechanical closing, without Remote trip alarm reset coil (RR), without 2nd shunt trip, without 1st Shunt trip | 88300 | 1 | Z\ | 1
3WA1106-2AA44-0AA0 |  | Non-automatic circuit breaker withdrawable version, with guide frame, IEC 60947-2, frame size 1, 4-poles, N-pole left, In=630A up to 690V AC 50/60Hz, breaking capacity N Icc=55/42kA at 500/690V, without electr. trip unit ETU, rear connection flange, guide frame with shutter and w/o position signalling switch, without Com & metering function Manual operating mechanism with mechanical closing, without Spring charging motor, Ready-to-close signal. switch, Auxiliary switches 2NO+2NC, without Closing coil (CC), manual operating mechanism with mechanical closing, without Remote trip alarm reset coil (RR), without 2nd shunt trip, without 1st Shunt trip | 81000 | 1 | Z\ | 1
3WA1106-2AB01-0AA0 |  | Fixed-mounted circuit breaker IEC 60947-2, frame size 1, 3-poles, In=630A up to 690V AC 50/60Hz, breaking capacity N Icu=55/42kA at 500/690V, Trip unit ETU300 LSI optimized for standard applica- tions, without display Protection LT, ST, INST, N-protection required an external N-sensor, incl. trip alarm switch (1xCO), rear connection vertical, without Com & metering function Manual operating mechanism with mechanical closing, without Spring charging motor, Ready-to-close signal. switch, Auxiliary switches 2NO+2NC, without Closing coil (CC), manual operating mechanism with mechanical closing, without Remote trip alarm reset coil (RR), without 2nd shunt trip, without 1st Shunt trip | 48900 | 1 | Z\ | 1
3WA1106-2AB02-0AA0 |  | Fixed-mounted circuit breaker IEC 60947-2, frame size 1, 3-poles, In=630A up to 690V AC 50/60Hz, breaking capacity N Icu=55/42kA at 500/690V, Trip unit ETU300 LSI optimized for standard applica- tions, without display Protection LT, ST, INST, N-protection required an external N-sensor, incl. trip alarm switch (1xCO), rear connection horizontal, without Com & metering function Manual operating mechanism with mechanical closing, without Spring charging motor, Ready-to-close signal. switch, Auxiliary switches 2NO+2NC, without Closing coil (CC), manual operating mechanism with mechanical closing, without Remote trip alarm reset coil (RR), without 2nd shunt trip, without 1st Shunt trip | 47200 | 1 | Z\ | 1
3WA1106-2AB03-0AA0 |  | Fixed-mounted circuit breaker IEC 60947-2, frame size 1, 3-poles, In=630A up to 690V AC 50/60Hz, breaking capacity N Icu=55/42kA at 500/690V, Trip unit ETU300 LSI optimized for standard applica- tions, without display Protection LT, ST, INST, N-protection required an external N-sensor, incl. trip alarm switch (1xCO), front connection double hole, without Com & metering function Manual operating mechanism with mechanical closing, without Spring charging motor, Ready-to-close signal. switch, Auxiliary switches 2NO+2NC, without Closing coil (CC), manual operating mechanism with mechanical closing, without Remote trip alarm reset coil (RR), without 2nd shunt trip, without 1st Shunt trip | 52300 | 1 | Z\ | 1
3WA1106-2AB11-0AA0 |  | Fixed-mounted circuit breaker IEC 60947-2, frame size 1, 4-poles, N-pole left, In=630A up to 690V AC 50/60Hz, breaking capacity N Icu=55/42kA at 500/690V, Trip unit ETU300 LSI optimized for standard applica- tions, without display Protection LT, ST, INST, include N-protection, (internal N-sensor available), incl. trip alarm switch (1xCO), rear connection vertical, without Com & metering function Manual operating mechanism with mechanical closing, without Spring charging motor, Ready-to-close signal. switch, Auxiliary switches 2NO+2NC, without Closing coil (CC), manual operating mechanism with mechanical closing, without Remote trip alarm reset coil (RR), without 2nd shunt trip, without 1st Shunt trip | 66200 | 1 | Z\ | 1
3WA1106-2AB11-8EA4-Z | S55T40 | Fixed-mounted circuit breaker IEC 60947-2, frame size 1, 4-poles, N-pole left, In=630A up to 690V AC 50/60Hz, breaking capacity N Icu=55/42kA at 500/690V, Trip unit ETU300 LSI optimized for standard applica- tions, without display Protection LT, ST, INST, include N-protection, (internal N-sensor available), incl. trip alarm switch (1xCO), rear connection vertical, without Com & metering function with manual and motorized operating mechanism (M) 208-240 V AC / 220-250 V DC, Storage status and ready-to- close signaling switches, Auxiliary switches 4NO+4NC, Closing coil (CC) 100% OP 208-240 V AC / 220-250 V DC, applicable for continuous duty, without Remote trip alarm reset coil (RR), without 2nd shunt trip, Shunt trip (ST) 100% OP 208-240 V AC / 220-250 V DC, suitable for continuous duty, Option S55 = Mutual mechanical interlocking with 2 m bowden cable for circuit breakers in fixed- mounted design necessary once for each circuit breaker. Option T40 = Door sealing frame IP41 | 101580 | 1 | Z\ | 1
3WA1106-2AB12-0AA0 |  | Fixed-mounted circuit breaker IEC 60947-2, frame size 1, 4-poles, N-pole left, In=630A up to 690V AC 50/60Hz, breaking capacity N Icu=55/42kA at 500/690V, Trip unit ETU300 LSI optimized for standard applica- tions, without display Protection LT, ST, INST, include N-protection, (internal N-sensor available), incl. trip alarm switch (1xCO), rear connection horizontal, without Com & metering function Manual operating mechanism with mechanical closing, without Spring charging motor, Ready-to-close signal. switch, Auxiliary switches 2NO+2NC, without Closing coil (CC), manual operating mechanism with mechanical closing, without Remote trip alarm reset coil (RR), without 2nd shunt trip, without 1st Shunt trip | 64000 | 1 | Z\ | 1
3WA1106-2AB13-0AA0 |  | Fixed-mounted circuit breaker IEC 60947-2, frame size 1, 4-poles, N-pole left, In=630A up to 690V AC 50/60Hz, breaking capacity N Icu=55/42kA at 500/690V, Trip unit ETU300 LSI optimized for standard applica- tions, without display Protection LT, ST, INST, include N-protection, (internal N-sensor available), incl. trip alarm switch (1xCO), front connection double hole, without Com & metering function Manual operating mechanism with mechanical closing, without Spring charging motor, Ready-to-close signal. switch, Auxiliary switches 2NO+2NC, without Closing coil (CC), manual operating mechanism with mechanical closing, without Remote trip alarm reset coil (RR), without 2nd shunt trip, without 1st Shunt trip | 70700 | 1 | Z\ | 1
3WA1106-2AB21-0AA0 |  | fixed-mounted circuit breaker, IEC 60947-2, size 1, 4-pole, N pole on right, In=630 A up to 690 V AC 50/60 Hz, breaking capacity N Icc=55/42 kA at 500/690 V, tripping unit ETU300 LSI optimized for standard applications, without display, basic protection LT, ST, INST, including protection of the N conductor (internal neutral point sensor available) trip alarm switch (1 x CO), connection at rear vertical, without Com & metering function Manual operating mechanism with mechanical closing, without Spring charging motor, Ready-to-close signal. switch, Auxiliary switches 2NO+2NC, without Closing coil (CC), manual operating mechanism with mechanical closing, without Remote trip alarm reset coil (RR), without 2nd shunt trip, without 1st Shunt trip | 66200 | 1 | Z\ | 1
3WA1106-2AB22-0AA0 |  | fixed-mounted circuit breaker, IEC 60947-2, size 1, 4-pole, N pole on right, In=630 A up to 690 V AC 50/60 Hz, breaking capacity N Icc=55/42 kA at 500/690 V, tripping unit ETU300 LSI optimized for standard applications, without display, basic protection LT, ST, INST, including protection of the N conductor (internal neutral point sensor available) trip alarm switch (1 x CO), connection at rear horizontal without Com & metering function Manual operating mechanism with mechanical closing, without Spring charging motor, Ready-to-close signal. switch, Auxiliary switches 2NO+2NC, without Closing coil (CC), manual operating mechanism with mechanical closing, without Remote trip alarm reset coil (RR), without 2nd shunt trip, without 1st Shunt trip | 64000 | 1 | Z\ | 1
3WA1106-2AB23-0AA0 |  | fixed-mounted circuit breaker, IEC 60947-2, size 1, 4-pole, N pole on right, In=630 A up to 690 V AC 50/60 Hz, breaking capacity N Icc=55/42 kA at 500/690 V, tripping unit ETU300 LSI optimized for standard applications, without display, basic protection LT, ST, INST, including protection of the N conductor (internal neutral point sensor available) trip alarm switch (1 x CO), front connection double hole, without Com & metering function Manual operating mechanism with mechanical closing, without Spring charging motor, Ready-to-close signal. switch, Auxiliary switches 2NO+2NC, without Closing coil (CC), manual operating mechanism with mechanical closing, without Remote trip alarm reset coil (RR), without 2nd shunt trip, without 1st Shunt trip | 70700 | 1 | Z\ | 1
3WA1106-2AB31-0AA0 |  | Withdrawable circuit breaker with guide frame, IEC 60947-2, frame size 1, 3-poles, In=630A up to 690V AC 50/60Hz, breaking capacity N Icu=55/42kA at 500/690V, Trip unit ETU300 LSI optimized for standard applica- tions, without display Protection LT, ST, INST, N-protection required an external N-sensor, incl. trip alarm switch (1xCO), rear connection vertical, guide frame with shutter and w/o position signalling switch, without Com & metering function Manual operating mechanism with mechanical closing, without Spring charging motor, Ready-to-close signal. switch, Auxiliary switches 2NO+2NC, without Closing coil (CC), manual operating mechanism with mechanical closing, without Remote trip alarm reset coil (RR), without 2nd shunt trip, without 1st Shunt trip | 67100 | 1 | Z\ | 1
3WA1106-2AB32-0AA0 |  | Withdrawable circuit breaker with guide frame, IEC 60947-2, frame size 1, 3-poles, In=630A up to 690V AC 50/60Hz, breaking capacity N Icu=55/42kA at 500/690V, Trip unit ETU300 LSI optimized for standard applica- tions, without display Protection LT, ST, INST, N-protection required an external N-sensor, incl. trip alarm switch (1xCO), rear connection horizontal, guide frame with shutter and w/o position signalling switch, without Com & metering function Manual operating mechanism with mechanical closing, without Spring charging motor, Ready-to-close signal. switch, Auxiliary switches 2NO+2NC, without Closing coil (CC), manual operating mechanism with mechanical closing, without Remote trip alarm reset coil (RR), without 2nd shunt trip, without 1st Shunt trip | 65300 | 1 | Z\ | 1
3WA1106-2AB32-3DA3-Z | C01R68T40 | Withdrawable circuit breaker with guide frame, IEC 60947-2, frame size 1, 3-poles, In=630A up to 690V AC 50/60Hz, breaking capacity N Icu=55/42kA at 500/690V, Trip unit ETU300 LSI optimized for standard applica- tions, without display Protection LT, ST, INST, N-protection required an external N-sensor, incl. trip alarm switch (1xCO), rear connection horizontal, guide frame with shutter and w/o position signalling switch, without Com & metering function with manual and motorized operating mechanism (M) 110-127 V AC / 110-125 V DC, Storage status and ready-to- close signaling switches, Auxiliary switches 2NO+2NC, Closing coil (CC) 100% OP 110-127 V AC / 110-125 V DC, applicable for continuous duty, without Remote trip alarm reset coil (RR), without 2nd shunt trip, Shunt trip (ST) 100% OP 110-127 V AC / 110-125 V DC, suitable for continuous duty, Option C01 = Operations counter for circuit breaker Option R68 = Locking provision against unauthorized closing for withdrawable circuit breakers with RONIS lock. Option T40 = Door sealing frame IP41 | 99970 | 1 | Z\ | 1
3WA1106-2AB32-4EA4-Z | C01R68T40 | Withdrawable circuit breaker with guide frame, IEC 60947-2, frame size 1, 3-poles, In=630A up to 690V AC 50/60Hz, breaking capacity N Icu=55/42kA at 500/690V, Trip unit ETU300 LSI optimized for standard applica- tions, without display Protection LT, ST, INST, N-protection required an external N-sensor, incl. trip alarm switch (1xCO), rear connection horizontal, guide frame with shutter and w/o position signalling switch, without Com & metering function with manual and motorized operating mechanism (M) 208-240 V AC / 220-250 V DC, Storage status and ready-to- close signaling switches, Auxiliary switches 2NO+2NC, Closing coil (CC) 100% OP 208-240 V AC / 220-250 V DC, applicable for continuous duty, without Remote trip alarm reset coil (RR), without 2nd shunt trip, Shunt trip (ST) 100% OP 208-240 V AC / 220-250 V DC, suitable for continuous duty, Option C01 = Operations counter for circuit breaker Option R68 = Locking provision against unauthorized closing for withdrawable circuit breakers with RONIS lock. Option T40 = Door sealing frame IP41 | 99970 | 1 | Z\ | 1
3WA1106-2AB33-0AA0 |  | Withdrawable circuit breaker with guide frame, IEC 60947-2, frame size 1, 3-poles, In=630A up to 690V AC 50/60Hz, breaking capacity N Icu=55/42kA at 500/690V, Trip unit ETU300 LSI optimized for standard applica- tions, without display Protection LT, ST, INST, N-protection required an external N-sensor, incl. trip alarm switch (1xCO), front connection double hole, guide frame with shutter and w/o position signalling switch, without Com & metering function Manual operating mechanism with mechanical closing, without Spring charging motor, Ready-to-close signal. switch, Auxiliary switches 2NO+2NC, without Closing coil (CC), manual operating mechanism with mechanical closing, without Remote trip alarm reset coil (RR), without 2nd shunt trip, without 1st Shunt trip | 70800 | 1 | Z\ | 1
3WA1106-2AB34-0AA0 |  | Withdrawable circuit breaker with guide frame, IEC 60947-2, frame size 1, 3-poles, In=630A up to 690V AC 50/60Hz, breaking capacity N Icu=55/42kA at 500/690V, Trip unit ETU300 LSI optimized for standard applica- tions, without display Protection LT, ST, INST, N-protection required an external N-sensor, incl. trip alarm switch (1xCO), rear connection flange, guide frame with shutter and w/o position signalling switch, without Com & metering function Manual operating mechanism with mechanical closing, without Spring charging motor, Ready-to-close signal. switch, Auxiliary switches 2NO+2NC, without Closing coil (CC), manual operating mechanism with mechanical closing, without Remote trip alarm reset coil (RR), without 2nd shunt trip, without 1st Shunt trip | 65300 | 1 | Z\ | 1
3WA1106-2AB41-0AA0 |  | Withdrawable circuit breaker with guide frame, IEC 60947-2, frame size 1, 4-poles, N-pole left, In=630A up to 690V AC 50/60Hz, breaking capacity N Icu=55/42kA at 500/690V, Trip unit ETU300 LSI optimized for standard applica- tions, without display Protection LT, ST, INST, include N-protection, (internal N-sensor available), incl. trip alarm switch (1xCO), rear connection vertical, guide frame with shutter and w/o position signalling switch, without Com & metering function Manual operating mechanism with mechanical closing, without Spring charging motor, Ready-to-close signal. switch, Auxiliary switches 2NO+2NC, without Closing coil (CC), manual operating mechanism with mechanical closing, without Remote trip alarm reset coil (RR), without 2nd shunt trip, without 1st Shunt trip | 90300 | 1 | Z\ | 1
3WA1106-2AB42-0AA0 |  | Withdrawable circuit breaker with guide frame, IEC 60947-2, frame size 1, 4-poles, N-pole left, In=630A up to 690V AC 50/60Hz, breaking capacity N Icu=55/42kA at 500/690V, Trip unit ETU300 LSI optimized for standard applica- tions, without display Protection LT, ST, INST, include N-protection, (internal N-sensor available), incl. trip alarm switch (1xCO), rear connection horizontal, guide frame with shutter and w/o position signalling switch, without Com & metering function Manual operating mechanism with mechanical closing, without Spring charging motor, Ready-to-close signal. switch, Auxiliary switches 2NO+2NC, without Closing coil (CC), manual operating mechanism with mechanical closing, without Remote trip alarm reset coil (RR), without 2nd shunt trip, without 1st Shunt trip | 87800 | 1 | Z\ | 1
3WA1106-2AB43-0AA0 |  | Withdrawable circuit breaker with guide frame, IEC 60947-2, frame size 1, 4-poles, N-pole left, In=630A up to 690V AC 50/60Hz, breaking capacity N Icu=55/42kA at 500/690V, Trip unit ETU300 LSI optimized for standard applica- tions, without display Protection LT, ST, INST, include N-protection, (internal N-sensor available), incl. trip alarm switch (1xCO), front connection double hole, guide frame with shutter and w/o position signalling switch, without Com & metering function Manual operating mechanism with mechanical closing, without Spring charging motor, Ready-to-close signal. switch, Auxiliary switches 2NO+2NC, without Closing coil (CC), manual operating mechanism with mechanical closing, without Remote trip alarm reset coil (RR), without 2nd shunt trip, without 1st Shunt trip | 95100 | 1 | Z\ | 1
3WA1106-2AB44-0AA0 |  | Withdrawable circuit breaker with guide frame, IEC 60947-2, frame size 1, 4-poles, N-pole left, In=630A up to 690V AC 50/60Hz, breaking capacity N Icu=55/42kA at 500/690V, Trip unit ETU300 LSI optimized for standard applica- tions, without display Protection LT, ST, INST, include N-protection, (internal N-sensor available), incl. trip alarm switch (1xCO), rear connection flange, guide frame with shutter and w/o position signalling switch, without Com & metering function Manual operating mechanism with mechanical closing, without Spring charging motor, Ready-to-close signal. switch, Auxiliary switches 2NO+2NC, without Closing coil (CC), manual operating mechanism with mechanical closing, without Remote trip alarm reset coil (RR), without 2nd shunt trip, without 1st Shunt trip | 87800 | 1 | Z\ | 1
3WA1106-2AC01-0AA0 |  | Fixed-mounted circuit breaker IEC 60947-2, frame size 1, 3-poles, In=630A up to 690V AC 50/60Hz, breaking capacity N Icu=55/42kA at 500/690V, Trip unit ETU300 LSIG optimized for standard applica- tions, without display Protection LT, ST, INST, GF, N-protection required an external N-sensor, incl. trip alarm switch (1xCO), rear connection vertical, without Com & metering function Manual operating mechanism with mechanical closing, without Spring charging motor, Ready-to-close signal. switch, Auxiliary switches 2NO+2NC, without Closing coil (CC), manual operating mechanism with mechanical closing, without Remote trip alarm reset coil (RR), without 2nd shunt trip, without 1st Shunt trip | 55100 | 1 | Z\ | 1
3WA1106-2AC02-0AA0 |  | Fixed-mounted circuit breaker IEC 60947-2, frame size 1, 3-poles, In=630A up to 690V AC 50/60Hz, breaking capacity N Icu=55/42kA at 500/690V, Trip unit ETU300 LSIG optimized for standard applica- tions, without display Protection LT, ST, INST, GF, N-protection required an external N-sensor, incl. trip alarm switch (1xCO), rear connection horizontal, without Com & metering function Manual operating mechanism with mechanical closing, without Spring charging motor, Ready-to-close signal. switch, Auxiliary switches 2NO+2NC, without Closing coil (CC), manual operating mechanism with mechanical closing, without Remote trip alarm reset coil (RR), without 2nd shunt trip, without 1st Shunt trip | 53400 | 1 | Z\ | 1
3WA1106-2AC03-0AA0 |  | Fixed-mounted circuit breaker IEC 60947-2, frame size 1, 3-poles, In=630A up to 690V AC 50/60Hz, breaking capacity N Icu=55/42kA at 500/690V, Trip unit ETU300 LSIG optimized for standard applica- tions, without display Protection LT, ST, INST, GF, N-protection required an external N-sensor, incl. trip alarm switch (1xCO), front connection double hole, without Com & metering function Manual operating mechanism with mechanical closing, without Spring charging motor, Ready-to-close signal. switch, Auxiliary switches 2NO+2NC, without Closing coil (CC), manual operating mechanism with mechanical closing, without Remote trip alarm reset coil (RR), without 2nd shunt trip, without 1st Shunt trip | 58400 | 1 | Z\ | 1
3WA1106-2AC11-0AA0 |  | Fixed-mounted circuit breaker IEC 60947-2, frame size 1, 4-poles, N-pole left, In=630A up to 690V AC 50/60Hz, breaking capacity N Icu=55/42kA at 500/690V, Trip unit ETU300 LSIG optimized for standard applica- tions, without display Protection LT, ST, INST, GF, include N-protection, (internal N-sensor available), incl. trip alarm switch (1xCO), rear connection vertical, without Com & metering function Manual operating mechanism with mechanical closing, without Spring charging motor, Ready-to-close signal. switch, Auxiliary switches 2NO+2NC, without Closing coil (CC), manual operating mechanism with mechanical closing, without Remote trip alarm reset coil (RR), without 2nd shunt trip, without 1st Shunt trip | 72400 | 1 | Z\ | 1
3WA1106-2AC12-0AA0 |  | Fixed-mounted circuit breaker IEC 60947-2, frame size 1, 4-poles, N-pole left, In=630A up to 690V AC 50/60Hz, breaking capacity N Icu=55/42kA at 500/690V, Trip unit ETU300 LSIG optimized for standard applica- tions, without display Protection LT, ST, INST, GF, include N-protection, (internal N-sensor available), incl. trip alarm switch (1xCO), rear connection horizontal, without Com & metering function Manual operating mechanism with mechanical closing, without Spring charging motor, Ready-to-close signal. switch, Auxiliary switches 2NO+2NC, without Closing coil (CC), manual operating mechanism with mechanical closing, without Remote trip alarm reset coil (RR), without 2nd shunt trip, without 1st Shunt trip | 70200 | 1 | Z\ | 1
3WA1106-2AC13-0AA0 |  | Fixed-mounted circuit breaker IEC 60947-2, frame size 1, 4-poles, N-pole left, In=630A up to 690V AC 50/60Hz, breaking capacity N Icu=55/42kA at 500/690V, Trip unit ETU300 LSIG optimized for standard applica- tions, without display Protection LT, ST, INST, GF, include N-protection, (internal N-sensor available), incl. trip alarm switch (1xCO), front connection double hole, without Com & metering function Manual operating mechanism with mechanical closing, without Spring charging motor, Ready-to-close signal. switch, Auxiliary switches 2NO+2NC, without Closing coil (CC), manual operating mechanism with mechanical closing, without Remote trip alarm reset coil (RR), without 2nd shunt trip, without 1st Shunt trip | 76800 | 1 | Z\ | 1
3WA1106-2AC21-0AA0 |  | fixed-mounted circuit breaker, IEC 60947-2, size 1, 4-pole, N pole on right, In=630 A up to 690 V AC 50/60 Hz, breaking capacity N Icc=55/42 kA at 500/690 V, tripping unit ETU300 LSI G optimized for standard applications, without display, basic protection LT, ST, INST, GF, including protection of the N conductor (internal neutral point sensor available), trip alarm switch (1 x CO), connection at rear vertical, without Com & metering function Manual operating mechanism with mechanical closing, without Spring charging motor, Ready-to-close signal. switch, Auxiliary switches 2NO+2NC, without Closing coil (CC), manual operating mechanism with mechanical closing, without Remote trip alarm reset coil (RR), without 2nd shunt trip, without 1st Shunt trip | 72400 | 1 | Z\ | 1
3WA1106-2AC22-0AA0 |  | fixed-mounted circuit breaker, IEC 60947-2, size 1, 4-pole, N pole on right, In=630 A up to 690 V AC 50/60 Hz, breaking capacity N Icc=55/42 kA at 500/690 V, tripping unit ETU300 LSI G optimized for standard applications, without display, basic protection LT, ST, INST, GF, including protection of the N conductor (internal neutral point sensor available), trip alarm switch (1 x CO), connection at rear horizontal without Com & metering function Manual operating mechanism with mechanical closing, without Spring charging motor, Ready-to-close signal. switch, Auxiliary switches 2NO+2NC, without Closing coil (CC), manual operating mechanism with mechanical closing, without Remote trip alarm reset coil (RR), without 2nd shunt trip, without 1st Shunt trip | 70200 | 1 | Z\ | 1
3WA1106-2AC23-0AA0 |  | fixed-mounted circuit breaker, IEC 60947-2, size 1, 4-pole, N pole on right, In=630 A up to 690 V AC 50/60 Hz, breaking capacity N Icc=55/42 kA at 500/690 V, tripping unit ETU300 LSI G optimized for standard applications, without display, basic protection LT, ST, INST, GF, including protection of the N conductor (internal neutral point sensor available), trip alarm switch (1 x CO), front connection double hole, without Com & metering function Manual operating mechanism with mechanical closing, without Spring charging motor, Ready-to-close signal. switch, Auxiliary switches 2NO+2NC, without Closing coil (CC), manual operating mechanism with mechanical closing, without Remote trip alarm reset coil (RR), without 2nd shunt trip, without 1st Shunt trip | 76800 | 1 | Z\ | 1
3WA1106-2AC31-0AA0 |  | Withdrawable circuit breaker with guide frame, IEC 60947-2, frame size 1, 3-poles, In=630A up to 690V AC 50/60Hz, breaking capacity N Icu=55/42kA at 500/690V, Trip unit ETU300 LSIG optimized for standard applica- tions, without display Protection LT, ST, INST, GF, N-protection required an external N-sensor, incl. trip alarm switch (1xCO), rear connection vertical, guide frame with shutter and w/o position signalling switch, without Com & metering function Manual operating mechanism with mechanical closing, without Spring charging motor, Ready-to-close signal. switch, Auxiliary switches 2NO+2NC, without Closing coil (CC), manual operating mechanism with mechanical closing, without Remote trip alarm reset coil (RR), without 2nd shunt trip, without 1st Shunt trip | 73300 | 1 | Z\ | 1
3WA1106-2AC32-0AA0 |  | Withdrawable circuit breaker with guide frame, IEC 60947-2, frame size 1, 3-poles, In=630A up to 690V AC 50/60Hz, breaking capacity N Icu=55/42kA at 500/690V, Trip unit ETU300 LSIG optimized for standard applica- tions, without display Protection LT, ST, INST, GF, N-protection required an external N-sensor, incl. trip alarm switch (1xCO), rear connection horizontal, guide frame with shutter and w/o position signalling switch, without Com & metering function Manual operating mechanism with mechanical closing, without Spring charging motor, Ready-to-close signal. switch, Auxiliary switches 2NO+2NC, without Closing coil (CC), manual operating mechanism with mechanical closing, without Remote trip alarm reset coil (RR), without 2nd shunt trip, without 1st Shunt trip | 71500 | 1 | Z\ | 1
3WA1106-2AC33-0AA0 |  | Withdrawable circuit breaker with guide frame, IEC 60947-2, frame size 1, 3-poles, In=630A up to 690V AC 50/60Hz, breaking capacity N Icu=55/42kA at 500/690V, Trip unit ETU300 LSIG optimized for standard applica- tions, without display Protection LT, ST, INST, GF, N-protection required an external N-sensor, incl. trip alarm switch (1xCO), front connection double hole, guide frame with shutter and w/o position signalling switch, without Com & metering function Manual operating mechanism with mechanical closing, without Spring charging motor, Ready-to-close signal. switch, Auxiliary switches 2NO+2NC, without Closing coil (CC), manual operating mechanism with mechanical closing, without Remote trip alarm reset coil (RR), without 2nd shunt trip, without 1st Shunt trip | 76900 | 1 | Z\ | 1
3WA1106-2AC34-0AA0 |  | Withdrawable circuit breaker with guide frame, IEC 60947-2, frame size 1, 3-poles, In=630A up to 690V AC 50/60Hz, breaking capacity N Icu=55/42kA at 500/690V, Trip unit ETU300 LSIG optimized for standard applica- tions, without display Protection LT, ST, INST, GF, N-protection required an external N-sensor, incl. trip alarm switch (1xCO), rear connection flange, guide frame with shutter and w/o position signalling switch, without Com & metering function Manual operating mechanism with mechanical closing, without Spring charging motor, Ready-to-close signal. switch, Auxiliary switches 2NO+2NC, without Closing coil (CC), manual operating mechanism with mechanical closing, without Remote trip alarm reset coil (RR), without 2nd shunt trip, without 1st Shunt trip | 71500 | 1 | Z\ | 1
3WA1106-2AC41-0AA0 |  | Withdrawable circuit breaker with guide frame, IEC 60947-2, frame size 1, 4-poles, N-pole left, In=630A up to 690V AC 50/60Hz, breaking capacity N Icu=55/42kA at 500/690V, Trip unit ETU300 LSIG optimized for standard applica- tions, without display Protection LT, ST, INST, GF, include N-protection, (internal N-sensor available), incl. trip alarm switch (1xCO), rear connection vertical, guide frame with shutter and w/o position signalling switch, without Com & metering function Manual operating mechanism with mechanical closing, without Spring charging motor, Ready-to-close signal. switch, Auxiliary switches 2NO+2NC, without Closing coil (CC), manual operating mechanism with mechanical closing, without Remote trip alarm reset coil (RR), without 2nd shunt trip, without 1st Shunt trip | 96400 | 1 | Z\ | 1
3WA1106-2AC42-0AA0 |  | Withdrawable circuit breaker with guide frame, IEC 60947-2, frame size 1, 4-poles, N-pole left, In=630A up to 690V AC 50/60Hz, breaking capacity N Icu=55/42kA at 500/690V, Trip unit ETU300 LSIG optimized for standard applica- tions, without display Protection LT, ST, INST, GF, include N-protection, (internal N-sensor available), incl. trip alarm switch (1xCO), rear connection horizontal, guide frame with shutter and w/o position signalling switch, without Com & metering function Manual operating mechanism with mechanical closing, without Spring charging motor, Ready-to-close signal. switch, Auxiliary switches 2NO+2NC, without Closing coil (CC), manual operating mechanism with mechanical closing, without Remote trip alarm reset coil (RR), without 2nd shunt trip, without 1st Shunt trip | 94000 | 1 | Z\ | 1
3WA1106-2AC43-0AA0 |  | Withdrawable circuit breaker with guide frame, IEC 60947-2, frame size 1, 4-poles, N-pole left, In=630A up to 690V AC 50/60Hz, breaking capacity N Icu=55/42kA at 500/690V, Trip unit ETU300 LSIG optimized for standard applica- tions, without display Protection LT, ST, INST, GF, include N-protection, (internal N-sensor available), incl. trip alarm switch (1xCO), front connection double hole, guide frame with shutter and w/o position signalling switch, without Com & metering function Manual operating mechanism with mechanical closing, without Spring charging motor, Ready-to-close signal. switch, Auxiliary switches 2NO+2NC, without Closing coil (CC), manual operating mechanism with mechanical closing, without Remote trip alarm reset coil (RR), without 2nd shunt trip, without 1st Shunt trip | 101000 | 1 | Z\ | 1
3WA1106-2AC44-0AA0 |  | Withdrawable circuit breaker with guide frame, IEC 60947-2, frame size 1, 4-poles, N-pole left, In=630A up to 690V AC 50/60Hz, breaking capacity N Icu=55/42kA at 500/690V, Trip unit ETU300 LSIG optimized for standard applica- tions, without display Protection LT, ST, INST, GF, include N-protection, (internal N-sensor available), incl. trip alarm switch (1xCO), rear connection flange, guide frame with shutter and w/o position signalling switch, without Com & metering function Manual operating mechanism with mechanical closing, without Spring charging motor, Ready-to-close signal. switch, Auxiliary switches 2NO+2NC, without Closing coil (CC), manual operating mechanism with mechanical closing, without Remote trip alarm reset coil (RR), without 2nd shunt trip, without 1st Shunt trip | 94000 | 1 | Z\ | 1
3WA1106-2AE01-0AA0 |  | Fixed-mounted circuit breaker IEC 60947-2, frame size 1, 3-poles, In=630A up to 690V AC 50/60Hz, breaking capacity N Icu=55/42kA at 500/690V, Trip unit ETU600 LSI upgrade ready , colordisplay, bluetooth and USB interface, Protection LT, ST, INST, N-protection required an external N-sensor, incl. trip alarm switch (1xCO), rear connection vertical, without Com & metering function Manual operating mechanism with mechanical closing, without Spring charging motor, Ready-to-close signal. switch, Auxiliary switches 2NO+2NC, without Closing coil (CC), manual operating mechanism with mechanical closing, without Remote trip alarm reset coil (RR), without 2nd shunt trip, without 1st Shunt trip | 54000 | 1 | Z\ | 1
3WA1106-2AE02-0AA0 |  | Fixed-mounted circuit breaker IEC 60947-2, frame size 1, 3-poles, In=630A up to 690V AC 50/60Hz, breaking capacity N Icu=55/42kA at 500/690V, Trip unit ETU600 LSI upgrade ready , colordisplay, bluetooth and USB interface, Protection LT, ST, INST, N-protection required an external N-sensor, incl. trip alarm switch (1xCO), rear connection horizontal, without Com & metering function Manual operating mechanism with mechanical closing, without Spring charging motor, Ready-to-close signal. switch, Auxiliary switches 2NO+2NC, without Closing coil (CC), manual operating mechanism with mechanical closing, without Remote trip alarm reset coil (RR), without 2nd shunt trip, without 1st Shunt trip | 52300 | 1 | Z\ | 1
3WA1106-2AE03-0AA0 |  | Fixed-mounted circuit breaker IEC 60947-2, frame size 1, 3-poles, In=630A up to 690V AC 50/60Hz, breaking capacity N Icu=55/42kA at 500/690V, Trip unit ETU600 LSI upgrade ready , colordisplay, bluetooth and USB interface, Protection LT, ST, INST, N-protection required an external N-sensor, incl. trip alarm switch (1xCO), front connection double hole, without Com & metering function Manual operating mechanism with mechanical closing, without Spring charging motor, Ready-to-close signal. switch, Auxiliary switches 2NO+2NC, without Closing coil (CC), manual operating mechanism with mechanical closing, without Remote trip alarm reset coil (RR), without 2nd shunt trip, without 1st Shunt trip | 57400 | 1 | Z\ | 1
3WA1106-2AE11-0AA0 |  | Fixed-mounted circuit breaker IEC 60947-2, frame size 1, 4-poles, N-pole left, In=630A up to 690V AC 50/60Hz, breaking capacity N Icu=55/42kA at 500/690V, Trip unit ETU600 LSI upgrade ready , colordisplay, bluetooth and USB interface, Protection LT, ST, INST, include N-protection, (internal N-sensor available), incl. trip alarm switch (1xCO), rear connection vertical, without Com & metering function Manual operating mechanism with mechanical closing, without Spring charging motor, Ready-to-close signal. switch, Auxiliary switches 2NO+2NC, without Closing coil (CC), manual operating mechanism with mechanical closing, without Remote trip alarm reset coil (RR), without 2nd shunt trip, without 1st Shunt trip | 71300 | 1 | Z\ | 1
3WA1106-2AE12-0AA0 |  | Fixed-mounted circuit breaker IEC 60947-2, frame size 1, 4-poles, N-pole left, In=630A up to 690V AC 50/60Hz, breaking capacity N Icu=55/42kA at 500/690V, Trip unit ETU600 LSI upgrade ready , colordisplay, bluetooth and USB interface, Protection LT, ST, INST, include N-protection, (internal N-sensor available), incl. trip alarm switch (1xCO), rear connection horizontal, without Com & metering function Manual operating mechanism with mechanical closing, without Spring charging motor, Ready-to-close signal. switch, Auxiliary switches 2NO+2NC, without Closing coil (CC), manual operating mechanism with mechanical closing, without Remote trip alarm reset coil (RR), without 2nd shunt trip, without 1st Shunt trip | 69100 | 1 | Z\ | 1
3WA1106-2AE13-0AA0 |  | Fixed-mounted circuit breaker IEC 60947-2, frame size 1, 4-poles, N-pole left, In=630A up to 690V AC 50/60Hz, breaking capacity N Icu=55/42kA at 500/690V, Trip unit ETU600 LSI upgrade ready , colordisplay, bluetooth and USB interface, Protection LT, ST, INST, include N-protection, (internal N-sensor available), incl. trip alarm switch (1xCO), front connection double hole, without Com & metering function Manual operating mechanism with mechanical closing, without Spring charging motor, Ready-to-close signal. switch, Auxiliary switches 2NO+2NC, without Closing coil (CC), manual operating mechanism with mechanical closing, without Remote trip alarm reset coil (RR), without 2nd shunt trip, without 1st Shunt trip | 75800 | 1 | Z\ | 1
3WA1106-2AE21-0AA0 |  | fixed-mounted circuit breaker, IEC 60947-2, size 1, 4-pole, N pole on right, In=630 A up to 690 V AC 50/60 Hz, breaking capacity N Icc=55/42 kA at 500/690 V, tripping unit ETU600 LSI upgradeable, color display, Bluetooth, USB interface, basic protection LT, ST, INST, including protection of the N conductor (internal neutral point sensor available), trip alarm switch (1 x CO), connection at rear vertical, without Com & metering function Manual operating mechanism with mechanical closing, without Spring charging motor, Ready-to-close signal. switch, Auxiliary switches 2NO+2NC, without Closing coil (CC), manual operating mechanism with mechanical closing, without Remote trip alarm reset coil (RR), without 2nd shunt trip, without 1st Shunt trip | 71300 | 1 | Z\ | 1
3WA1106-2AE22-0AA0 |  | fixed-mounted circuit breaker, IEC 60947-2, size 1, 4-pole, N pole on right, In=630 A up to 690 V AC 50/60 Hz, breaking capacity N Icc=55/42 kA at 500/690 V, tripping unit ETU600 LSI upgradeable, color display, Bluetooth, USB interface, basic protection LT, ST, INST, including protection of the N conductor (internal neutral point sensor available), trip alarm switch (1 x CO), connection at rear horizontal without Com & metering function Manual operating mechanism with mechanical closing, without Spring charging motor, Ready-to-close signal. switch, Auxiliary switches 2NO+2NC, without Closing coil (CC), manual operating mechanism with mechanical closing, without Remote trip alarm reset coil (RR), without 2nd shunt trip, without 1st Shunt trip | 69100 | 1 | Z\ | 1
3WA1106-2AE23-0AA0 |  | fixed-mounted circuit breaker, IEC 60947-2, size 1, 4-pole, N pole on right, In=630 A up to 690 V AC 50/60 Hz, breaking capacity N Icc=55/42 kA at 500/690 V, tripping unit ETU600 LSI upgradeable, color display, Bluetooth, USB interface, basic protection LT, ST, INST, including protection of the N conductor (internal neutral point sensor available), trip alarm switch (1 x CO), front connection double hole, without Com & metering function Manual operating mechanism with mechanical closing, without Spring charging motor, Ready-to-close signal. switch, Auxiliary switches 2NO+2NC, without Closing coil (CC), manual operating mechanism with mechanical closing, without Remote trip alarm reset coil (RR), without 2nd shunt trip, without 1st Shunt trip | 75800 | 1 | Z\ | 1
3WA1106-2AE31-0AA0 |  | Withdrawable circuit breaker with guide frame, IEC 60947-2, frame size 1, 3-poles, In=630A up to 690V AC 50/60Hz, breaking capacity N Icu=55/42kA at 500/690V, Trip unit ETU600 LSI upgrade ready , colordisplay, bluetooth and USB interface, Protection LT, ST, INST, N-protection required an external N-sensor, incl. trip alarm switch (1xCO), rear connection vertical, guide frame with shutter and w/o position signalling switch, without Com & metering function Manual operating mechanism with mechanical closing, without Spring charging motor, Ready-to-close signal. switch, Auxiliary switches 2NO+2NC, without Closing coil (CC), manual operating mechanism with mechanical closing, without Remote trip alarm reset coil (RR), without 2nd shunt trip, without 1st Shunt trip | 72200 | 1 | Z\ | 1
3WA1106-2AE32-0AA0 |  | Withdrawable circuit breaker with guide frame, IEC 60947-2, frame size 1, 3-poles, In=630A up to 690V AC 50/60Hz, breaking capacity N Icu=55/42kA at 500/690V, Trip unit ETU600 LSI upgrade ready , colordisplay, bluetooth and USB interface, Protection LT, ST, INST, N-protection required an external N-sensor, incl. trip alarm switch (1xCO), rear connection horizontal, guide frame with shutter and w/o position signalling switch, without Com & metering function Manual operating mechanism with mechanical closing, without Spring charging motor, Ready-to-close signal. switch, Auxiliary switches 2NO+2NC, without Closing coil (CC), manual operating mechanism with mechanical closing, without Remote trip alarm reset coil (RR), without 2nd shunt trip, without 1st Shunt trip | 70400 | 1 | Z\ | 1
3WA1106-2AE32-0AA4-Z | S07T40 | Withdrawable circuit breaker with guide frame, IEC 60947-2, frame size 1, 3-poles, In=630A up to 690V AC 50/60Hz, breaking capacity N Icu=55/42kA at 500/690V, Trip unit ETU600 LSI upgrade ready , colordisplay, bluetooth and USB interface, Protection LT, ST, INST, N-protection required an external N-sensor, incl. trip alarm switch (1xCO), rear connection horizontal, guide frame with shutter and w/o position signalling switch, without Com & metering function Manual operating mechanism with mechanical closing, without Spring charging motor, Ready-to-close signal. switch, Auxiliary switches 2NO+2NC, without Closing coil (CC), manual operating mechanism with mechanical closing, without Remote trip alarm reset coil (RR), without 2nd shunt trip, Shunt trip (ST) 100% OP 208-240 V AC / 220-250 V DC, suitable for continuous duty, Option S07 = Locking provision against unauthorized closing Secured Open; for padlock device Padlocks are not included. Option T40 = Door sealing frame IP41 | 77390 | 1 | Z\ | 1
3WA1106-2AE33-0AA0 |  | Withdrawable circuit breaker with guide frame, IEC 60947-2, frame size 1, 3-poles, In=630A up to 690V AC 50/60Hz, breaking capacity N Icu=55/42kA at 500/690V, Trip unit ETU600 LSI upgrade ready , colordisplay, bluetooth and USB interface, Protection LT, ST, INST, N-protection required an external N-sensor, incl. trip alarm switch (1xCO), front connection double hole, guide frame with shutter and w/o position signalling switch, without Com & metering function Manual operating mechanism with mechanical closing, without Spring charging motor, Ready-to-close signal. switch, Auxiliary switches 2NO+2NC, without Closing coil (CC), manual operating mechanism with mechanical closing, without Remote trip alarm reset coil (RR), without 2nd shunt trip, without 1st Shunt trip | 75800 | 1 | Z\ | 1
3WA1106-2AE34-0AA0 |  | Withdrawable circuit breaker with guide frame, IEC 60947-2, frame size 1, 3-poles, In=630A up to 690V AC 50/60Hz, breaking capacity N Icu=55/42kA at 500/690V, Trip unit ETU600 LSI upgrade ready , colordisplay, bluetooth and USB interface, Protection LT, ST, INST, N-protection required an external N-sensor, incl. trip alarm switch (1xCO), rear connection flange, guide frame with shutter and w/o position signalling switch, without Com & metering function Manual operating mechanism with mechanical closing, without Spring charging motor, Ready-to-close signal. switch, Auxiliary switches 2NO+2NC, without Closing coil (CC), manual operating mechanism with mechanical closing, without Remote trip alarm reset coil (RR), without 2nd shunt trip, without 1st Shunt trip | 70400 | 1 | Z\ | 1
3WA1106-2AE41-0AA0 |  | Withdrawable circuit breaker with guide frame, IEC 60947-2, frame size 1, 4-poles, N-pole left, In=630A up to 690V AC 50/60Hz, breaking capacity N Icu=55/42kA at 500/690V, Trip unit ETU600 LSI upgrade ready , colordisplay, bluetooth and USB interface, Protection LT, ST, INST, include N-protection, (internal N-sensor available), incl. trip alarm switch (1xCO), rear connection vertical, guide frame with shutter and w/o position signalling switch, without Com & metering function Manual operating mechanism with mechanical closing, without Spring charging motor, Ready-to-close signal. switch, Auxiliary switches 2NO+2NC, without Closing coil (CC), manual operating mechanism with mechanical closing, without Remote trip alarm reset coil (RR), without 2nd shunt trip, without 1st Shunt trip | 95300 | 1 | Z\ | 1
3WA1106-2AE42-0AA0 |  | Withdrawable circuit breaker with guide frame, IEC 60947-2, frame size 1, 4-poles, N-pole left, In=630A up to 690V AC 50/60Hz, breaking capacity N Icu=55/42kA at 500/690V, Trip unit ETU600 LSI upgrade ready , colordisplay, bluetooth and USB interface, Protection LT, ST, INST, include N-protection, (internal N-sensor available), incl. trip alarm switch (1xCO), rear connection horizontal, guide frame with shutter and w/o position signalling switch, without Com & metering function Manual operating mechanism with mechanical closing, without Spring charging motor, Ready-to-close signal. switch, Auxiliary switches 2NO+2NC, without Closing coil (CC), manual operating mechanism with mechanical closing, without Remote trip alarm reset coil (RR), without 2nd shunt trip, without 1st Shunt trip | 92900 | 1 | Z\ | 1
3WA1106-2AE43-0AA0 |  | Withdrawable circuit breaker with guide frame, IEC 60947-2, frame size 1, 4-poles, N-pole left, In=630A up to 690V AC 50/60Hz, breaking capacity N Icu=55/42kA at 500/690V, Trip unit ETU600 LSI upgrade ready , colordisplay, bluetooth and USB interface, Protection LT, ST, INST, include N-protection, (internal N-sensor available), incl. trip alarm switch (1xCO), front connection double hole, guide frame with shutter and w/o position signalling switch, without Com & metering function Manual operating mechanism with mechanical closing, without Spring charging motor, Ready-to-close signal. switch, Auxiliary switches 2NO+2NC, without Closing coil (CC), manual operating mechanism with mechanical closing, without Remote trip alarm reset coil (RR), without 2nd shunt trip, without 1st Shunt trip | 100000 | 1 | Z\ | 1
3WA1106-2AE44-0AA0 |  | Withdrawable circuit breaker with guide frame, IEC 60947-2, frame size 1, 4-poles, N-pole left, In=630A up to 690V AC 50/60Hz, breaking capacity N Icu=55/42kA at 500/690V, Trip unit ETU600 LSI upgrade ready , colordisplay, bluetooth and USB interface, Protection LT, ST, INST, include N-protection, (internal N-sensor available), incl. trip alarm switch (1xCO), rear connection flange, guide frame with shutter and w/o position signalling switch, without Com & metering function Manual operating mechanism with mechanical closing, without Spring charging motor, Ready-to-close signal. switch, Auxiliary switches 2NO+2NC, without Closing coil (CC), manual operating mechanism with mechanical closing, without Remote trip alarm reset coil (RR), without 2nd shunt trip, without 1st Shunt trip | 92900 | 1 | Z\ | 1
3WA1106-2AE62-4EQ4-Z | D80F40R55S07T40 | Withdrawable circuit breaker with guide frame, IEC 60947-2, frame size 1, 3-poles, In=630A up to 690V AC 50/60Hz, breaking capacity N Icu=55/42kA at 500/690V, Trip unit ETU600 LSI upgrade ready , colordisplay, bluetooth and USB interface, Protection LT, ST, INST, N-protection required an external N-sensor, incl. trip alarm switch (1xCO), rear connection horizontal, guide frame with shutter and position signall. switch (3xW), without Com & metering function with manual and motorized operating mechanism (M) 208-240 V AC / 220-250 V DC, Storage status and ready-to- close signaling switches, Auxiliary switches 2NO+2NC, Closing coil (CC) 100% OP 208-240 V AC / 220-250 V DC, applicable for continuous duty, without Remote trip alarm reset coil (RR), Undervoltage release (UVR) instantaneous (0,08 s) and short-delay (0,2 s), 208-240 V AC / 220-250 V DC, Shunt trip (ST) 100% OP 208-240 V AC / 220-250 V DC, suitable for continuous duty, Option D80 = Circuit breaker without Bluetooth functionality Option F40 = Sealing cover for ETU Option R55 = Mutual mechanical interlocking with 2 m bowden cable for circuit breakers in withdraw- able design necessary once for each circuit breaker. Option S07 = Locking provision against unauthorized closing Secured Open; for padlock device Padlocks are not included. Option T40 = Door sealing frame IP41 | 113238 | 1 | Z\ | 1
3WA1106-2AF01-0AA0 |  | Fixed-mounted circuit breaker IEC 60947-2, frame size 1, 3-poles, In=630A up to 690V AC 50/60Hz, breaking capacity N Icu=55/42kA at 500/690V, Trip unit ETU600 LSIG upgrade ready , colordisplay, bluetooth and USB interface, Protection LT, ST, INST, GFx, N-protection required an external N-sensor, incl. trip alarm switch (1xCO), rear connection vertical, without Com & metering function Manual operating mechanism with mechanical closing, without Spring charging motor, Ready-to-close signal. switch, Auxiliary switches 2NO+2NC, without Closing coil (CC), manual operating mechanism with mechanical closing, without Remote trip alarm reset coil (RR), without 2nd shunt trip, without 1st Shunt trip | 64600 | 1 | Z\ | 1
3WA1106-2AF01-0AA4 |  | Fixed-mounted circuit breaker IEC 60947-2, frame size 1, 3-poles, In=630A up to 690V AC 50/60Hz, breaking capacity N Icu=55/42kA at 500/690V, Trip unit ETU600 LSIG upgrade ready , colordisplay, bluetooth and USB interface, Protection LT, ST, INST, GFx, N-protection required an external N-sensor, incl. trip alarm switch (1xCO), rear connection vertical, without Com & metering function Manual operating mechanism with mechanical closing, without Spring charging motor, Ready-to-close signal. switch, Auxiliary switches 2NO+2NC, without Closing coil (CC), manual operating mechanism with mechanical closing, without Remote trip alarm reset coil (RR), without 2nd shunt trip, Shunt trip (ST) 100% OP 208-240 V AC / 220-250 V DC, suitable for continuous duty, | 67690 | 1 | Z\ | 1
3WA1106-2AF02-0AA0 |  | Fixed-mounted circuit breaker IEC 60947-2, frame size 1, 3-poles, In=630A up to 690V AC 50/60Hz, breaking capacity N Icu=55/42kA at 500/690V, Trip unit ETU600 LSIG upgrade ready , colordisplay, bluetooth and USB interface, Protection LT, ST, INST, GFx, N-protection required an external N-sensor, incl. trip alarm switch (1xCO), rear connection horizontal, without Com & metering function Manual operating mechanism with mechanical closing, without Spring charging motor, Ready-to-close signal. switch, Auxiliary switches 2NO+2NC, without Closing coil (CC), manual operating mechanism with mechanical closing, without Remote trip alarm reset coil (RR), without 2nd shunt trip, without 1st Shunt trip | 63000 | 1 | Z\ | 1
3WA1106-2AF03-0AA0 |  | Fixed-mounted circuit breaker IEC 60947-2, frame size 1, 3-poles, In=630A up to 690V AC 50/60Hz, breaking capacity N Icu=55/42kA at 500/690V, Trip unit ETU600 LSIG upgrade ready , colordisplay, bluetooth and USB interface, Protection LT, ST, INST, GFx, N-protection required an external N-sensor, incl. trip alarm switch (1xCO), front connection double hole, without Com & metering function Manual operating mechanism with mechanical closing, without Spring charging motor, Ready-to-close signal. switch, Auxiliary switches 2NO+2NC, without Closing coil (CC), manual operating mechanism with mechanical closing, without Remote trip alarm reset coil (RR), without 2nd shunt trip, without 1st Shunt trip | 68000 | 1 | Z\ | 1
3WA1106-2AF11-0AA0 |  | Fixed-mounted circuit breaker IEC 60947-2, frame size 1, 4-poles, N-pole left, In=630A up to 690V AC 50/60Hz, breaking capacity N Icu=55/42kA at 500/690V, Trip unit ETU600 LSIG upgrade ready , colordisplay, bluetooth and USB interface, Protection LT, ST, INST, GFx, include N-protection, (internal N-sensor available), incl. trip alarm switch (1xCO), rear connection vertical, without Com & metering function Manual operating mechanism with mechanical closing, without Spring charging motor, Ready-to-close signal. switch, Auxiliary switches 2NO+2NC, without Closing coil (CC), manual operating mechanism with mechanical closing, without Remote trip alarm reset coil (RR), without 2nd shunt trip, without 1st Shunt trip | 82000 | 1 | Z\ | 1
3WA1106-2AF12-0AA0 |  | Fixed-mounted circuit breaker IEC 60947-2, frame size 1, 4-poles, N-pole left, In=630A up to 690V AC 50/60Hz, breaking capacity N Icu=55/42kA at 500/690V, Trip unit ETU600 LSIG upgrade ready , colordisplay, bluetooth and USB interface, Protection LT, ST, INST, GFx, include N-protection, (internal N-sensor available), incl. trip alarm switch (1xCO), rear connection horizontal, without Com & metering function Manual operating mechanism with mechanical closing, without Spring charging motor, Ready-to-close signal. switch, Auxiliary switches 2NO+2NC, without Closing coil (CC), manual operating mechanism with mechanical closing, without Remote trip alarm reset coil (RR), without 2nd shunt trip, without 1st Shunt trip | 79700 | 1 | Z\ | 1
3WA1106-2AF13-0AA0 |  | Fixed-mounted circuit breaker IEC 60947-2, frame size 1, 4-poles, N-pole left, In=630A up to 690V AC 50/60Hz, breaking capacity N Icu=55/42kA at 500/690V, Trip unit ETU600 LSIG upgrade ready , colordisplay, bluetooth and USB interface, Protection LT, ST, INST, GFx, include N-protection, (internal N-sensor available), incl. trip alarm switch (1xCO), front connection double hole, without Com & metering function Manual operating mechanism with mechanical closing, without Spring charging motor, Ready-to-close signal. switch, Auxiliary switches 2NO+2NC, without Closing coil (CC), manual operating mechanism with mechanical closing, without Remote trip alarm reset coil (RR), without 2nd shunt trip, without 1st Shunt trip | 86400 | 1 | Z\ | 1
3WA1106-2AF21-0AA0 |  | fixed-mounted circuit breaker, IEC 60947-2, size 1, 4-pole, N pole on right, In=630 A up to 690 V AC 50/60 Hz, breaking capacity N Icc=55/42 kA at 500/690 V, tripping unit ETU600 LSIG upgradeable, color display, Bluetooth, USB interface, basic protection LT, ST, INST, GFx, including protection of the N conductor (internal neutral point sensor available), trip alarm switch (1 x CO), connection at rear vertical, without Com & metering function Manual operating mechanism with mechanical closing, without Spring charging motor, Ready-to-close signal. switch, Auxiliary switches 2NO+2NC, without Closing coil (CC), manual operating mechanism with mechanical closing, without Remote trip alarm reset coil (RR), without 2nd shunt trip, without 1st Shunt trip | 82000 | 1 | Z\ | 1
3WA1106-2AF22-0AA0 |  | fixed-mounted circuit breaker, IEC 60947-2, size 1, 4-pole, N pole on right, In=630 A up to 690 V AC 50/60 Hz, breaking capacity N Icc=55/42 kA at 500/690 V, tripping unit ETU600 LSIG upgradeable, color display, Bluetooth, USB interface, basic protection LT, ST, INST, GFx, including protection of the N conductor (internal neutral point sensor available), trip alarm switch (1 x CO), connection at rear horizontal without Com & metering function Manual operating mechanism with mechanical closing, without Spring charging motor, Ready-to-close signal. switch, Auxiliary switches 2NO+2NC, without Closing coil (CC), manual operating mechanism with mechanical closing, without Remote trip alarm reset coil (RR), without 2nd shunt trip, without 1st Shunt trip | 79700 | 1 | Z\ | 1
3WA1106-2AF23-0AA0 |  | fixed-mounted circuit breaker, IEC 60947-2, size 1, 4-pole, N pole on right, In=630 A up to 690 V AC 50/60 Hz, breaking capacity N Icc=55/42 kA at 500/690 V, tripping unit ETU600 LSIG upgradeable, color display, Bluetooth, USB interface, basic protection LT, ST, INST, GFx, including protection of the N conductor (internal neutral point sensor available), trip alarm switch (1 x CO), front connection double hole, without Com & metering function Manual operating mechanism with mechanical closing, without Spring charging motor, Ready-to-close signal. switch, Auxiliary switches 2NO+2NC, without Closing coil (CC), manual operating mechanism with mechanical closing, without Remote trip alarm reset coil (RR), without 2nd shunt trip, without 1st Shunt trip | 86400 | 1 | Z\ | 1
3WA1106-2AF31-0AA0 |  | Withdrawable circuit breaker with guide frame, IEC 60947-2, frame size 1, 3-poles, In=630A up to 690V AC 50/60Hz, breaking capacity N Icu=55/42kA at 500/690V, Trip unit ETU600 LSIG upgrade ready , colordisplay, bluetooth and USB interface, Protection LT, ST, INST, GFx, N-protection required an external N-sensor, incl. trip alarm switch (1xCO), rear connection vertical, guide frame with shutter and w/o position signalling switch, without Com & metering function Manual operating mechanism with mechanical closing, without Spring charging motor, Ready-to-close signal. switch, Auxiliary switches 2NO+2NC, without Closing coil (CC), manual operating mechanism with mechanical closing, without Remote trip alarm reset coil (RR), without 2nd shunt trip, without 1st Shunt trip | 82900 | 1 | Z\ | 1
3WA1106-2AF32-0AA0 |  | Withdrawable circuit breaker with guide frame, IEC 60947-2, frame size 1, 3-poles, In=630A up to 690V AC 50/60Hz, breaking capacity N Icu=55/42kA at 500/690V, Trip unit ETU600 LSIG upgrade ready , colordisplay, bluetooth and USB interface, Protection LT, ST, INST, GFx, N-protection required an external N-sensor, incl. trip alarm switch (1xCO), rear connection horizontal, guide frame with shutter and w/o position signalling switch, without Com & metering function Manual operating mechanism with mechanical closing, without Spring charging motor, Ready-to-close signal. switch, Auxiliary switches 2NO+2NC, without Closing coil (CC), manual operating mechanism with mechanical closing, without Remote trip alarm reset coil (RR), without 2nd shunt trip, without 1st Shunt trip | 81000 | 1 | Z\ | 1
3WA1106-2AF32-1DD3-Z | S33T40 | Withdrawable circuit breaker with guide frame, IEC 60947-2, frame size 1, 3-poles, In=630A up to 690V AC 50/60Hz, breaking capacity N Icu=55/42kA at 500/690V, Trip unit ETU600 LSIG upgrade ready , colordisplay, bluetooth and USB interface, Protection LT, ST, INST, GFx, N-protection required an external N-sensor, incl. trip alarm switch (1xCO), rear connection horizontal, guide frame with shutter and w/o position signalling switch, without Com & metering function Manual operating mechanism with mechanical closing, without Spring charging motor, Ready-to-close signal. switch, Auxiliary switches 4NO+4NC, Closing coil (CC) 100% OP 110-127 V AC / 110-125 V DC, applicable for continuous duty, without Remote trip alarm reset coil (RR), Shunt trip (ST2) 100% OP 110-127 V AC / 110-125 V DC, suitable for continuous duty, Shunt trip (ST) 100% OP 110-127 V AC / 110-125 V DC, suitable for continuous duty, Option S33 = Locking provision for Padlock device for charging handle padlocks are not included Option T40 = Door sealing frame IP41 | 98210 | 1 | Z\ | 1
3WA1106-2AF33-0AA0 |  | Withdrawable circuit breaker with guide frame, IEC 60947-2, frame size 1, 3-poles, In=630A up to 690V AC 50/60Hz, breaking capacity N Icu=55/42kA at 500/690V, Trip unit ETU600 LSIG upgrade ready , colordisplay, bluetooth and USB interface, Protection LT, ST, INST, GFx, N-protection required an external N-sensor, incl. trip alarm switch (1xCO), front connection double hole, guide frame with shutter and w/o position signalling switch, without Com & metering function Manual operating mechanism with mechanical closing, without Spring charging motor, Ready-to-close signal. switch, Auxiliary switches 2NO+2NC, without Closing coil (CC), manual operating mechanism with mechanical closing, without Remote trip alarm reset coil (RR), without 2nd shunt trip, without 1st Shunt trip | 86500 | 1 | Z\ | 1
3WA1106-2AF34-0AA0 |  | Withdrawable circuit breaker with guide frame, IEC 60947-2, frame size 1, 3-poles, In=630A up to 690V AC 50/60Hz, breaking capacity N Icu=55/42kA at 500/690V, Trip unit ETU600 LSIG upgrade ready , colordisplay, bluetooth and USB interface, Protection LT, ST, INST, GFx, N-protection required an external N-sensor, incl. trip alarm switch (1xCO), rear connection flange, guide frame with shutter and w/o position signalling switch, without Com & metering function Manual operating mechanism with mechanical closing, without Spring charging motor, Ready-to-close signal. switch, Auxiliary switches 2NO+2NC, without Closing coil (CC), manual operating mechanism with mechanical closing, without Remote trip alarm reset coil (RR), without 2nd shunt trip, without 1st Shunt trip | 81000 | 1 | Z\ | 1
3WA1106-2AF41-0AA0 |  | Withdrawable circuit breaker with guide frame, IEC 60947-2, frame size 1, 4-poles, N-pole left, In=630A up to 690V AC 50/60Hz, breaking capacity N Icu=55/42kA at 500/690V, Trip unit ETU600 LSIG upgrade ready , colordisplay, bluetooth and USB interface, Protection LT, ST, INST, GFx, include N-protection, (internal N-sensor available), incl. trip alarm switch (1xCO), rear connection vertical, guide frame with shutter and w/o position signalling switch, without Com & metering function Manual operating mechanism with mechanical closing, without Spring charging motor, Ready-to-close signal. switch, Auxiliary switches 2NO+2NC, without Closing coil (CC), manual operating mechanism with mechanical closing, without Remote trip alarm reset coil (RR), without 2nd shunt trip, without 1st Shunt trip | 106000 | 1 | Z\ | 1
3WA1106-2AF42-0AA0 |  | Withdrawable circuit breaker with guide frame, IEC 60947-2, frame size 1, 4-poles, N-pole left, In=630A up to 690V AC 50/60Hz, breaking capacity N Icu=55/42kA at 500/690V, Trip unit ETU600 LSIG upgrade ready , colordisplay, bluetooth and USB interface, Protection LT, ST, INST, GFx, include N-protection, (internal N-sensor available), incl. trip alarm switch (1xCO), rear connection horizontal, guide frame with shutter and w/o position signalling switch, without Com & metering function Manual operating mechanism with mechanical closing, without Spring charging motor, Ready-to-close signal. switch, Auxiliary switches 2NO+2NC, without Closing coil (CC), manual operating mechanism with mechanical closing, without Remote trip alarm reset coil (RR), without 2nd shunt trip, without 1st Shunt trip | 104000 | 1 | Z\ | 1
3WA1106-2AF42-0DA3-Z | S07 | Withdrawable circuit breaker with guide frame, IEC 60947-2, frame size 1, 4-poles, N-pole left, In=630A up to 690V AC 50/60Hz, breaking capacity N Icu=55/42kA at 500/690V, Trip unit ETU600 LSIG upgrade ready , colordisplay, bluetooth and USB interface, Protection LT, ST, INST, GFx, include N-protection, (internal N-sensor available), incl. trip alarm switch (1xCO), rear connection horizontal, guide frame with shutter and w/o position signalling switch, without Com & metering function Manual operating mechanism with mechanical closing, without Spring charging motor, Ready-to-close signal. switch, Auxiliary switches 2NO+2NC, Closing coil (CC) 100% OP 110-127 V AC / 110-125 V DC, applicable for continuous duty, without Remote trip alarm reset coil (RR), without 2nd shunt trip, Shunt trip (ST) 100% OP 110-127 V AC / 110-125 V DC, suitable for continuous duty, Option S07 = Locking provision against unauthorized closing Secured Open; for padlock device Padlocks are not included. | 111440 | 1 | Z\ | 1
3WA1106-2AF43-0AA0 |  | Withdrawable circuit breaker with guide frame, IEC 60947-2, frame size 1, 4-poles, N-pole left, In=630A up to 690V AC 50/60Hz, breaking capacity N Icu=55/42kA at 500/690V, Trip unit ETU600 LSIG upgrade ready , colordisplay, bluetooth and USB interface, Protection LT, ST, INST, GFx, include N-protection, (internal N-sensor available), incl. trip alarm switch (1xCO), front connection double hole, guide frame with shutter and w/o position signalling switch, without Com & metering function Manual operating mechanism with mechanical closing, without Spring charging motor, Ready-to-close signal. switch, Auxiliary switches 2NO+2NC, without Closing coil (CC), manual operating mechanism with mechanical closing, without Remote trip alarm reset coil (RR), without 2nd shunt trip, without 1st Shunt trip | 111000 | 1 | Z\ | 1
3WA1106-2AF44-0AA0 |  | Withdrawable circuit breaker with guide frame, IEC 60947-2, frame size 1, 4-poles, N-pole left, In=630A up to 690V AC 50/60Hz, breaking capacity N Icu=55/42kA at 500/690V, Trip unit ETU600 LSIG upgrade ready , colordisplay, bluetooth and USB interface, Protection LT, ST, INST, GFx, include N-protection, (internal N-sensor available), incl. trip alarm switch (1xCO), rear connection flange, guide frame with shutter and w/o position signalling switch, without Com & metering function Manual operating mechanism with mechanical closing, without Spring charging motor, Ready-to-close signal. switch, Auxiliary switches 2NO+2NC, without Closing coil (CC), manual operating mechanism with mechanical closing, without Remote trip alarm reset coil (RR), without 2nd shunt trip, without 1st Shunt trip | 104000 | 1 | Z\ | 1
3WA1106-2CA01-0AA0 |  | Non-automatic circuit breaker Fixed-mounted version, IEC 60947-2, frame size 1, 3-poles, In=630A up to 690V AC 50/60Hz, breaking capacity N Icc=55/42kA at 500/690V, without electr. trip unit ETU, rear connection vertical, able to communication, Manual operating mechanism with mechanical closing, without Spring charging motor, Ready-to-close signal. switch, Auxiliary switches 2NO+2NC, without Closing coil (CC), manual operating mechanism with mechanical closing, without Remote trip alarm reset coil (RR), without 2nd shunt trip, without 1st Shunt trip | 51730 | 1 | Z\ | 1
3WA1106-2CA02-0AA0 |  | Non-automatic circuit breaker Fixed-mounted version, IEC 60947-2, frame size 1, 3-poles, In=630A up to 690V AC 50/60Hz, breaking capacity N Icc=55/42kA at 500/690V, without electr. trip unit ETU, rear connection horizontal, able to communication, Manual operating mechanism with mechanical closing, without Spring charging motor, Ready-to-close signal. switch, Auxiliary switches 2NO+2NC, without Closing coil (CC), manual operating mechanism with mechanical closing, without Remote trip alarm reset coil (RR), without 2nd shunt trip, without 1st Shunt trip | 50030 | 1 | Z\ | 1
3WA1106-2CA03-0AA0 |  | Non-automatic circuit breaker Fixed-mounted version, IEC 60947-2, frame size 1, 3-poles, In=630A up to 690V AC 50/60Hz, breaking capacity N Icc=55/42kA at 500/690V, without electr. trip unit ETU, front connection double hole, able to communication, Manual operating mechanism with mechanical closing, without Spring charging motor, Ready-to-close signal. switch, Auxiliary switches 2NO+2NC, without Closing coil (CC), manual operating mechanism with mechanical closing, without Remote trip alarm reset coil (RR), without 2nd shunt trip, without 1st Shunt trip | 55130 | 1 | Z\ | 1
3WA1106-2CA11-0AA0 |  | Non-automatic circuit breaker Fixed-mounted version, IEC 60947-2, frame size 1, 4-poles, N-pole left, In=630A up to 690V AC 50/60Hz, breaking capacity N Icc=55/42kA at 500/690V, without electr. trip unit ETU, rear connection vertical, able to communication, Manual operating mechanism with mechanical closing, without Spring charging motor, Ready-to-close signal. switch, Auxiliary switches 2NO+2NC, without Closing coil (CC), manual operating mechanism with mechanical closing, without Remote trip alarm reset coil (RR), without 2nd shunt trip, without 1st Shunt trip | 66930 | 1 | Z\ | 1
3WA1106-2CA12-0AA0 |  | Non-automatic circuit breaker Fixed-mounted version, IEC 60947-2, frame size 1, 4-poles, N-pole left, In=630A up to 690V AC 50/60Hz, breaking capacity N Icc=55/42kA at 500/690V, without electr. trip unit ETU, rear connection horizontal, able to communication, Manual operating mechanism with mechanical closing, without Spring charging motor, Ready-to-close signal. switch, Auxiliary switches 2NO+2NC, without Closing coil (CC), manual operating mechanism with mechanical closing, without Remote trip alarm reset coil (RR), without 2nd shunt trip, without 1st Shunt trip | 64730 | 1 | Z\ | 1
3WA1106-2CA13-0AA0 |  | Non-automatic circuit breaker Fixed-mounted version, IEC 60947-2, frame size 1, 4-poles, N-pole left, In=630A up to 690V AC 50/60Hz, breaking capacity N Icc=55/42kA at 500/690V, without electr. trip unit ETU, front connection double hole, able to communication, Manual operating mechanism with mechanical closing, without Spring charging motor, Ready-to-close signal. switch, Auxiliary switches 2NO+2NC, without Closing coil (CC), manual operating mechanism with mechanical closing, without Remote trip alarm reset coil (RR), without 2nd shunt trip, without 1st Shunt trip | 71330 | 1 | Z\ | 1
3WA1106-2CA21-0AA0 |  | AC non-automatic air circuit breaker 3WA, fixed-mounted version, IEC 60947-2, size 1, 4-pole, N pole on right, In=630 A up to 690 V AC 50/60 Hz, breaking capacity N, Icc=55/42 kA at 500/690 V, without electronic trip unit ETU, connection at rear vertical, able to communication, Manual operating mechanism with mechanical closing, without Spring charging motor, Ready-to-close signal. switch, Auxiliary switches 2NO+2NC, without Closing coil (CC), manual operating mechanism with mechanical closing, without Remote trip alarm reset coil (RR), without 2nd shunt trip, without 1st Shunt trip | 66930 | 1 | Z\ | 1
3WA1106-2CA22-0AA0 |  | AC non-automatic air circuit breaker 3WA, fixed-mounted version, IEC 60947-2, size 1, 4-pole, N pole on right, In=630 A up to 690 V AC 50/60 Hz, breaking capacity N, Icc=55/42 kA at 500/690 V, without electronic trip unit ETU, connection at rear horizontal able to communication, Manual operating mechanism with mechanical closing, without Spring charging motor, Ready-to-close signal. switch, Auxiliary switches 2NO+2NC, without Closing coil (CC), manual operating mechanism with mechanical closing, without Remote trip alarm reset coil (RR), without 2nd shunt trip, without 1st Shunt trip | 64730 | 1 | Z\ | 1
3WA1106-2CA23-0AA0 |  | AC non-automatic air circuit breaker 3WA, fixed-mounted version, IEC 60947-2, size 1, 4-pole, N pole on right, In=630 A up to 690 V AC 50/60 Hz, breaking capacity N, Icc=55/42 kA at 500/690 V, without electronic trip unit ETU, front connection double hole, able to communication, Manual operating mechanism with mechanical closing, without Spring charging motor, Ready-to-close signal. switch, Auxiliary switches 2NO+2NC, without Closing coil (CC), manual operating mechanism with mechanical closing, without Remote trip alarm reset coil (RR), without 2nd shunt trip, without 1st Shunt trip | 71330 | 1 | Z\ | 1
3WA1106-2CA31-0AA0 |  | Non-automatic circuit breaker withdrawable version, with guide frame, IEC 60947-2, frame size 1, 3-poles, In=630A up to 690V AC 50/60Hz, breaking capacity N Icc=55/42kA at 500/690V, without electr. trip unit ETU, rear connection vertical, guide frame with shutter and w/o position signalling switch, able to communication, Manual operating mechanism with mechanical closing, without Spring charging motor, Ready-to-close signal. switch, Auxiliary switches 2NO+2NC, without Closing coil (CC), manual operating mechanism with mechanical closing, without Remote trip alarm reset coil (RR), without 2nd shunt trip, without 1st Shunt trip | 67630 | 1 | Z\ | 1
3WA1106-2CA32-0AA0 |  | Non-automatic circuit breaker withdrawable version, with guide frame, IEC 60947-2, frame size 1, 3-poles, In=630A up to 690V AC 50/60Hz, breaking capacity N Icc=55/42kA at 500/690V, without electr. trip unit ETU, rear connection horizontal, guide frame with shutter and w/o position signalling switch, able to communication, Manual operating mechanism with mechanical closing, without Spring charging motor, Ready-to-close signal. switch, Auxiliary switches 2NO+2NC, without Closing coil (CC), manual operating mechanism with mechanical closing, without Remote trip alarm reset coil (RR), without 2nd shunt trip, without 1st Shunt trip | 65830 | 1 | Z\ | 1
3WA1106-2CA33-0AA0 |  | Non-automatic circuit breaker withdrawable version, with guide frame, IEC 60947-2, frame size 1, 3-poles, In=630A up to 690V AC 50/60Hz, breaking capacity N Icc=55/42kA at 500/690V, without electr. trip unit ETU, front connection double hole, guide frame with shutter and w/o position signalling switch, able to communication, Manual operating mechanism with mechanical closing, without Spring charging motor, Ready-to-close signal. switch, Auxiliary switches 2NO+2NC, without Closing coil (CC), manual operating mechanism with mechanical closing, without Remote trip alarm reset coil (RR), without 2nd shunt trip, without 1st Shunt trip | 71230 | 1 | Z\ | 1
3WA1106-2CA34-0AA0 |  | Non-automatic circuit breaker withdrawable version, with guide frame, IEC 60947-2, frame size 1, 3-poles, In=630A up to 690V AC 50/60Hz, breaking capacity N Icc=55/42kA at 500/690V, without electr. trip unit ETU, rear connection flange, guide frame with shutter and w/o position signalling switch, able to communication, Manual operating mechanism with mechanical closing, without Spring charging motor, Ready-to-close signal. switch, Auxiliary switches 2NO+2NC, without Closing coil (CC), manual operating mechanism with mechanical closing, without Remote trip alarm reset coil (RR), without 2nd shunt trip, without 1st Shunt trip | 65830 | 1 | Z\ | 1
3WA1106-2CA41-0AA0 |  | Non-automatic circuit breaker withdrawable version, with guide frame, IEC 60947-2, frame size 1, 4-poles, N-pole left, In=630A up to 690V AC 50/60Hz, breaking capacity N Icc=55/42kA at 500/690V, without electr. trip unit ETU, rear connection vertical, guide frame with shutter and w/o position signalling switch, able to communication, Manual operating mechanism with mechanical closing, without Spring charging motor, Ready-to-close signal. switch, Auxiliary switches 2NO+2NC, without Closing coil (CC), manual operating mechanism with mechanical closing, without Remote trip alarm reset coil (RR), without 2nd shunt trip, without 1st Shunt trip | 87830 | 1 | Z\ | 1
3WA1106-2CA42-0AA0 |  | Non-automatic circuit breaker withdrawable version, with guide frame, IEC 60947-2, frame size 1, 4-poles, N-pole left, In=630A up to 690V AC 50/60Hz, breaking capacity N Icc=55/42kA at 500/690V, without electr. trip unit ETU, rear connection horizontal, guide frame with shutter and w/o position signalling switch, able to communication, Manual operating mechanism with mechanical closing, without Spring charging motor, Ready-to-close signal. switch, Auxiliary switches 2NO+2NC, without Closing coil (CC), manual operating mechanism with mechanical closing, without Remote trip alarm reset coil (RR), without 2nd shunt trip, without 1st Shunt trip | 85430 | 1 | Z\ | 1
3WA1106-2CA43-0AA0 |  | Non-automatic circuit breaker withdrawable version, with guide frame, IEC 60947-2, frame size 1, 4-poles, N-pole left, In=630A up to 690V AC 50/60Hz, breaking capacity N Icc=55/42kA at 500/690V, without electr. trip unit ETU, front connection double hole, guide frame with shutter and w/o position signalling switch, able to communication, Manual operating mechanism with mechanical closing, without Spring charging motor, Ready-to-close signal. switch, Auxiliary switches 2NO+2NC, without Closing coil (CC), manual operating mechanism with mechanical closing, without Remote trip alarm reset coil (RR), without 2nd shunt trip, without 1st Shunt trip | 92730 | 1 | Z\ | 1
3WA1106-2CA44-0AA0 |  | Non-automatic circuit breaker withdrawable version, with guide frame, IEC 60947-2, frame size 1, 4-poles, N-pole left, In=630A up to 690V AC 50/60Hz, breaking capacity N Icc=55/42kA at 500/690V, without electr. trip unit ETU, rear connection flange, guide frame with shutter and w/o position signalling switch, able to communication, Manual operating mechanism with mechanical closing, without Spring charging motor, Ready-to-close signal. switch, Auxiliary switches 2NO+2NC, without Closing coil (CC), manual operating mechanism with mechanical closing, without Remote trip alarm reset coil (RR), without 2nd shunt trip, without 1st Shunt trip | 85430 | 1 | Z\ | 1
3WA1106-2CF72-4BA1-Z | D80F19F40M71T40 | Withdrawable circuit breaker with guide frame, IEC 60947-2, frame size 1, 4-poles, N-pole left, In=630A up to 690V AC 50/60Hz, breaking capacity N Icu=55/42kA at 500/690V, Trip unit ETU600 LSIG upgrade ready , colordisplay, bluetooth and USB interface, Protection LT, ST, INST, GFx, include N-protection, (internal N-sensor available), incl. trip alarm switch (1xCO), rear connection horizontal, guide frame with shutter and position signall. switch (3xW), able to communication, with manual and motorized operating mechanism (M) 208-240 V AC / 220-250 V DC, Storage status and ready-to- close signaling switches, Auxiliary switches 2NO+2NC, Closing coil (CC) 100% OP 24-30 V DC, applicable for continuous duty, without Remote trip alarm reset coil (RR), without 2nd shunt trip, Shunt trip (ST) 100% OP 24-30 V DC, suitable for continuous duty, Option D80 = Circuit breaker without Bluetooth functionality Option F19 = COM190 COM module PROFINET IO Modbus TCP 2 switched Ethernet ports circuit breaker internal Option F40 = Sealing cover for ETU option M71 = changeover to CC/ST without communication capability Option T40 = Door sealing frame IP41 | 154978 | 1 | Z\ | 1
3WA1106-2EE01-0AA0 |  | Fixed-mounted circuit breaker IEC 60947-2, frame size 1, 3-poles, In=630A up to 690V AC 50/60Hz, breaking capacity N Icu=55/42kA at 500/690V, Trip unit ETU600 LSI upgrade ready , colordisplay, bluetooth and USB interface, Protection LT, ST, INST, N-protection required an external N-sensor, incl. trip alarm switch (1xCO), rear connection vertical, with internal voltage tap on lower stab of circuit breaker, with voltage tap module VTM680 and power supply of ETU600, able to communication, integrated metering type PMF-1 Energy Efficiency, Voltage, Active energy Ea Manual operating mechanism with mechanical closing, without Spring charging motor, Ready-to-close signal. switch, Auxiliary switches 2NO+2NC, without Closing coil (CC), manual operating mechanism with mechanical closing, without Remote trip alarm reset coil (RR), without 2nd shunt trip, without 1st Shunt trip | 62870 | 1 | Z\ | 1
3WA1106-2EE02-0AA0 |  | Fixed-mounted circuit breaker IEC 60947-2, frame size 1, 3-poles, In=630A up to 690V AC 50/60Hz, breaking capacity N Icu=55/42kA at 500/690V, Trip unit ETU600 LSI upgrade ready , colordisplay, bluetooth and USB interface, Protection LT, ST, INST, N-protection required an external N-sensor, incl. trip alarm switch (1xCO), rear connection horizontal, with internal voltage tap on lower stab of circuit breaker, with voltage tap module VTM680 and power supply of ETU600, able to communication, integrated metering type PMF-1 Energy Efficiency, Voltage, Active energy Ea Manual operating mechanism with mechanical closing, without Spring charging motor, Ready-to-close signal. switch, Auxiliary switches 2NO+2NC, without Closing coil (CC), manual operating mechanism with mechanical closing, without Remote trip alarm reset coil (RR), without 2nd shunt trip, without 1st Shunt trip | 61170 | 1 | Z\ | 1
3WA1106-2EE03-0AA0 |  | Fixed-mounted circuit breaker IEC 60947-2, frame size 1, 3-poles, In=630A up to 690V AC 50/60Hz, breaking capacity N Icu=55/42kA at 500/690V, Trip unit ETU600 LSI upgrade ready , colordisplay, bluetooth and USB interface, Protection LT, ST, INST, N-protection required an external N-sensor, incl. trip alarm switch (1xCO), front connection double hole, with internal voltage tap on lower stab of circuit breaker, with voltage tap module VTM680 and power supply of ETU600, able to communication, integrated metering type PMF-1 Energy Efficiency, Voltage, Active energy Ea Manual operating mechanism with mechanical closing, without Spring charging motor, Ready-to-close signal. switch, Auxiliary switches 2NO+2NC, without Closing coil (CC), manual operating mechanism with mechanical closing, without Remote trip alarm reset coil (RR), without 2nd shunt trip, without 1st Shunt trip | 66270 | 1 | Z\ | 1
3WA1106-2EE11-0AA0 |  | Fixed-mounted circuit breaker IEC 60947-2, frame size 1, 4-poles, N-pole left, In=630A up to 690V AC 50/60Hz, breaking capacity N Icu=55/42kA at 500/690V, Trip unit ETU600 LSI upgrade ready , colordisplay, bluetooth and USB interface, Protection LT, ST, INST, include N-protection, (internal N-sensor available), incl. trip alarm switch (1xCO), rear connection vertical, with internal voltage tap on lower stab of circuit breaker, with voltage tap module VTM680 and power supply of ETU600, able to communication, integrated metering type PMF-1 Energy Efficiency, Voltage, Active energy Ea Manual operating mechanism with mechanical closing, without Spring charging motor, Ready-to-close signal. switch, Auxiliary switches 2NO+2NC, without Closing coil (CC), manual operating mechanism with mechanical closing, without Remote trip alarm reset coil (RR), without 2nd shunt trip, without 1st Shunt trip | 80170 | 1 | Z\ | 1
3WA1106-2EE12-0AA0 |  | Fixed-mounted circuit breaker IEC 60947-2, frame size 1, 4-poles, N-pole left, In=630A up to 690V AC 50/60Hz, breaking capacity N Icu=55/42kA at 500/690V, Trip unit ETU600 LSI upgrade ready , colordisplay, bluetooth and USB interface, Protection LT, ST, INST, include N-protection, (internal N-sensor available), incl. trip alarm switch (1xCO), rear connection horizontal, with internal voltage tap on lower stab of circuit breaker, with voltage tap module VTM680 and power supply of ETU600, able to communication, integrated metering type PMF-1 Energy Efficiency, Voltage, Active energy Ea Manual operating mechanism with mechanical closing, without Spring charging motor, Ready-to-close signal. switch, Auxiliary switches 2NO+2NC, without Closing coil (CC), manual operating mechanism with mechanical closing, without Remote trip alarm reset coil (RR), without 2nd shunt trip, without 1st Shunt trip | 77970 | 1 | Z\ | 1
3WA1106-2EE13-0AA0 |  | Fixed-mounted circuit breaker IEC 60947-2, frame size 1, 4-poles, N-pole left, In=630A up to 690V AC 50/60Hz, breaking capacity N Icu=55/42kA at 500/690V, Trip unit ETU600 LSI upgrade ready , colordisplay, bluetooth and USB interface, Protection LT, ST, INST, include N-protection, (internal N-sensor available), incl. trip alarm switch (1xCO), front connection double hole, with internal voltage tap on lower stab of circuit breaker, with voltage tap module VTM680 and power supply of ETU600, able to communication, integrated metering type PMF-1 Energy Efficiency, Voltage, Active energy Ea Manual operating mechanism with mechanical closing, without Spring charging motor, Ready-to-close signal. switch, Auxiliary switches 2NO+2NC, without Closing coil (CC), manual operating mechanism with mechanical closing, without Remote trip alarm reset coil (RR), without 2nd shunt trip, without 1st Shunt trip | 84670 | 1 | Z\ | 1
3WA1106-2EE21-0AA0 |  | fixed-mounted circuit breaker, IEC 60947-2, size 1, 4-pole, N pole on right, In=630 A up to 690 V AC 50/60 Hz, breaking capacity N Icc=55/42 kA at 500/690 V, tripping unit ETU600 LSI upgradeable, color display, Bluetooth, USB interface, basic protection LT, ST, INST, including protection of the N conductor (internal neutral point sensor available), trip alarm switch (1 x CO), connection at rear vertical, with internal voltage tap on lower stab of circuit breaker, with voltage tap module VTM680 and power supply of ETU600, able to communication, integrated metering type PMF-1 Energy Efficiency, Voltage, Active energy Ea Manual operating mechanism with mechanical closing, without Spring charging motor, Ready-to-close signal. switch, Auxiliary switches 2NO+2NC, without Closing coil (CC), manual operating mechanism with mechanical closing, without Remote trip alarm reset coil (RR), without 2nd shunt trip, without 1st Shunt trip | 80170 | 1 | Z\ | 1
3WA1106-2EE22-0AA0 |  | fixed-mounted circuit breaker, IEC 60947-2, size 1, 4-pole, N pole on right, In=630 A up to 690 V AC 50/60 Hz, breaking capacity N Icc=55/42 kA at 500/690 V, tripping unit ETU600 LSI upgradeable, color display, Bluetooth, USB interface, basic protection LT, ST, INST, including protection of the N conductor (internal neutral point sensor available), trip alarm switch (1 x CO), connection at rear horizontal with internal voltage tap on lower stab of circuit breaker, with voltage tap module VTM680 and power supply of ETU600, able to communication, integrated metering type PMF-1 Energy Efficiency, Voltage, Active energy Ea Manual operating mechanism with mechanical closing, without Spring charging motor, Ready-to-close signal. switch, Auxiliary switches 2NO+2NC, without Closing coil (CC), manual operating mechanism with mechanical closing, without Remote trip alarm reset coil (RR), without 2nd shunt trip, without 1st Shunt trip | 77970 | 1 | Z\ | 1
3WA1106-2EE23-0AA0 |  | fixed-mounted circuit breaker, IEC 60947-2, size 1, 4-pole, N pole on right, In=630 A up to 690 V AC 50/60 Hz, breaking capacity N Icc=55/42 kA at 500/690 V, tripping unit ETU600 LSI upgradeable, color display, Bluetooth, USB interface, basic protection LT, ST, INST, including protection of the N conductor (internal neutral point sensor available), trip alarm switch (1 x CO), front connection double hole, with internal voltage tap on lower stab of circuit breaker, with voltage tap module VTM680 and power supply of ETU600, able to communication, integrated metering type PMF-1 Energy Efficiency, Voltage, Active energy Ea Manual operating mechanism with mechanical closing, without Spring charging motor, Ready-to-close signal. switch, Auxiliary switches 2NO+2NC, without Closing coil (CC), manual operating mechanism with mechanical closing, without Remote trip alarm reset coil (RR), without 2nd shunt trip, without 1st Shunt trip | 84670 | 1 | Z\ | 1
3WA1106-2EE31-0AA0 |  | Withdrawable circuit breaker with guide frame, IEC 60947-2, frame size 1, 3-poles, In=630A up to 690V AC 50/60Hz, breaking capacity N Icu=55/42kA at 500/690V, Trip unit ETU600 LSI upgrade ready , colordisplay, bluetooth and USB interface, Protection LT, ST, INST, N-protection required an external N-sensor, incl. trip alarm switch (1xCO), rear connection vertical, guide frame with shutter and w/o position signalling switch, with internal voltage tap on lower stab of circuit breaker, with voltage tap module VTM680 and power supply of ETU600, able to communication, integrated metering type PMF-1 Energy Efficiency, Voltage, Active energy Ea Manual operating mechanism with mechanical closing, without Spring charging motor, Ready-to-close signal. switch, Auxiliary switches 2NO+2NC, without Closing coil (CC), manual operating mechanism with mechanical closing, without Remote trip alarm reset coil (RR), without 2nd shunt trip, without 1st Shunt trip | 81070 | 1 | Z\ | 1
3WA1106-2EE32-0AA0 |  | Withdrawable circuit breaker with guide frame, IEC 60947-2, frame size 1, 3-poles, In=630A up to 690V AC 50/60Hz, breaking capacity N Icu=55/42kA at 500/690V, Trip unit ETU600 LSI upgrade ready , colordisplay, bluetooth and USB interface, Protection LT, ST, INST, N-protection required an external N-sensor, incl. trip alarm switch (1xCO), rear connection horizontal, guide frame with shutter and w/o position signalling switch, with internal voltage tap on lower stab of circuit breaker, with voltage tap module VTM680 and power supply of ETU600, able to communication, integrated metering type PMF-1 Energy Efficiency, Voltage, Active energy Ea Manual operating mechanism with mechanical closing, without Spring charging motor, Ready-to-close signal. switch, Auxiliary switches 2NO+2NC, without Closing coil (CC), manual operating mechanism with mechanical closing, without Remote trip alarm reset coil (RR), without 2nd shunt trip, without 1st Shunt trip | 79270 | 1 | Z\ | 1
3WA1106-2EE33-0AA0 |  | Withdrawable circuit breaker with guide frame, IEC 60947-2, frame size 1, 3-poles, In=630A up to 690V AC 50/60Hz, breaking capacity N Icu=55/42kA at 500/690V, Trip unit ETU600 LSI upgrade ready , colordisplay, bluetooth and USB interface, Protection LT, ST, INST, N-protection required an external N-sensor, incl. trip alarm switch (1xCO), front connection double hole, guide frame with shutter and w/o position signalling switch, with internal voltage tap on lower stab of circuit breaker, with voltage tap module VTM680 and power supply of ETU600, able to communication, integrated metering type PMF-1 Energy Efficiency, Voltage, Active energy Ea Manual operating mechanism with mechanical closing, without Spring charging motor, Ready-to-close signal. switch, Auxiliary switches 2NO+2NC, without Closing coil (CC), manual operating mechanism with mechanical closing, without Remote trip alarm reset coil (RR), without 2nd shunt trip, without 1st Shunt trip | 84670 | 1 | Z\ | 1
3WA1106-2EE34-0AA0 |  | Withdrawable circuit breaker with guide frame, IEC 60947-2, frame size 1, 3-poles, In=630A up to 690V AC 50/60Hz, breaking capacity N Icu=55/42kA at 500/690V, Trip unit ETU600 LSI upgrade ready , colordisplay, bluetooth and USB interface, Protection LT, ST, INST, N-protection required an external N-sensor, incl. trip alarm switch (1xCO), rear connection flange, guide frame with shutter and w/o position signalling switch, with internal voltage tap on lower stab of circuit breaker, with voltage tap module VTM680 and power supply of ETU600, able to communication, integrated metering type PMF-1 Energy Efficiency, Voltage, Active energy Ea Manual operating mechanism with mechanical closing, without Spring charging motor, Ready-to-close signal. switch, Auxiliary switches 2NO+2NC, without Closing coil (CC), manual operating mechanism with mechanical closing, without Remote trip alarm reset coil (RR), without 2nd shunt trip, without 1st Shunt trip | 79270 | 1 | Z\ | 1
3WA1106-2EE41-0AA0 |  | Withdrawable circuit breaker with guide frame, IEC 60947-2, frame size 1, 4-poles, N-pole left, In=630A up to 690V AC 50/60Hz, breaking capacity N Icu=55/42kA at 500/690V, Trip unit ETU600 LSI upgrade ready , colordisplay, bluetooth and USB interface, Protection LT, ST, INST, include N-protection, (internal N-sensor available), incl. trip alarm switch (1xCO), rear connection vertical, guide frame with shutter and w/o position signalling switch, with internal voltage tap on lower stab of circuit breaker, with voltage tap module VTM680 and power supply of ETU600, able to communication, integrated metering type PMF-1 Energy Efficiency, Voltage, Active energy Ea Manual operating mechanism with mechanical closing, without Spring charging motor, Ready-to-close signal. switch, Auxiliary switches 2NO+2NC, without Closing coil (CC), manual operating mechanism with mechanical closing, without Remote trip alarm reset coil (RR), without 2nd shunt trip, without 1st Shunt trip | 104170 | 1 | Z\ | 1
3WA1106-2EE42-0AA0 |  | Withdrawable circuit breaker with guide frame, IEC 60947-2, frame size 1, 4-poles, N-pole left, In=630A up to 690V AC 50/60Hz, breaking capacity N Icu=55/42kA at 500/690V, Trip unit ETU600 LSI upgrade ready , colordisplay, bluetooth and USB interface, Protection LT, ST, INST, include N-protection, (internal N-sensor available), incl. trip alarm switch (1xCO), rear connection horizontal, guide frame with shutter and w/o position signalling switch, with internal voltage tap on lower stab of circuit breaker, with voltage tap module VTM680 and power supply of ETU600, able to communication, integrated metering type PMF-1 Energy Efficiency, Voltage, Active energy Ea Manual operating mechanism with mechanical closing, without Spring charging motor, Ready-to-close signal. switch, Auxiliary switches 2NO+2NC, without Closing coil (CC), manual operating mechanism with mechanical closing, without Remote trip alarm reset coil (RR), without 2nd shunt trip, without 1st Shunt trip | 101770 | 1 | Z\ | 1
3WA1106-2EE43-0AA0 |  | Withdrawable circuit breaker with guide frame, IEC 60947-2, frame size 1, 4-poles, N-pole left, In=630A up to 690V AC 50/60Hz, breaking capacity N Icu=55/42kA at 500/690V, Trip unit ETU600 LSI upgrade ready , colordisplay, bluetooth and USB interface, Protection LT, ST, INST, include N-protection, (internal N-sensor available), incl. trip alarm switch (1xCO), front connection double hole, guide frame with shutter and w/o position signalling switch, with internal voltage tap on lower stab of circuit breaker, with voltage tap module VTM680 and power supply of ETU600, able to communication, integrated metering type PMF-1 Energy Efficiency, Voltage, Active energy Ea Manual operating mechanism with mechanical closing, without Spring charging motor, Ready-to-close signal. switch, Auxiliary switches 2NO+2NC, without Closing coil (CC), manual operating mechanism with mechanical closing, without Remote trip alarm reset coil (RR), without 2nd shunt trip, without 1st Shunt trip | 108870 | 1 | Z\ | 1
3WA1106-2EE44-0AA0 |  | Withdrawable circuit breaker with guide frame, IEC 60947-2, frame size 1, 4-poles, N-pole left, In=630A up to 690V AC 50/60Hz, breaking capacity N Icu=55/42kA at 500/690V, Trip unit ETU600 LSI upgrade ready , colordisplay, bluetooth and USB interface, Protection LT, ST, INST, include N-protection, (internal N-sensor available), incl. trip alarm switch (1xCO), rear connection flange, guide frame with shutter and w/o position signalling switch, with internal voltage tap on lower stab of circuit breaker, with voltage tap module VTM680 and power supply of ETU600, able to communication, integrated metering type PMF-1 Energy Efficiency, Voltage, Active energy Ea Manual operating mechanism with mechanical closing, without Spring charging motor, Ready-to-close signal. switch, Auxiliary switches 2NO+2NC, without Closing coil (CC), manual operating mechanism with mechanical closing, without Remote trip alarm reset coil (RR), without 2nd shunt trip, without 1st Shunt trip | 101770 | 1 | Z\ | 1
3WA1106-2EF01-0AA0 |  | Fixed-mounted circuit breaker IEC 60947-2, frame size 1, 3-poles, In=630A up to 690V AC 50/60Hz, breaking capacity N Icu=55/42kA at 500/690V, Trip unit ETU600 LSIG upgrade ready , colordisplay, bluetooth and USB interface, Protection LT, ST, INST, GFx, N-protection required an external N-sensor, incl. trip alarm switch (1xCO), rear connection vertical, with internal voltage tap on lower stab of circuit breaker, with voltage tap module VTM680 and power supply of ETU600, able to communication, integrated metering type PMF-1 Energy Efficiency, Voltage, Active energy Ea Manual operating mechanism with mechanical closing, without Spring charging motor, Ready-to-close signal. switch, Auxiliary switches 2NO+2NC, without Closing coil (CC), manual operating mechanism with mechanical closing, without Remote trip alarm reset coil (RR), without 2nd shunt trip, without 1st Shunt trip | 73470 | 1 | Z\ | 1
3WA1106-2EF02-0AA0 |  | Fixed-mounted circuit breaker IEC 60947-2, frame size 1, 3-poles, In=630A up to 690V AC 50/60Hz, breaking capacity N Icu=55/42kA at 500/690V, Trip unit ETU600 LSIG upgrade ready , colordisplay, bluetooth and USB interface, Protection LT, ST, INST, GFx, N-protection required an external N-sensor, incl. trip alarm switch (1xCO), rear connection horizontal, with internal voltage tap on lower stab of circuit breaker, with voltage tap module VTM680 and power supply of ETU600, able to communication, integrated metering type PMF-1 Energy Efficiency, Voltage, Active energy Ea Manual operating mechanism with mechanical closing, without Spring charging motor, Ready-to-close signal. switch, Auxiliary switches 2NO+2NC, without Closing coil (CC), manual operating mechanism with mechanical closing, without Remote trip alarm reset coil (RR), without 2nd shunt trip, without 1st Shunt trip | 71870 | 1 | Z\ | 1
3WA1106-2EF03-0AA0 |  | Fixed-mounted circuit breaker IEC 60947-2, frame size 1, 3-poles, In=630A up to 690V AC 50/60Hz, breaking capacity N Icu=55/42kA at 500/690V, Trip unit ETU600 LSIG upgrade ready , colordisplay, bluetooth and USB interface, Protection LT, ST, INST, GFx, N-protection required an external N-sensor, incl. trip alarm switch (1xCO), front connection double hole, with internal voltage tap on lower stab of circuit breaker, with voltage tap module VTM680 and power supply of ETU600, able to communication, integrated metering type PMF-1 Energy Efficiency, Voltage, Active energy Ea Manual operating mechanism with mechanical closing, without Spring charging motor, Ready-to-close signal. switch, Auxiliary switches 2NO+2NC, without Closing coil (CC), manual operating mechanism with mechanical closing, without Remote trip alarm reset coil (RR), without 2nd shunt trip, without 1st Shunt trip | 76870 | 1 | Z\ | 1
3WA1106-2EF11-0AA0 |  | Fixed-mounted circuit breaker IEC 60947-2, frame size 1, 4-poles, N-pole left, In=630A up to 690V AC 50/60Hz, breaking capacity N Icu=55/42kA at 500/690V, Trip unit ETU600 LSIG upgrade ready , colordisplay, bluetooth and USB interface, Protection LT, ST, INST, GFx, include N-protection, (internal N-sensor available), incl. trip alarm switch (1xCO), rear connection vertical, with internal voltage tap on lower stab of circuit breaker, with voltage tap module VTM680 and power supply of ETU600, able to communication, integrated metering type PMF-1 Energy Efficiency, Voltage, Active energy Ea Manual operating mechanism with mechanical closing, without Spring charging motor, Ready-to-close signal. switch, Auxiliary switches 2NO+2NC, without Closing coil (CC), manual operating mechanism with mechanical closing, without Remote trip alarm reset coil (RR), without 2nd shunt trip, without 1st Shunt trip | 90870 | 1 | Z\ | 1
3WA1106-2EF12-0AA0 |  | Fixed-mounted circuit breaker IEC 60947-2, frame size 1, 4-poles, N-pole left, In=630A up to 690V AC 50/60Hz, breaking capacity N Icu=55/42kA at 500/690V, Trip unit ETU600 LSIG upgrade ready , colordisplay, bluetooth and USB interface, Protection LT, ST, INST, GFx, include N-protection, (internal N-sensor available), incl. trip alarm switch (1xCO), rear connection horizontal, with internal voltage tap on lower stab of circuit breaker, with voltage tap module VTM680 and power supply of ETU600, able to communication, integrated metering type PMF-1 Energy Efficiency, Voltage, Active energy Ea Manual operating mechanism with mechanical closing, without Spring charging motor, Ready-to-close signal. switch, Auxiliary switches 2NO+2NC, without Closing coil (CC), manual operating mechanism with mechanical closing, without Remote trip alarm reset coil (RR), without 2nd shunt trip, without 1st Shunt trip | 88570 | 1 | Z\ | 1
3WA1106-2EF13-0AA0 |  | Fixed-mounted circuit breaker IEC 60947-2, frame size 1, 4-poles, N-pole left, In=630A up to 690V AC 50/60Hz, breaking capacity N Icu=55/42kA at 500/690V, Trip unit ETU600 LSIG upgrade ready , colordisplay, bluetooth and USB interface, Protection LT, ST, INST, GFx, include N-protection, (internal N-sensor available), incl. trip alarm switch (1xCO), front connection double hole, with internal voltage tap on lower stab of circuit breaker, with voltage tap module VTM680 and power supply of ETU600, able to communication, integrated metering type PMF-1 Energy Efficiency, Voltage, Active energy Ea Manual operating mechanism with mechanical closing, without Spring charging motor, Ready-to-close signal. switch, Auxiliary switches 2NO+2NC, without Closing coil (CC), manual operating mechanism with mechanical closing, without Remote trip alarm reset coil (RR), without 2nd shunt trip, without 1st Shunt trip | 95270 | 1 | Z\ | 1
3WA1106-2EF21-0AA0 |  | fixed-mounted circuit breaker, IEC 60947-2, size 1, 4-pole, N pole on right, In=630 A up to 690 V AC 50/60 Hz, breaking capacity N Icc=55/42 kA at 500/690 V, tripping unit ETU600 LSIG upgradeable, color display, Bluetooth, USB interface, basic protection LT, ST, INST, GFx, including protection of the N conductor (internal neutral point sensor available), trip alarm switch (1 x CO), connection at rear vertical, with internal voltage tap on lower stab of circuit breaker, with voltage tap module VTM680 and power supply of ETU600, able to communication, integrated metering type PMF-1 Energy Efficiency, Voltage, Active energy Ea Manual operating mechanism with mechanical closing, without Spring charging motor, Ready-to-close signal. switch, Auxiliary switches 2NO+2NC, without Closing coil (CC), manual operating mechanism with mechanical closing, without Remote trip alarm reset coil (RR), without 2nd shunt trip, without 1st Shunt trip | 90870 | 1 | Z\ | 1
3WA1106-2EF22-0AA0 |  | fixed-mounted circuit breaker, IEC 60947-2, size 1, 4-pole, N pole on right, In=630 A up to 690 V AC 50/60 Hz, breaking capacity N Icc=55/42 kA at 500/690 V, tripping unit ETU600 LSIG upgradeable, color display, Bluetooth, USB interface, basic protection LT, ST, INST, GFx, including protection of the N conductor (internal neutral point sensor available), trip alarm switch (1 x CO), connection at rear horizontal with internal voltage tap on lower stab of circuit breaker, with voltage tap module VTM680 and power supply of ETU600, able to communication, integrated metering type PMF-1 Energy Efficiency, Voltage, Active energy Ea Manual operating mechanism with mechanical closing, without Spring charging motor, Ready-to-close signal. switch, Auxiliary switches 2NO+2NC, without Closing coil (CC), manual operating mechanism with mechanical closing, without Remote trip alarm reset coil (RR), without 2nd shunt trip, without 1st Shunt trip | 88570 | 1 | Z\ | 1
3WA1106-2EF23-0AA0 |  | fixed-mounted circuit breaker, IEC 60947-2, size 1, 4-pole, N pole on right, In=630 A up to 690 V AC 50/60 Hz, breaking capacity N Icc=55/42 kA at 500/690 V, tripping unit ETU600 LSIG upgradeable, color display, Bluetooth, USB interface, basic protection LT, ST, INST, GFx, including protection of the N conductor (internal neutral point sensor available), trip alarm switch (1 x CO), front connection double hole, with internal voltage tap on lower stab of circuit breaker, with voltage tap module VTM680 and power supply of ETU600, able to communication, integrated metering type PMF-1 Energy Efficiency, Voltage, Active energy Ea Manual operating mechanism with mechanical closing, without Spring charging motor, Ready-to-close signal. switch, Auxiliary switches 2NO+2NC, without Closing coil (CC), manual operating mechanism with mechanical closing, without Remote trip alarm reset coil (RR), without 2nd shunt trip, without 1st Shunt trip | 95270 | 1 | Z\ | 1
3WA1106-2EF31-0AA0 |  | Withdrawable circuit breaker with guide frame, IEC 60947-2, frame size 1, 3-poles, In=630A up to 690V AC 50/60Hz, breaking capacity N Icu=55/42kA at 500/690V, Trip unit ETU600 LSIG upgrade ready , colordisplay, bluetooth and USB interface, Protection LT, ST, INST, GFx, N-protection required an external N-sensor, incl. trip alarm switch (1xCO), rear connection vertical, guide frame with shutter and w/o position signalling switch, with internal voltage tap on lower stab of circuit breaker, with voltage tap module VTM680 and power supply of ETU600, able to communication, integrated metering type PMF-1 Energy Efficiency, Voltage, Active energy Ea Manual operating mechanism with mechanical closing, without Spring charging motor, Ready-to-close signal. switch, Auxiliary switches 2NO+2NC, without Closing coil (CC), manual operating mechanism with mechanical closing, without Remote trip alarm reset coil (RR), without 2nd shunt trip, without 1st Shunt trip | 91770 | 1 | Z\ | 1
3WA1106-2EF32-0AA0 |  | Withdrawable circuit breaker with guide frame, IEC 60947-2, frame size 1, 3-poles, In=630A up to 690V AC 50/60Hz, breaking capacity N Icu=55/42kA at 500/690V, Trip unit ETU600 LSIG upgrade ready , colordisplay, bluetooth and USB interface, Protection LT, ST, INST, GFx, N-protection required an external N-sensor, incl. trip alarm switch (1xCO), rear connection horizontal, guide frame with shutter and w/o position signalling switch, with internal voltage tap on lower stab of circuit breaker, with voltage tap module VTM680 and power supply of ETU600, able to communication, integrated metering type PMF-1 Energy Efficiency, Voltage, Active energy Ea Manual operating mechanism with mechanical closing, without Spring charging motor, Ready-to-close signal. switch, Auxiliary switches 2NO+2NC, without Closing coil (CC), manual operating mechanism with mechanical closing, without Remote trip alarm reset coil (RR), without 2nd shunt trip, without 1st Shunt trip | 89870 | 1 | Z\ | 1
3WA1106-2EF33-0AA0 |  | Withdrawable circuit breaker with guide frame, IEC 60947-2, frame size 1, 3-poles, In=630A up to 690V AC 50/60Hz, breaking capacity N Icu=55/42kA at 500/690V, Trip unit ETU600 LSIG upgrade ready , colordisplay, bluetooth and USB interface, Protection LT, ST, INST, GFx, N-protection required an external N-sensor, incl. trip alarm switch (1xCO), front connection double hole, guide frame with shutter and w/o position signalling switch, with internal voltage tap on lower stab of circuit breaker, with voltage tap module VTM680 and power supply of ETU600, able to communication, integrated metering type PMF-1 Energy Efficiency, Voltage, Active energy Ea Manual operating mechanism with mechanical closing, without Spring charging motor, Ready-to-close signal. switch, Auxiliary switches 2NO+2NC, without Closing coil (CC), manual operating mechanism with mechanical closing, without Remote trip alarm reset coil (RR), without 2nd shunt trip, without 1st Shunt trip | 95370 | 1 | Z\ | 1
3WA1106-2EF34-0AA0 |  | Withdrawable circuit breaker with guide frame, IEC 60947-2, frame size 1, 3-poles, In=630A up to 690V AC 50/60Hz, breaking capacity N Icu=55/42kA at 500/690V, Trip unit ETU600 LSIG upgrade ready , colordisplay, bluetooth and USB interface, Protection LT, ST, INST, GFx, N-protection required an external N-sensor, incl. trip alarm switch (1xCO), rear connection flange, guide frame with shutter and w/o position signalling switch, with internal voltage tap on lower stab of circuit breaker, with voltage tap module VTM680 and power supply of ETU600, able to communication, integrated metering type PMF-1 Energy Efficiency, Voltage, Active energy Ea Manual operating mechanism with mechanical closing, without Spring charging motor, Ready-to-close signal. switch, Auxiliary switches 2NO+2NC, without Closing coil (CC), manual operating mechanism with mechanical closing, without Remote trip alarm reset coil (RR), without 2nd shunt trip, without 1st Shunt trip | 89870 | 1 | Z\ | 1
3WA1106-2EF41-0AA0 |  | Withdrawable circuit breaker with guide frame, IEC 60947-2, frame size 1, 4-poles, N-pole left, In=630A up to 690V AC 50/60Hz, breaking capacity N Icu=55/42kA at 500/690V, Trip unit ETU600 LSIG upgrade ready , colordisplay, bluetooth and USB interface, Protection LT, ST, INST, GFx, include N-protection, (internal N-sensor available), incl. trip alarm switch (1xCO), rear connection vertical, guide frame with shutter and w/o position signalling switch, with internal voltage tap on lower stab of circuit breaker, with voltage tap module VTM680 and power supply of ETU600, able to communication, integrated metering type PMF-1 Energy Efficiency, Voltage, Active energy Ea Manual operating mechanism with mechanical closing, without Spring charging motor, Ready-to-close signal. switch, Auxiliary switches 2NO+2NC, without Closing coil (CC), manual operating mechanism with mechanical closing, without Remote trip alarm reset coil (RR), without 2nd shunt trip, without 1st Shunt trip | 114870 | 1 | Z\ | 1
3WA1106-2EF42-0AA0 |  | Withdrawable circuit breaker with guide frame, IEC 60947-2, frame size 1, 4-poles, N-pole left, In=630A up to 690V AC 50/60Hz, breaking capacity N Icu=55/42kA at 500/690V, Trip unit ETU600 LSIG upgrade ready , colordisplay, bluetooth and USB interface, Protection LT, ST, INST, GFx, include N-protection, (internal N-sensor available), incl. trip alarm switch (1xCO), rear connection horizontal, guide frame with shutter and w/o position signalling switch, with internal voltage tap on lower stab of circuit breaker, with voltage tap module VTM680 and power supply of ETU600, able to communication, integrated metering type PMF-1 Energy Efficiency, Voltage, Active energy Ea Manual operating mechanism with mechanical closing, without Spring charging motor, Ready-to-close signal. switch, Auxiliary switches 2NO+2NC, without Closing coil (CC), manual operating mechanism with mechanical closing, without Remote trip alarm reset coil (RR), without 2nd shunt trip, without 1st Shunt trip | 112870 | 1 | Z\ | 1
3WA1106-2EF43-0AA0 |  | Withdrawable circuit breaker with guide frame, IEC 60947-2, frame size 1, 4-poles, N-pole left, In=630A up to 690V AC 50/60Hz, breaking capacity N Icu=55/42kA at 500/690V, Trip unit ETU600 LSIG upgrade ready , colordisplay, bluetooth and USB interface, Protection LT, ST, INST, GFx, include N-protection, (internal N-sensor available), incl. trip alarm switch (1xCO), front connection double hole, guide frame with shutter and w/o position signalling switch, with internal voltage tap on lower stab of circuit breaker, with voltage tap module VTM680 and power supply of ETU600, able to communication, integrated metering type PMF-1 Energy Efficiency, Voltage, Active energy Ea Manual operating mechanism with mechanical closing, without Spring charging motor, Ready-to-close signal. switch, Auxiliary switches 2NO+2NC, without Closing coil (CC), manual operating mechanism with mechanical closing, without Remote trip alarm reset coil (RR), without 2nd shunt trip, without 1st Shunt trip | 119870 | 1 | Z\ | 1
3WA1106-2EF44-0AA0 |  | Withdrawable circuit breaker with guide frame, IEC 60947-2, frame size 1, 4-poles, N-pole left, In=630A up to 690V AC 50/60Hz, breaking capacity N Icu=55/42kA at 500/690V, Trip unit ETU600 LSIG upgrade ready , colordisplay, bluetooth and USB interface, Protection LT, ST, INST, GFx, include N-protection, (internal N-sensor available), incl. trip alarm switch (1xCO), rear connection flange, guide frame with shutter and w/o position signalling switch, with internal voltage tap on lower stab of circuit breaker, with voltage tap module VTM680 and power supply of ETU600, able to communication, integrated metering type PMF-1 Energy Efficiency, Voltage, Active energy Ea Manual operating mechanism with mechanical closing, without Spring charging motor, Ready-to-close signal. switch, Auxiliary switches 2NO+2NC, without Closing coil (CC), manual operating mechanism with mechanical closing, without Remote trip alarm reset coil (RR), without 2nd shunt trip, without 1st Shunt trip | 112870 | 1 | Z\ | 1
3WA1106-2FE01-0AA0 |  | Fixed-mounted circuit breaker IEC 60947-2, frame size 1, 3-poles, In=630A up to 690V AC 50/60Hz, breaking capacity N Icu=55/42kA at 500/690V, Trip unit ETU600 LSI upgrade ready , colordisplay, bluetooth and USB interface, Protection LT, ST, INST, N-protection required an external N-sensor, incl. trip alarm switch (1xCO), rear connection vertical, with internal voltage tap on lower stab of circuit breaker, with voltage tap module VTM680 and power supply of ETU600, able to communication, integrated metering type PMF-2 Basic Power Monitoring, Voltage, Energy, Power, Power factor, Frequency, Unbalance, Temperature, Manual operating mechanism with mechanical closing, without Spring charging motor, Ready-to-close signal. switch, Auxiliary switches 2NO+2NC, without Closing coil (CC), manual operating mechanism with mechanical closing, without Remote trip alarm reset coil (RR), without 2nd shunt trip, without 1st Shunt trip | 71700 | 1 | Z\ | 1
3WA1106-2FE02-0AA0 |  | Fixed-mounted circuit breaker IEC 60947-2, frame size 1, 3-poles, In=630A up to 690V AC 50/60Hz, breaking capacity N Icu=55/42kA at 500/690V, Trip unit ETU600 LSI upgrade ready , colordisplay, bluetooth and USB interface, Protection LT, ST, INST, N-protection required an external N-sensor, incl. trip alarm switch (1xCO), rear connection horizontal, with internal voltage tap on lower stab of circuit breaker, with voltage tap module VTM680 and power supply of ETU600, able to communication, integrated metering type PMF-2 Basic Power Monitoring, Voltage, Energy, Power, Power factor, Frequency, Unbalance, Temperature, Manual operating mechanism with mechanical closing, without Spring charging motor, Ready-to-close signal. switch, Auxiliary switches 2NO+2NC, without Closing coil (CC), manual operating mechanism with mechanical closing, without Remote trip alarm reset coil (RR), without 2nd shunt trip, without 1st Shunt trip | 70000 | 1 | Z\ | 1
3WA1106-2FE03-0AA0 |  | Fixed-mounted circuit breaker IEC 60947-2, frame size 1, 3-poles, In=630A up to 690V AC 50/60Hz, breaking capacity N Icu=55/42kA at 500/690V, Trip unit ETU600 LSI upgrade ready , colordisplay, bluetooth and USB interface, Protection LT, ST, INST, N-protection required an external N-sensor, incl. trip alarm switch (1xCO), front connection double hole, with internal voltage tap on lower stab of circuit breaker, with voltage tap module VTM680 and power supply of ETU600, able to communication, integrated metering type PMF-2 Basic Power Monitoring, Voltage, Energy, Power, Power factor, Frequency, Unbalance, Temperature, Manual operating mechanism with mechanical closing, without Spring charging motor, Ready-to-close signal. switch, Auxiliary switches 2NO+2NC, without Closing coil (CC), manual operating mechanism with mechanical closing, without Remote trip alarm reset coil (RR), without 2nd shunt trip, without 1st Shunt trip | 75100 | 1 | Z\ | 1
3WA1106-2FE11-0AA0 |  | Fixed-mounted circuit breaker IEC 60947-2, frame size 1, 4-poles, N-pole left, In=630A up to 690V AC 50/60Hz, breaking capacity N Icu=55/42kA at 500/690V, Trip unit ETU600 LSI upgrade ready , colordisplay, bluetooth and USB interface, Protection LT, ST, INST, include N-protection, (internal N-sensor available), incl. trip alarm switch (1xCO), rear connection vertical, with internal voltage tap on lower stab of circuit breaker, with voltage tap module VTM680 and power supply of ETU600, able to communication, integrated metering type PMF-2 Basic Power Monitoring, Voltage, Energy, Power, Power factor, Frequency, Unbalance, Temperature, Manual operating mechanism with mechanical closing, without Spring charging motor, Ready-to-close signal. switch, Auxiliary switches 2NO+2NC, without Closing coil (CC), manual operating mechanism with mechanical closing, without Remote trip alarm reset coil (RR), without 2nd shunt trip, without 1st Shunt trip | 89000 | 1 | Z\ | 1
3WA1106-2FE12-0AA0 |  | Fixed-mounted circuit breaker IEC 60947-2, frame size 1, 4-poles, N-pole left, In=630A up to 690V AC 50/60Hz, breaking capacity N Icu=55/42kA at 500/690V, Trip unit ETU600 LSI upgrade ready , colordisplay, bluetooth and USB interface, Protection LT, ST, INST, include N-protection, (internal N-sensor available), incl. trip alarm switch (1xCO), rear connection horizontal, with internal voltage tap on lower stab of circuit breaker, with voltage tap module VTM680 and power supply of ETU600, able to communication, integrated metering type PMF-2 Basic Power Monitoring, Voltage, Energy, Power, Power factor, Frequency, Unbalance, Temperature, Manual operating mechanism with mechanical closing, without Spring charging motor, Ready-to-close signal. switch, Auxiliary switches 2NO+2NC, without Closing coil (CC), manual operating mechanism with mechanical closing, without Remote trip alarm reset coil (RR), without 2nd shunt trip, without 1st Shunt trip | 86800 | 1 | Z\ | 1
3WA1106-2FE13-0AA0 |  | Fixed-mounted circuit breaker IEC 60947-2, frame size 1, 4-poles, N-pole left, In=630A up to 690V AC 50/60Hz, breaking capacity N Icu=55/42kA at 500/690V, Trip unit ETU600 LSI upgrade ready , colordisplay, bluetooth and USB interface, Protection LT, ST, INST, include N-protection, (internal N-sensor available), incl. trip alarm switch (1xCO), front connection double hole, with internal voltage tap on lower stab of circuit breaker, with voltage tap module VTM680 and power supply of ETU600, able to communication, integrated metering type PMF-2 Basic Power Monitoring, Voltage, Energy, Power, Power factor, Frequency, Unbalance, Temperature, Manual operating mechanism with mechanical closing, without Spring charging motor, Ready-to-close signal. switch, Auxiliary switches 2NO+2NC, without Closing coil (CC), manual operating mechanism with mechanical closing, without Remote trip alarm reset coil (RR), without 2nd shunt trip, without 1st Shunt trip | 93500 | 1 | Z\ | 1
3WA1106-2FE21-0AA0 |  | fixed-mounted circuit breaker, IEC 60947-2, size 1, 4-pole, N pole on right, In=630 A up to 690 V AC 50/60 Hz, breaking capacity N Icc=55/42 kA at 500/690 V, tripping unit ETU600 LSI upgradeable, color display, Bluetooth, USB interface, basic protection LT, ST, INST, including protection of the N conductor (internal neutral point sensor available), trip alarm switch (1 x CO), connection at rear vertical, with internal voltage tap on lower stab of circuit breaker, with voltage tap module VTM680 and power supply of ETU600, able to communication, integrated metering type PMF-2 Basic Power Monitoring, Voltage, Energy, Power, Power factor, Frequency, Unbalance, Temperature, Manual operating mechanism with mechanical closing, without Spring charging motor, Ready-to-close signal. switch, Auxiliary switches 2NO+2NC, without Closing coil (CC), manual operating mechanism with mechanical closing, without Remote trip alarm reset coil (RR), without 2nd shunt trip, without 1st Shunt trip | 89000 | 1 | Z\ | 1
3WA1106-2FE22-0AA0 |  | fixed-mounted circuit breaker, IEC 60947-2, size 1, 4-pole, N pole on right, In=630 A up to 690 V AC 50/60 Hz, breaking capacity N Icc=55/42 kA at 500/690 V, tripping unit ETU600 LSI upgradeable, color display, Bluetooth, USB interface, basic protection LT, ST, INST, including protection of the N conductor (internal neutral point sensor available), trip alarm switch (1 x CO), connection at rear horizontal with internal voltage tap on lower stab of circuit breaker, with voltage tap module VTM680 and power supply of ETU600, able to communication, integrated metering type PMF-2 Basic Power Monitoring, Voltage, Energy, Power, Power factor, Frequency, Unbalance, Temperature, Manual operating mechanism with mechanical closing, without Spring charging motor, Ready-to-close signal. switch, Auxiliary switches 2NO+2NC, without Closing coil (CC), manual operating mechanism with mechanical closing, without Remote trip alarm reset coil (RR), without 2nd shunt trip, without 1st Shunt trip | 86800 | 1 | Z\ | 1
3WA1106-2FE23-0AA0 |  | fixed-mounted circuit breaker, IEC 60947-2, size 1, 4-pole, N pole on right, In=630 A up to 690 V AC 50/60 Hz, breaking capacity N Icc=55/42 kA at 500/690 V, tripping unit ETU600 LSI upgradeable, color display, Bluetooth, USB interface, basic protection LT, ST, INST, including protection of the N conductor (internal neutral point sensor available), trip alarm switch (1 x CO), front connection double hole, with internal voltage tap on lower stab of circuit breaker, with voltage tap module VTM680 and power supply of ETU600, able to communication, integrated metering type PMF-2 Basic Power Monitoring, Voltage, Energy, Power, Power factor, Frequency, Unbalance, Temperature, Manual operating mechanism with mechanical closing, without Spring charging motor, Ready-to-close signal. switch, Auxiliary switches 2NO+2NC, without Closing coil (CC), manual operating mechanism with mechanical closing, without Remote trip alarm reset coil (RR), without 2nd shunt trip, without 1st Shunt trip | 93500 | 1 | Z\ | 1
3WA1106-2FE31-0AA0 |  | Withdrawable circuit breaker with guide frame, IEC 60947-2, frame size 1, 3-poles, In=630A up to 690V AC 50/60Hz, breaking capacity N Icu=55/42kA at 500/690V, Trip unit ETU600 LSI upgrade ready , colordisplay, bluetooth and USB interface, Protection LT, ST, INST, N-protection required an external N-sensor, incl. trip alarm switch (1xCO), rear connection vertical, guide frame with shutter and w/o position signalling switch, with internal voltage tap on lower stab of circuit breaker, with voltage tap module VTM680 and power supply of ETU600, able to communication, integrated metering type PMF-2 Basic Power Monitoring, Voltage, Energy, Power, Power factor, Frequency, Unbalance, Temperature, Manual operating mechanism with mechanical closing, without Spring charging motor, Ready-to-close signal. switch, Auxiliary switches 2NO+2NC, without Closing coil (CC), manual operating mechanism with mechanical closing, without Remote trip alarm reset coil (RR), without 2nd shunt trip, without 1st Shunt trip | 89900 | 1 | Z\ | 1
3WA1106-2FE32-0AA0 |  | Withdrawable circuit breaker with guide frame, IEC 60947-2, frame size 1, 3-poles, In=630A up to 690V AC 50/60Hz, breaking capacity N Icu=55/42kA at 500/690V, Trip unit ETU600 LSI upgrade ready , colordisplay, bluetooth and USB interface, Protection LT, ST, INST, N-protection required an external N-sensor, incl. trip alarm switch (1xCO), rear connection horizontal, guide frame with shutter and w/o position signalling switch, with internal voltage tap on lower stab of circuit breaker, with voltage tap module VTM680 and power supply of ETU600, able to communication, integrated metering type PMF-2 Basic Power Monitoring, Voltage, Energy, Power, Power factor, Frequency, Unbalance, Temperature, Manual operating mechanism with mechanical closing, without Spring charging motor, Ready-to-close signal. switch, Auxiliary switches 2NO+2NC, without Closing coil (CC), manual operating mechanism with mechanical closing, without Remote trip alarm reset coil (RR), without 2nd shunt trip, without 1st Shunt trip | 88100 | 1 | Z\ | 1
3WA1106-2FE33-0AA0 |  | Withdrawable circuit breaker with guide frame, IEC 60947-2, frame size 1, 3-poles, In=630A up to 690V AC 50/60Hz, breaking capacity N Icu=55/42kA at 500/690V, Trip unit ETU600 LSI upgrade ready , colordisplay, bluetooth and USB interface, Protection LT, ST, INST, N-protection required an external N-sensor, incl. trip alarm switch (1xCO), front connection double hole, guide frame with shutter and w/o position signalling switch, with internal voltage tap on lower stab of circuit breaker, with voltage tap module VTM680 and power supply of ETU600, able to communication, integrated metering type PMF-2 Basic Power Monitoring, Voltage, Energy, Power, Power factor, Frequency, Unbalance, Temperature, Manual operating mechanism with mechanical closing, without Spring charging motor, Ready-to-close signal. switch, Auxiliary switches 2NO+2NC, without Closing coil (CC), manual operating mechanism with mechanical closing, without Remote trip alarm reset coil (RR), without 2nd shunt trip, without 1st Shunt trip | 93500 | 1 | Z\ | 1
3WA1106-2FE34-0AA0 |  | Withdrawable circuit breaker with guide frame, IEC 60947-2, frame size 1, 3-poles, In=630A up to 690V AC 50/60Hz, breaking capacity N Icu=55/42kA at 500/690V, Trip unit ETU600 LSI upgrade ready , colordisplay, bluetooth and USB interface, Protection LT, ST, INST, N-protection required an external N-sensor, incl. trip alarm switch (1xCO), rear connection flange, guide frame with shutter and w/o position signalling switch, with internal voltage tap on lower stab of circuit breaker, with voltage tap module VTM680 and power supply of ETU600, able to communication, integrated metering type PMF-2 Basic Power Monitoring, Voltage, Energy, Power, Power factor, Frequency, Unbalance, Temperature, Manual operating mechanism with mechanical closing, without Spring charging motor, Ready-to-close signal. switch, Auxiliary switches 2NO+2NC, without Closing coil (CC), manual operating mechanism with mechanical closing, without Remote trip alarm reset coil (RR), without 2nd shunt trip, without 1st Shunt trip | 88100 | 1 | Z\ | 1
3WA1106-2FE41-0AA0 |  | Withdrawable circuit breaker with guide frame, IEC 60947-2, frame size 1, 4-poles, N-pole left, In=630A up to 690V AC 50/60Hz, breaking capacity N Icu=55/42kA at 500/690V, Trip unit ETU600 LSI upgrade ready , colordisplay, bluetooth and USB interface, Protection LT, ST, INST, include N-protection, (internal N-sensor available), incl. trip alarm switch (1xCO), rear connection vertical, guide frame with shutter and w/o position signalling switch, with internal voltage tap on lower stab of circuit breaker, with voltage tap module VTM680 and power supply of ETU600, able to communication, integrated metering type PMF-2 Basic Power Monitoring, Voltage, Energy, Power, Power factor, Frequency, Unbalance, Temperature, Manual operating mechanism with mechanical closing, without Spring charging motor, Ready-to-close signal. switch, Auxiliary switches 2NO+2NC, without Closing coil (CC), manual operating mechanism with mechanical closing, without Remote trip alarm reset coil (RR), without 2nd shunt trip, without 1st Shunt trip | 113000 | 1 | Z\ | 1
3WA1106-2FE42-0AA0 |  | Withdrawable circuit breaker with guide frame, IEC 60947-2, frame size 1, 4-poles, N-pole left, In=630A up to 690V AC 50/60Hz, breaking capacity N Icu=55/42kA at 500/690V, Trip unit ETU600 LSI upgrade ready , colordisplay, bluetooth and USB interface, Protection LT, ST, INST, include N-protection, (internal N-sensor available), incl. trip alarm switch (1xCO), rear connection horizontal, guide frame with shutter and w/o position signalling switch, with internal voltage tap on lower stab of circuit breaker, with voltage tap module VTM680 and power supply of ETU600, able to communication, integrated metering type PMF-2 Basic Power Monitoring, Voltage, Energy, Power, Power factor, Frequency, Unbalance, Temperature, Manual operating mechanism with mechanical closing, without Spring charging motor, Ready-to-close signal. switch, Auxiliary switches 2NO+2NC, without Closing coil (CC), manual operating mechanism with mechanical closing, without Remote trip alarm reset coil (RR), without 2nd shunt trip, without 1st Shunt trip | 110600 | 1 | Z\ | 1
3WA1106-2FE43-0AA0 |  | Withdrawable circuit breaker with guide frame, IEC 60947-2, frame size 1, 4-poles, N-pole left, In=630A up to 690V AC 50/60Hz, breaking capacity N Icu=55/42kA at 500/690V, Trip unit ETU600 LSI upgrade ready , colordisplay, bluetooth and USB interface, Protection LT, ST, INST, include N-protection, (internal N-sensor available), incl. trip alarm switch (1xCO), front connection double hole, guide frame with shutter and w/o position signalling switch, with internal voltage tap on lower stab of circuit breaker, with voltage tap module VTM680 and power supply of ETU600, able to communication, integrated metering type PMF-2 Basic Power Monitoring, Voltage, Energy, Power, Power factor, Frequency, Unbalance, Temperature, Manual operating mechanism with mechanical closing, without Spring charging motor, Ready-to-close signal. switch, Auxiliary switches 2NO+2NC, without Closing coil (CC), manual operating mechanism with mechanical closing, without Remote trip alarm reset coil (RR), without 2nd shunt trip, without 1st Shunt trip | 117700 | 1 | Z\ | 1
3WA1106-2FE44-0AA0 |  | Withdrawable circuit breaker with guide frame, IEC 60947-2, frame size 1, 4-poles, N-pole left, In=630A up to 690V AC 50/60Hz, breaking capacity N Icu=55/42kA at 500/690V, Trip unit ETU600 LSI upgrade ready , colordisplay, bluetooth and USB interface, Protection LT, ST, INST, include N-protection, (internal N-sensor available), incl. trip alarm switch (1xCO), rear connection flange, guide frame with shutter and w/o position signalling switch, with internal voltage tap on lower stab of circuit breaker, with voltage tap module VTM680 and power supply of ETU600, able to communication, integrated metering type PMF-2 Basic Power Monitoring, Voltage, Energy, Power, Power factor, Frequency, Unbalance, Temperature, Manual operating mechanism with mechanical closing, without Spring charging motor, Ready-to-close signal. switch, Auxiliary switches 2NO+2NC, without Closing coil (CC), manual operating mechanism with mechanical closing, without Remote trip alarm reset coil (RR), without 2nd shunt trip, without 1st Shunt trip | 110600 | 1 | Z\ | 1
3WA1106-2FE74-2BR1-Z | F19S07T40 | Withdrawable circuit breaker with guide frame, IEC 60947-2, frame size 1, 4-poles, N-pole left, In=630A up to 690V AC 50/60Hz, breaking capacity N Icu=55/42kA at 500/690V, Trip unit ETU600 LSI upgrade ready , colordisplay, bluetooth and USB interface, Protection LT, ST, INST, include N-protection, (internal N-sensor available), incl. trip alarm switch (1xCO), rear connection flange, guide frame with shutter and position signall. switch (3xW), with internal voltage tap on lower stab of circuit breaker, with voltage tap module VTM680 and power supply of ETU600, able to communication, integrated metering type PMF-2 Basic Power Monitoring, Voltage, Energy, Power, Power factor, Frequency, Unbalance, Temperature, with manual and motorized operating mechanism (M) 24-30 V DC, Storage status and ready-to- close signaling switches, Auxiliary switches 2NO+2NC, Closing coil (CC) 100% OP 24-30 V DC, applicable for continuous duty, without Remote trip alarm reset coil (RR), Undervoltage release (UVR) instantaneous (0,08 s) and short-delay (0,2 s), 380-415 V AC, Shunt trip (ST) 100% OP 24-30 V DC, suitable for continuous duty, Option F19 = COM190 COM module PROFINET IO Modbus TCP 2 switched Ethernet ports circuit breaker internal Option S07 = Locking provision against unauthorized closing Secured Open; for padlock device Padlocks are not included. Option T40 = Door sealing frame IP41 | 161650 | 1 | Z\ | 1
3WA1106-2FF01-0AA0 |  | Fixed-mounted circuit breaker IEC 60947-2, frame size 1, 3-poles, In=630A up to 690V AC 50/60Hz, breaking capacity N Icu=55/42kA at 500/690V, Trip unit ETU600 LSIG upgrade ready , colordisplay, bluetooth and USB interface, Protection LT, ST, INST, GFx, N-protection required an external N-sensor, incl. trip alarm switch (1xCO), rear connection vertical, with internal voltage tap on lower stab of circuit breaker, with voltage tap module VTM680 and power supply of ETU600, able to communication, integrated metering type PMF-2 Basic Power Monitoring, Voltage, Energy, Power, Power factor, Frequency, Unbalance, Temperature, Manual operating mechanism with mechanical closing, without Spring charging motor, Ready-to-close signal. switch, Auxiliary switches 2NO+2NC, without Closing coil (CC), manual operating mechanism with mechanical closing, without Remote trip alarm reset coil (RR), without 2nd shunt trip, without 1st Shunt trip | 82300 | 1 | Z\ | 1
3WA1106-2FF02-0AA0 |  | Fixed-mounted circuit breaker IEC 60947-2, frame size 1, 3-poles, In=630A up to 690V AC 50/60Hz, breaking capacity N Icu=55/42kA at 500/690V, Trip unit ETU600 LSIG upgrade ready , colordisplay, bluetooth and USB interface, Protection LT, ST, INST, GFx, N-protection required an external N-sensor, incl. trip alarm switch (1xCO), rear connection horizontal, with internal voltage tap on lower stab of circuit breaker, with voltage tap module VTM680 and power supply of ETU600, able to communication, integrated metering type PMF-2 Basic Power Monitoring, Voltage, Energy, Power, Power factor, Frequency, Unbalance, Temperature, Manual operating mechanism with mechanical closing, without Spring charging motor, Ready-to-close signal. switch, Auxiliary switches 2NO+2NC, without Closing coil (CC), manual operating mechanism with mechanical closing, without Remote trip alarm reset coil (RR), without 2nd shunt trip, without 1st Shunt trip | 80700 | 1 | Z\ | 1
3WA1106-2FF03-0AA0 |  | Fixed-mounted circuit breaker IEC 60947-2, frame size 1, 3-poles, In=630A up to 690V AC 50/60Hz, breaking capacity N Icu=55/42kA at 500/690V, Trip unit ETU600 LSIG upgrade ready , colordisplay, bluetooth and USB interface, Protection LT, ST, INST, GFx, N-protection required an external N-sensor, incl. trip alarm switch (1xCO), front connection double hole, with internal voltage tap on lower stab of circuit breaker, with voltage tap module VTM680 and power supply of ETU600, able to communication, integrated metering type PMF-2 Basic Power Monitoring, Voltage, Energy, Power, Power factor, Frequency, Unbalance, Temperature, Manual operating mechanism with mechanical closing, without Spring charging motor, Ready-to-close signal. switch, Auxiliary switches 2NO+2NC, without Closing coil (CC), manual operating mechanism with mechanical closing, without Remote trip alarm reset coil (RR), without 2nd shunt trip, without 1st Shunt trip | 85700 | 1 | Z\ | 1
3WA1106-2FF11-0AA0 |  | Fixed-mounted circuit breaker IEC 60947-2, frame size 1, 4-poles, N-pole left, In=630A up to 690V AC 50/60Hz, breaking capacity N Icu=55/42kA at 500/690V, Trip unit ETU600 LSIG upgrade ready , colordisplay, bluetooth and USB interface, Protection LT, ST, INST, GFx, include N-protection, (internal N-sensor available), incl. trip alarm switch (1xCO), rear connection vertical, with internal voltage tap on lower stab of circuit breaker, with voltage tap module VTM680 and power supply of ETU600, able to communication, integrated metering type PMF-2 Basic Power Monitoring, Voltage, Energy, Power, Power factor, Frequency, Unbalance, Temperature, Manual operating mechanism with mechanical closing, without Spring charging motor, Ready-to-close signal. switch, Auxiliary switches 2NO+2NC, without Closing coil (CC), manual operating mechanism with mechanical closing, without Remote trip alarm reset coil (RR), without 2nd shunt trip, without 1st Shunt trip | 99700 | 1 | Z\ | 1
3WA1106-2FF12-0AA0 |  | Fixed-mounted circuit breaker IEC 60947-2, frame size 1, 4-poles, N-pole left, In=630A up to 690V AC 50/60Hz, breaking capacity N Icu=55/42kA at 500/690V, Trip unit ETU600 LSIG upgrade ready , colordisplay, bluetooth and USB interface, Protection LT, ST, INST, GFx, include N-protection, (internal N-sensor available), incl. trip alarm switch (1xCO), rear connection horizontal, with internal voltage tap on lower stab of circuit breaker, with voltage tap module VTM680 and power supply of ETU600, able to communication, integrated metering type PMF-2 Basic Power Monitoring, Voltage, Energy, Power, Power factor, Frequency, Unbalance, Temperature, Manual operating mechanism with mechanical closing, without Spring charging motor, Ready-to-close signal. switch, Auxiliary switches 2NO+2NC, without Closing coil (CC), manual operating mechanism with mechanical closing, without Remote trip alarm reset coil (RR), without 2nd shunt trip, without 1st Shunt trip | 97400 | 1 | Z\ | 1
3WA1106-2FF13-0AA0 |  | Fixed-mounted circuit breaker IEC 60947-2, frame size 1, 4-poles, N-pole left, In=630A up to 690V AC 50/60Hz, breaking capacity N Icu=55/42kA at 500/690V, Trip unit ETU600 LSIG upgrade ready , colordisplay, bluetooth and USB interface, Protection LT, ST, INST, GFx, include N-protection, (internal N-sensor available), incl. trip alarm switch (1xCO), front connection double hole, with internal voltage tap on lower stab of circuit breaker, with voltage tap module VTM680 and power supply of ETU600, able to communication, integrated metering type PMF-2 Basic Power Monitoring, Voltage, Energy, Power, Power factor, Frequency, Unbalance, Temperature, Manual operating mechanism with mechanical closing, without Spring charging motor, Ready-to-close signal. switch, Auxiliary switches 2NO+2NC, without Closing coil (CC), manual operating mechanism with mechanical closing, without Remote trip alarm reset coil (RR), without 2nd shunt trip, without 1st Shunt trip | 104100 | 1 | Z\ | 1
3WA1106-2FF21-0AA0 |  | fixed-mounted circuit breaker, IEC 60947-2, size 1, 4-pole, N pole on right, In=630 A up to 690 V AC 50/60 Hz, breaking capacity N Icc=55/42 kA at 500/690 V, tripping unit ETU600 LSIG upgradeable, color display, Bluetooth, USB interface, basic protection LT, ST, INST, GFx, including protection of the N conductor (internal neutral point sensor available), trip alarm switch (1 x CO), connection at rear vertical, with internal voltage tap on lower stab of circuit breaker, with voltage tap module VTM680 and power supply of ETU600, able to communication, integrated metering type PMF-2 Basic Power Monitoring, Voltage, Energy, Power, Power factor, Frequency, Unbalance, Temperature, Manual operating mechanism with mechanical closing, without Spring charging motor, Ready-to-close signal. switch, Auxiliary switches 2NO+2NC, without Closing coil (CC), manual operating mechanism with mechanical closing, without Remote trip alarm reset coil (RR), without 2nd shunt trip, without 1st Shunt trip | 99700 | 1 | Z\ | 1
3WA1106-2FF22-0AA0 |  | fixed-mounted circuit breaker, IEC 60947-2, size 1, 4-pole, N pole on right, In=630 A up to 690 V AC 50/60 Hz, breaking capacity N Icc=55/42 kA at 500/690 V, tripping unit ETU600 LSIG upgradeable, color display, Bluetooth, USB interface, basic protection LT, ST, INST, GFx, including protection of the N conductor (internal neutral point sensor available), trip alarm switch (1 x CO), connection at rear horizontal with internal voltage tap on lower stab of circuit breaker, with voltage tap module VTM680 and power supply of ETU600, able to communication, integrated metering type PMF-2 Basic Power Monitoring, Voltage, Energy, Power, Power factor, Frequency, Unbalance, Temperature, Manual operating mechanism with mechanical closing, without Spring charging motor, Ready-to-close signal. switch, Auxiliary switches 2NO+2NC, without Closing coil (CC), manual operating mechanism with mechanical closing, without Remote trip alarm reset coil (RR), without 2nd shunt trip, without 1st Shunt trip | 97400 | 1 | Z\ | 1
3WA1106-2FF23-0AA0 |  | fixed-mounted circuit breaker, IEC 60947-2, size 1, 4-pole, N pole on right, In=630 A up to 690 V AC 50/60 Hz, breaking capacity N Icc=55/42 kA at 500/690 V, tripping unit ETU600 LSIG upgradeable, color display, Bluetooth, USB interface, basic protection LT, ST, INST, GFx, including protection of the N conductor (internal neutral point sensor available), trip alarm switch (1 x CO), front connection double hole, with internal voltage tap on lower stab of circuit breaker, with voltage tap module VTM680 and power supply of ETU600, able to communication, integrated metering type PMF-2 Basic Power Monitoring, Voltage, Energy, Power, Power factor, Frequency, Unbalance, Temperature, Manual operating mechanism with mechanical closing, without Spring charging motor, Ready-to-close signal. switch, Auxiliary switches 2NO+2NC, without Closing coil (CC), manual operating mechanism with mechanical closing, without Remote trip alarm reset coil (RR), without 2nd shunt trip, without 1st Shunt trip | 104100 | 1 | Z\ | 1
3WA1106-2FF31-0AA0 |  | Withdrawable circuit breaker with guide frame, IEC 60947-2, frame size 1, 3-poles, In=630A up to 690V AC 50/60Hz, breaking capacity N Icu=55/42kA at 500/690V, Trip unit ETU600 LSIG upgrade ready , colordisplay, bluetooth and USB interface, Protection LT, ST, INST, GFx, N-protection required an external N-sensor, incl. trip alarm switch (1xCO), rear connection vertical, guide frame with shutter and w/o position signalling switch, with internal voltage tap on lower stab of circuit breaker, with voltage tap module VTM680 and power supply of ETU600, able to communication, integrated metering type PMF-2 Basic Power Monitoring, Voltage, Energy, Power, Power factor, Frequency, Unbalance, Temperature, Manual operating mechanism with mechanical closing, without Spring charging motor, Ready-to-close signal. switch, Auxiliary switches 2NO+2NC, without Closing coil (CC), manual operating mechanism with mechanical closing, without Remote trip alarm reset coil (RR), without 2nd shunt trip, without 1st Shunt trip | 100600 | 1 | Z\ | 1
3WA1106-2FF32-0AA0 |  | Withdrawable circuit breaker with guide frame, IEC 60947-2, frame size 1, 3-poles, In=630A up to 690V AC 50/60Hz, breaking capacity N Icu=55/42kA at 500/690V, Trip unit ETU600 LSIG upgrade ready , colordisplay, bluetooth and USB interface, Protection LT, ST, INST, GFx, N-protection required an external N-sensor, incl. trip alarm switch (1xCO), rear connection horizontal, guide frame with shutter and w/o position signalling switch, with internal voltage tap on lower stab of circuit breaker, with voltage tap module VTM680 and power supply of ETU600, able to communication, integrated metering type PMF-2 Basic Power Monitoring, Voltage, Energy, Power, Power factor, Frequency, Unbalance, Temperature, Manual operating mechanism with mechanical closing, without Spring charging motor, Ready-to-close signal. switch, Auxiliary switches 2NO+2NC, without Closing coil (CC), manual operating mechanism with mechanical closing, without Remote trip alarm reset coil (RR), without 2nd shunt trip, without 1st Shunt trip | 98700 | 1 | Z\ | 1
3WA1106-2FF33-0AA0 |  | Withdrawable circuit breaker with guide frame, IEC 60947-2, frame size 1, 3-poles, In=630A up to 690V AC 50/60Hz, breaking capacity N Icu=55/42kA at 500/690V, Trip unit ETU600 LSIG upgrade ready , colordisplay, bluetooth and USB interface, Protection LT, ST, INST, GFx, N-protection required an external N-sensor, incl. trip alarm switch (1xCO), front connection double hole, guide frame with shutter and w/o position signalling switch, with internal voltage tap on lower stab of circuit breaker, with voltage tap module VTM680 and power supply of ETU600, able to communication, integrated metering type PMF-2 Basic Power Monitoring, Voltage, Energy, Power, Power factor, Frequency, Unbalance, Temperature, Manual operating mechanism with mechanical closing, without Spring charging motor, Ready-to-close signal. switch, Auxiliary switches 2NO+2NC, without Closing coil (CC), manual operating mechanism with mechanical closing, without Remote trip alarm reset coil (RR), without 2nd shunt trip, without 1st Shunt trip | 104200 | 1 | Z\ | 1
3WA1106-2FF34-0AA0 |  | Withdrawable circuit breaker with guide frame, IEC 60947-2, frame size 1, 3-poles, In=630A up to 690V AC 50/60Hz, breaking capacity N Icu=55/42kA at 500/690V, Trip unit ETU600 LSIG upgrade ready , colordisplay, bluetooth and USB interface, Protection LT, ST, INST, GFx, N-protection required an external N-sensor, incl. trip alarm switch (1xCO), rear connection flange, guide frame with shutter and w/o position signalling switch, with internal voltage tap on lower stab of circuit breaker, with voltage tap module VTM680 and power supply of ETU600, able to communication, integrated metering type PMF-2 Basic Power Monitoring, Voltage, Energy, Power, Power factor, Frequency, Unbalance, Temperature, Manual operating mechanism with mechanical closing, without Spring charging motor, Ready-to-close signal. switch, Auxiliary switches 2NO+2NC, without Closing coil (CC), manual operating mechanism with mechanical closing, without Remote trip alarm reset coil (RR), without 2nd shunt trip, without 1st Shunt trip | 98700 | 1 | Z\ | 1
3WA1106-2FF41-0AA0 |  | Withdrawable circuit breaker with guide frame, IEC 60947-2, frame size 1, 4-poles, N-pole left, In=630A up to 690V AC 50/60Hz, breaking capacity N Icu=55/42kA at 500/690V, Trip unit ETU600 LSIG upgrade ready , colordisplay, bluetooth and USB interface, Protection LT, ST, INST, GFx, include N-protection, (internal N-sensor available), incl. trip alarm switch (1xCO), rear connection vertical, guide frame with shutter and w/o position signalling switch, with internal voltage tap on lower stab of circuit breaker, with voltage tap module VTM680 and power supply of ETU600, able to communication, integrated metering type PMF-2 Basic Power Monitoring, Voltage, Energy, Power, Power factor, Frequency, Unbalance, Temperature, Manual operating mechanism with mechanical closing, without Spring charging motor, Ready-to-close signal. switch, Auxiliary switches 2NO+2NC, without Closing coil (CC), manual operating mechanism with mechanical closing, without Remote trip alarm reset coil (RR), without 2nd shunt trip, without 1st Shunt trip | 123700 | 1 | Z\ | 1
3WA1106-2FF42-0AA0 |  | Withdrawable circuit breaker with guide frame, IEC 60947-2, frame size 1, 4-poles, N-pole left, In=630A up to 690V AC 50/60Hz, breaking capacity N Icu=55/42kA at 500/690V, Trip unit ETU600 LSIG upgrade ready , colordisplay, bluetooth and USB interface, Protection LT, ST, INST, GFx, include N-protection, (internal N-sensor available), incl. trip alarm switch (1xCO), rear connection horizontal, guide frame with shutter and w/o position signalling switch, with internal voltage tap on lower stab of circuit breaker, with voltage tap module VTM680 and power supply of ETU600, able to communication, integrated metering type PMF-2 Basic Power Monitoring, Voltage, Energy, Power, Power factor, Frequency, Unbalance, Temperature, Manual operating mechanism with mechanical closing, without Spring charging motor, Ready-to-close signal. switch, Auxiliary switches 2NO+2NC, without Closing coil (CC), manual operating mechanism with mechanical closing, without Remote trip alarm reset coil (RR), without 2nd shunt trip, without 1st Shunt trip | 121700 | 1 | Z\ | 1
3WA1106-2FF43-0AA0 |  | Withdrawable circuit breaker with guide frame, IEC 60947-2, frame size 1, 4-poles, N-pole left, In=630A up to 690V AC 50/60Hz, breaking capacity N Icu=55/42kA at 500/690V, Trip unit ETU600 LSIG upgrade ready , colordisplay, bluetooth and USB interface, Protection LT, ST, INST, GFx, include N-protection, (internal N-sensor available), incl. trip alarm switch (1xCO), front connection double hole, guide frame with shutter and w/o position signalling switch, with internal voltage tap on lower stab of circuit breaker, with voltage tap module VTM680 and power supply of ETU600, able to communication, integrated metering type PMF-2 Basic Power Monitoring, Voltage, Energy, Power, Power factor, Frequency, Unbalance, Temperature, Manual operating mechanism with mechanical closing, without Spring charging motor, Ready-to-close signal. switch, Auxiliary switches 2NO+2NC, without Closing coil (CC), manual operating mechanism with mechanical closing, without Remote trip alarm reset coil (RR), without 2nd shunt trip, without 1st Shunt trip | 128700 | 1 | Z\ | 1
3WA1106-2FF44-0AA0 |  | Withdrawable circuit breaker with guide frame, IEC 60947-2, frame size 1, 4-poles, N-pole left, In=630A up to 690V AC 50/60Hz, breaking capacity N Icu=55/42kA at 500/690V, Trip unit ETU600 LSIG upgrade ready , colordisplay, bluetooth and USB interface, Protection LT, ST, INST, GFx, include N-protection, (internal N-sensor available), incl. trip alarm switch (1xCO), rear connection flange, guide frame with shutter and w/o position signalling switch, with internal voltage tap on lower stab of circuit breaker, with voltage tap module VTM680 and power supply of ETU600, able to communication, integrated metering type PMF-2 Basic Power Monitoring, Voltage, Energy, Power, Power factor, Frequency, Unbalance, Temperature, Manual operating mechanism with mechanical closing, without Spring charging motor, Ready-to-close signal. switch, Auxiliary switches 2NO+2NC, without Closing coil (CC), manual operating mechanism with mechanical closing, without Remote trip alarm reset coil (RR), without 2nd shunt trip, without 1st Shunt trip | 121700 | 1 | Z\ | 1
3WA1106-2GE01-0AA0 |  | Fixed-mounted circuit breaker IEC 60947-2, frame size 1, 3-poles, In=630A up to 690V AC 50/60Hz, breaking capacity N Icu=55/42kA at 500/690V, Trip unit ETU600 LSI upgrade ready , colordisplay, bluetooth and USB interface, Protection LT, ST, INST, N-protection required an external N-sensor, incl. trip alarm switch (1xCO), rear connection vertical, with internal voltage tap on lower stab of circuit breaker, with voltage tap module VTM680 and power supply of ETU600, able to communication, integrated metering type PMF-3 Advanced Power Monitor., Voltage, Energy, Power, Power factor, Frequency, Unbalance, Temperature, Power quality, Manual operating mechanism with mechanical closing, without Spring charging motor, Ready-to-close signal. switch, Auxiliary switches 2NO+2NC, without Closing coil (CC), manual operating mechanism with mechanical closing, without Remote trip alarm reset coil (RR), without 2nd shunt trip, without 1st Shunt trip | 78100 | 1 | Z\ | 1
3WA1106-2GE02-0AA0 |  | Fixed-mounted circuit breaker IEC 60947-2, frame size 1, 3-poles, In=630A up to 690V AC 50/60Hz, breaking capacity N Icu=55/42kA at 500/690V, Trip unit ETU600 LSI upgrade ready , colordisplay, bluetooth and USB interface, Protection LT, ST, INST, N-protection required an external N-sensor, incl. trip alarm switch (1xCO), rear connection horizontal, with internal voltage tap on lower stab of circuit breaker, with voltage tap module VTM680 and power supply of ETU600, able to communication, integrated metering type PMF-3 Advanced Power Monitor., Voltage, Energy, Power, Power factor, Frequency, Unbalance, Temperature, Power quality, Manual operating mechanism with mechanical closing, without Spring charging motor, Ready-to-close signal. switch, Auxiliary switches 2NO+2NC, without Closing coil (CC), manual operating mechanism with mechanical closing, without Remote trip alarm reset coil (RR), without 2nd shunt trip, without 1st Shunt trip | 76400 | 1 | Z\ | 1
3WA1106-2GE03-0AA0 |  | Fixed-mounted circuit breaker IEC 60947-2, frame size 1, 3-poles, In=630A up to 690V AC 50/60Hz, breaking capacity N Icu=55/42kA at 500/690V, Trip unit ETU600 LSI upgrade ready , colordisplay, bluetooth and USB interface, Protection LT, ST, INST, N-protection required an external N-sensor, incl. trip alarm switch (1xCO), front connection double hole, with internal voltage tap on lower stab of circuit breaker, with voltage tap module VTM680 and power supply of ETU600, able to communication, integrated metering type PMF-3 Advanced Power Monitor., Voltage, Energy, Power, Power factor, Frequency, Unbalance, Temperature, Power quality, Manual operating mechanism with mechanical closing, without Spring charging motor, Ready-to-close signal. switch, Auxiliary switches 2NO+2NC, without Closing coil (CC), manual operating mechanism with mechanical closing, without Remote trip alarm reset coil (RR), without 2nd shunt trip, without 1st Shunt trip | 81500 | 1 | Z\ | 1
3WA1106-2GE11-0AA0 |  | Fixed-mounted circuit breaker IEC 60947-2, frame size 1, 4-poles, N-pole left, In=630A up to 690V AC 50/60Hz, breaking capacity N Icu=55/42kA at 500/690V, Trip unit ETU600 LSI upgrade ready , colordisplay, bluetooth and USB interface, Protection LT, ST, INST, include N-protection, (internal N-sensor available), incl. trip alarm switch (1xCO), rear connection vertical, with internal voltage tap on lower stab of circuit breaker, with voltage tap module VTM680 and power supply of ETU600, able to communication, integrated metering type PMF-3 Advanced Power Monitor., Voltage, Energy, Power, Power factor, Frequency, Unbalance, Temperature, Power quality, Manual operating mechanism with mechanical closing, without Spring charging motor, Ready-to-close signal. switch, Auxiliary switches 2NO+2NC, without Closing coil (CC), manual operating mechanism with mechanical closing, without Remote trip alarm reset coil (RR), without 2nd shunt trip, without 1st Shunt trip | 95400 | 1 | Z\ | 1
3WA1106-2GE12-0AA0 |  | Fixed-mounted circuit breaker IEC 60947-2, frame size 1, 4-poles, N-pole left, In=630A up to 690V AC 50/60Hz, breaking capacity N Icu=55/42kA at 500/690V, Trip unit ETU600 LSI upgrade ready , colordisplay, bluetooth and USB interface, Protection LT, ST, INST, include N-protection, (internal N-sensor available), incl. trip alarm switch (1xCO), rear connection horizontal, with internal voltage tap on lower stab of circuit breaker, with voltage tap module VTM680 and power supply of ETU600, able to communication, integrated metering type PMF-3 Advanced Power Monitor., Voltage, Energy, Power, Power factor, Frequency, Unbalance, Temperature, Power quality, Manual operating mechanism with mechanical closing, without Spring charging motor, Ready-to-close signal. switch, Auxiliary switches 2NO+2NC, without Closing coil (CC), manual operating mechanism with mechanical closing, without Remote trip alarm reset coil (RR), without 2nd shunt trip, without 1st Shunt trip | 93200 | 1 | Z\ | 1
3WA1106-2GE13-0AA0 |  | Fixed-mounted circuit breaker IEC 60947-2, frame size 1, 4-poles, N-pole left, In=630A up to 690V AC 50/60Hz, breaking capacity N Icu=55/42kA at 500/690V, Trip unit ETU600 LSI upgrade ready , colordisplay, bluetooth and USB interface, Protection LT, ST, INST, include N-protection, (internal N-sensor available), incl. trip alarm switch (1xCO), front connection double hole, with internal voltage tap on lower stab of circuit breaker, with voltage tap module VTM680 and power supply of ETU600, able to communication, integrated metering type PMF-3 Advanced Power Monitor., Voltage, Energy, Power, Power factor, Frequency, Unbalance, Temperature, Power quality, Manual operating mechanism with mechanical closing, without Spring charging motor, Ready-to-close signal. switch, Auxiliary switches 2NO+2NC, without Closing coil (CC), manual operating mechanism with mechanical closing, without Remote trip alarm reset coil (RR), without 2nd shunt trip, without 1st Shunt trip | 99900 | 1 | Z\ | 1
3WA1106-2GE21-0AA0 |  | fixed-mounted circuit breaker, IEC 60947-2, size 1, 4-pole, N pole on right, In=630 A up to 690 V AC 50/60 Hz, breaking capacity N Icc=55/42 kA at 500/690 V, tripping unit ETU600 LSI upgradeable, color display, Bluetooth, USB interface, basic protection LT, ST, INST, including protection of the N conductor (internal neutral point sensor available), trip alarm switch (1 x CO), connection at rear vertical, with internal voltage tap on lower stab of circuit breaker, with voltage tap module VTM680 and power supply of ETU600, able to communication, integrated metering type PMF-3 Advanced Power Monitor., Voltage, Energy, Power, Power factor, Frequency, Unbalance, Temperature, Power quality, Manual operating mechanism with mechanical closing, without Spring charging motor, Ready-to-close signal. switch, Auxiliary switches 2NO+2NC, without Closing coil (CC), manual operating mechanism with mechanical closing, without Remote trip alarm reset coil (RR), without 2nd shunt trip, without 1st Shunt trip | 95400 | 1 | Z\ | 1
3WA1106-2GE22-0AA0 |  | fixed-mounted circuit breaker, IEC 60947-2, size 1, 4-pole, N pole on right, In=630 A up to 690 V AC 50/60 Hz, breaking capacity N Icc=55/42 kA at 500/690 V, tripping unit ETU600 LSI upgradeable, color display, Bluetooth, USB interface, basic protection LT, ST, INST, including protection of the N conductor (internal neutral point sensor available), trip alarm switch (1 x CO), connection at rear horizontal with internal voltage tap on lower stab of circuit breaker, with voltage tap module VTM680 and power supply of ETU600, able to communication, integrated metering type PMF-3 Advanced Power Monitor., Voltage, Energy, Power, Power factor, Frequency, Unbalance, Temperature, Power quality, Manual operating mechanism with mechanical closing, without Spring charging motor, Ready-to-close signal. switch, Auxiliary switches 2NO+2NC, without Closing coil (CC), manual operating mechanism with mechanical closing, without Remote trip alarm reset coil (RR), without 2nd shunt trip, without 1st Shunt trip | 93200 | 1 | Z\ | 1
3WA1106-2GE23-0AA0 |  | fixed-mounted circuit breaker, IEC 60947-2, size 1, 4-pole, N pole on right, In=630 A up to 690 V AC 50/60 Hz, breaking capacity N Icc=55/42 kA at 500/690 V, tripping unit ETU600 LSI upgradeable, color display, Bluetooth, USB interface, basic protection LT, ST, INST, including protection of the N conductor (internal neutral point sensor available), trip alarm switch (1 x CO), front connection double hole, with internal voltage tap on lower stab of circuit breaker, with voltage tap module VTM680 and power supply of ETU600, able to communication, integrated metering type PMF-3 Advanced Power Monitor., Voltage, Energy, Power, Power factor, Frequency, Unbalance, Temperature, Power quality, Manual operating mechanism with mechanical closing, without Spring charging motor, Ready-to-close signal. switch, Auxiliary switches 2NO+2NC, without Closing coil (CC), manual operating mechanism with mechanical closing, without Remote trip alarm reset coil (RR), without 2nd shunt trip, without 1st Shunt trip | 99900 | 1 | Z\ | 1
3WA1106-2GE31-0AA0 |  | Withdrawable circuit breaker with guide frame, IEC 60947-2, frame size 1, 3-poles, In=630A up to 690V AC 50/60Hz, breaking capacity N Icu=55/42kA at 500/690V, Trip unit ETU600 LSI upgrade ready , colordisplay, bluetooth and USB interface, Protection LT, ST, INST, N-protection required an external N-sensor, incl. trip alarm switch (1xCO), rear connection vertical, guide frame with shutter and w/o position signalling switch, with internal voltage tap on lower stab of circuit breaker, with voltage tap module VTM680 and power supply of ETU600, able to communication, integrated metering type PMF-3 Advanced Power Monitor., Voltage, Energy, Power, Power factor, Frequency, Unbalance, Temperature, Power quality, Manual operating mechanism with mechanical closing, without Spring charging motor, Ready-to-close signal. switch, Auxiliary switches 2NO+2NC, without Closing coil (CC), manual operating mechanism with mechanical closing, without Remote trip alarm reset coil (RR), without 2nd shunt trip, without 1st Shunt trip | 96300 | 1 | Z\ | 1
3WA1106-2GE32-0AA0 |  | Withdrawable circuit breaker with guide frame, IEC 60947-2, frame size 1, 3-poles, In=630A up to 690V AC 50/60Hz, breaking capacity N Icu=55/42kA at 500/690V, Trip unit ETU600 LSI upgrade ready , colordisplay, bluetooth and USB interface, Protection LT, ST, INST, N-protection required an external N-sensor, incl. trip alarm switch (1xCO), rear connection horizontal, guide frame with shutter and w/o position signalling switch, with internal voltage tap on lower stab of circuit breaker, with voltage tap module VTM680 and power supply of ETU600, able to communication, integrated metering type PMF-3 Advanced Power Monitor., Voltage, Energy, Power, Power factor, Frequency, Unbalance, Temperature, Power quality, Manual operating mechanism with mechanical closing, without Spring charging motor, Ready-to-close signal. switch, Auxiliary switches 2NO+2NC, without Closing coil (CC), manual operating mechanism with mechanical closing, without Remote trip alarm reset coil (RR), without 2nd shunt trip, without 1st Shunt trip | 94500 | 1 | Z\ | 1
3WA1106-2GE33-0AA0 |  | Withdrawable circuit breaker with guide frame, IEC 60947-2, frame size 1, 3-poles, In=630A up to 690V AC 50/60Hz, breaking capacity N Icu=55/42kA at 500/690V, Trip unit ETU600 LSI upgrade ready , colordisplay, bluetooth and USB interface, Protection LT, ST, INST, N-protection required an external N-sensor, incl. trip alarm switch (1xCO), front connection double hole, guide frame with shutter and w/o position signalling switch, with internal voltage tap on lower stab of circuit breaker, with voltage tap module VTM680 and power supply of ETU600, able to communication, integrated metering type PMF-3 Advanced Power Monitor., Voltage, Energy, Power, Power factor, Frequency, Unbalance, Temperature, Power quality, Manual operating mechanism with mechanical closing, without Spring charging motor, Ready-to-close signal. switch, Auxiliary switches 2NO+2NC, without Closing coil (CC), manual operating mechanism with mechanical closing, without Remote trip alarm reset coil (RR), without 2nd shunt trip, without 1st Shunt trip | 99900 | 1 | Z\ | 1
3WA1106-2GE34-0AA0 |  | Withdrawable circuit breaker with guide frame, IEC 60947-2, frame size 1, 3-poles, In=630A up to 690V AC 50/60Hz, breaking capacity N Icu=55/42kA at 500/690V, Trip unit ETU600 LSI upgrade ready , colordisplay, bluetooth and USB interface, Protection LT, ST, INST, N-protection required an external N-sensor, incl. trip alarm switch (1xCO), rear connection flange, guide frame with shutter and w/o position signalling switch, with internal voltage tap on lower stab of circuit breaker, with voltage tap module VTM680 and power supply of ETU600, able to communication, integrated metering type PMF-3 Advanced Power Monitor., Voltage, Energy, Power, Power factor, Frequency, Unbalance, Temperature, Power quality, Manual operating mechanism with mechanical closing, without Spring charging motor, Ready-to-close signal. switch, Auxiliary switches 2NO+2NC, without Closing coil (CC), manual operating mechanism with mechanical closing, without Remote trip alarm reset coil (RR), without 2nd shunt trip, without 1st Shunt trip | 94500 | 1 | Z\ | 1
3WA1106-2GE41-0AA0 |  | Withdrawable circuit breaker with guide frame, IEC 60947-2, frame size 1, 4-poles, N-pole left, In=630A up to 690V AC 50/60Hz, breaking capacity N Icu=55/42kA at 500/690V, Trip unit ETU600 LSI upgrade ready , colordisplay, bluetooth and USB interface, Protection LT, ST, INST, include N-protection, (internal N-sensor available), incl. trip alarm switch (1xCO), rear connection vertical, guide frame with shutter and w/o position signalling switch, with internal voltage tap on lower stab of circuit breaker, with voltage tap module VTM680 and power supply of ETU600, able to communication, integrated metering type PMF-3 Advanced Power Monitor., Voltage, Energy, Power, Power factor, Frequency, Unbalance, Temperature, Power quality, Manual operating mechanism with mechanical closing, without Spring charging motor, Ready-to-close signal. switch, Auxiliary switches 2NO+2NC, without Closing coil (CC), manual operating mechanism with mechanical closing, without Remote trip alarm reset coil (RR), without 2nd shunt trip, without 1st Shunt trip | 119400 | 1 | Z\ | 1
3WA1106-2GE42-0AA0 |  | Withdrawable circuit breaker with guide frame, IEC 60947-2, frame size 1, 4-poles, N-pole left, In=630A up to 690V AC 50/60Hz, breaking capacity N Icu=55/42kA at 500/690V, Trip unit ETU600 LSI upgrade ready , colordisplay, bluetooth and USB interface, Protection LT, ST, INST, include N-protection, (internal N-sensor available), incl. trip alarm switch (1xCO), rear connection horizontal, guide frame with shutter and w/o position signalling switch, with internal voltage tap on lower stab of circuit breaker, with voltage tap module VTM680 and power supply of ETU600, able to communication, integrated metering type PMF-3 Advanced Power Monitor., Voltage, Energy, Power, Power factor, Frequency, Unbalance, Temperature, Power quality, Manual operating mechanism with mechanical closing, without Spring charging motor, Ready-to-close signal. switch, Auxiliary switches 2NO+2NC, without Closing coil (CC), manual operating mechanism with mechanical closing, without Remote trip alarm reset coil (RR), without 2nd shunt trip, without 1st Shunt trip | 117000 | 1 | Z\ | 1
3WA1106-2GE43-0AA0 |  | Withdrawable circuit breaker with guide frame, IEC 60947-2, frame size 1, 4-poles, N-pole left, In=630A up to 690V AC 50/60Hz, breaking capacity N Icu=55/42kA at 500/690V, Trip unit ETU600 LSI upgrade ready , colordisplay, bluetooth and USB interface, Protection LT, ST, INST, include N-protection, (internal N-sensor available), incl. trip alarm switch (1xCO), front connection double hole, guide frame with shutter and w/o position signalling switch, with internal voltage tap on lower stab of circuit breaker, with voltage tap module VTM680 and power supply of ETU600, able to communication, integrated metering type PMF-3 Advanced Power Monitor., Voltage, Energy, Power, Power factor, Frequency, Unbalance, Temperature, Power quality, Manual operating mechanism with mechanical closing, without Spring charging motor, Ready-to-close signal. switch, Auxiliary switches 2NO+2NC, without Closing coil (CC), manual operating mechanism with mechanical closing, without Remote trip alarm reset coil (RR), without 2nd shunt trip, without 1st Shunt trip | 124100 | 1 | Z\ | 1
3WA1106-2GE44-0AA0 |  | Withdrawable circuit breaker with guide frame, IEC 60947-2, frame size 1, 4-poles, N-pole left, In=630A up to 690V AC 50/60Hz, breaking capacity N Icu=55/42kA at 500/690V, Trip unit ETU600 LSI upgrade ready , colordisplay, bluetooth and USB interface, Protection LT, ST, INST, include N-protection, (internal N-sensor available), incl. trip alarm switch (1xCO), rear connection flange, guide frame with shutter and w/o position signalling switch, with internal voltage tap on lower stab of circuit breaker, with voltage tap module VTM680 and power supply of ETU600, able to communication, integrated metering type PMF-3 Advanced Power Monitor., Voltage, Energy, Power, Power factor, Frequency, Unbalance, Temperature, Power quality, Manual operating mechanism with mechanical closing, without Spring charging motor, Ready-to-close signal. switch, Auxiliary switches 2NO+2NC, without Closing coil (CC), manual operating mechanism with mechanical closing, without Remote trip alarm reset coil (RR), without 2nd shunt trip, without 1st Shunt trip | 117000 | 1 | Z\ | 1
3WA1106-2GF01-0AA0 |  | Fixed-mounted circuit breaker IEC 60947-2, frame size 1, 3-poles, In=630A up to 690V AC 50/60Hz, breaking capacity N Icu=55/42kA at 500/690V, Trip unit ETU600 LSIG upgrade ready , colordisplay, bluetooth and USB interface, Protection LT, ST, INST, GFx, N-protection required an external N-sensor, incl. trip alarm switch (1xCO), rear connection vertical, with internal voltage tap on lower stab of circuit breaker, with voltage tap module VTM680 and power supply of ETU600, able to communication, integrated metering type PMF-3 Advanced Power Monitor., Voltage, Energy, Power, Power factor, Frequency, Unbalance, Temperature, Power quality, Manual operating mechanism with mechanical closing, without Spring charging motor, Ready-to-close signal. switch, Auxiliary switches 2NO+2NC, without Closing coil (CC), manual operating mechanism with mechanical closing, without Remote trip alarm reset coil (RR), without 2nd shunt trip, without 1st Shunt trip | 88700 | 1 | Z\ | 1
3WA1106-2GF02-0AA0 |  | Fixed-mounted circuit breaker IEC 60947-2, frame size 1, 3-poles, In=630A up to 690V AC 50/60Hz, breaking capacity N Icu=55/42kA at 500/690V, Trip unit ETU600 LSIG upgrade ready , colordisplay, bluetooth and USB interface, Protection LT, ST, INST, GFx, N-protection required an external N-sensor, incl. trip alarm switch (1xCO), rear connection horizontal, with internal voltage tap on lower stab of circuit breaker, with voltage tap module VTM680 and power supply of ETU600, able to communication, integrated metering type PMF-3 Advanced Power Monitor., Voltage, Energy, Power, Power factor, Frequency, Unbalance, Temperature, Power quality, Manual operating mechanism with mechanical closing, without Spring charging motor, Ready-to-close signal. switch, Auxiliary switches 2NO+2NC, without Closing coil (CC), manual operating mechanism with mechanical closing, without Remote trip alarm reset coil (RR), without 2nd shunt trip, without 1st Shunt trip | 87100 | 1 | Z\ | 1
3WA1106-2GF03-0AA0 |  | Fixed-mounted circuit breaker IEC 60947-2, frame size 1, 3-poles, In=630A up to 690V AC 50/60Hz, breaking capacity N Icu=55/42kA at 500/690V, Trip unit ETU600 LSIG upgrade ready , colordisplay, bluetooth and USB interface, Protection LT, ST, INST, GFx, N-protection required an external N-sensor, incl. trip alarm switch (1xCO), front connection double hole, with internal voltage tap on lower stab of circuit breaker, with voltage tap module VTM680 and power supply of ETU600, able to communication, integrated metering type PMF-3 Advanced Power Monitor., Voltage, Energy, Power, Power factor, Frequency, Unbalance, Temperature, Power quality, Manual operating mechanism with mechanical closing, without Spring charging motor, Ready-to-close signal. switch, Auxiliary switches 2NO+2NC, without Closing coil (CC), manual operating mechanism with mechanical closing, without Remote trip alarm reset coil (RR), without 2nd shunt trip, without 1st Shunt trip | 92100 | 1 | Z\ | 1
3WA1106-2GF11-0AA0 |  | Fixed-mounted circuit breaker IEC 60947-2, frame size 1, 4-poles, N-pole left, In=630A up to 690V AC 50/60Hz, breaking capacity N Icu=55/42kA at 500/690V, Trip unit ETU600 LSIG upgrade ready , colordisplay, bluetooth and USB interface, Protection LT, ST, INST, GFx, include N-protection, (internal N-sensor available), incl. trip alarm switch (1xCO), rear connection vertical, with internal voltage tap on lower stab of circuit breaker, with voltage tap module VTM680 and power supply of ETU600, able to communication, integrated metering type PMF-3 Advanced Power Monitor., Voltage, Energy, Power, Power factor, Frequency, Unbalance, Temperature, Power quality, Manual operating mechanism with mechanical closing, without Spring charging motor, Ready-to-close signal. switch, Auxiliary switches 2NO+2NC, without Closing coil (CC), manual operating mechanism with mechanical closing, without Remote trip alarm reset coil (RR), without 2nd shunt trip, without 1st Shunt trip | 106100 | 1 | Z\ | 1
3WA1106-2GF12-0AA0 |  | Fixed-mounted circuit breaker IEC 60947-2, frame size 1, 4-poles, N-pole left, In=630A up to 690V AC 50/60Hz, breaking capacity N Icu=55/42kA at 500/690V, Trip unit ETU600 LSIG upgrade ready , colordisplay, bluetooth and USB interface, Protection LT, ST, INST, GFx, include N-protection, (internal N-sensor available), incl. trip alarm switch (1xCO), rear connection horizontal, with internal voltage tap on lower stab of circuit breaker, with voltage tap module VTM680 and power supply of ETU600, able to communication, integrated metering type PMF-3 Advanced Power Monitor., Voltage, Energy, Power, Power factor, Frequency, Unbalance, Temperature, Power quality, Manual operating mechanism with mechanical closing, without Spring charging motor, Ready-to-close signal. switch, Auxiliary switches 2NO+2NC, without Closing coil (CC), manual operating mechanism with mechanical closing, without Remote trip alarm reset coil (RR), without 2nd shunt trip, without 1st Shunt trip | 103800 | 1 | Z\ | 1
3WA1106-2GF13-0AA0 |  | Fixed-mounted circuit breaker IEC 60947-2, frame size 1, 4-poles, N-pole left, In=630A up to 690V AC 50/60Hz, breaking capacity N Icu=55/42kA at 500/690V, Trip unit ETU600 LSIG upgrade ready , colordisplay, bluetooth and USB interface, Protection LT, ST, INST, GFx, include N-protection, (internal N-sensor available), incl. trip alarm switch (1xCO), front connection double hole, with internal voltage tap on lower stab of circuit breaker, with voltage tap module VTM680 and power supply of ETU600, able to communication, integrated metering type PMF-3 Advanced Power Monitor., Voltage, Energy, Power, Power factor, Frequency, Unbalance, Temperature, Power quality, Manual operating mechanism with mechanical closing, without Spring charging motor, Ready-to-close signal. switch, Auxiliary switches 2NO+2NC, without Closing coil (CC), manual operating mechanism with mechanical closing, without Remote trip alarm reset coil (RR), without 2nd shunt trip, without 1st Shunt trip | 110500 | 1 | Z\ | 1
3WA1106-2GF21-0AA0 |  | fixed-mounted circuit breaker, IEC 60947-2, size 1, 4-pole, N pole on right, In=630 A up to 690 V AC 50/60 Hz, breaking capacity N Icc=55/42 kA at 500/690 V, tripping unit ETU600 LSIG upgradeable, color display, Bluetooth, USB interface, basic protection LT, ST, INST, GFx, including protection of the N conductor (internal neutral point sensor available), trip alarm switch (1 x CO), connection at rear vertical, with internal voltage tap on lower stab of circuit breaker, with voltage tap module VTM680 and power supply of ETU600, able to communication, integrated metering type PMF-3 Advanced Power Monitor., Voltage, Energy, Power, Power factor, Frequency, Unbalance, Temperature, Power quality, Manual operating mechanism with mechanical closing, without Spring charging motor, Ready-to-close signal. switch, Auxiliary switches 2NO+2NC, without Closing coil (CC), manual operating mechanism with mechanical closing, without Remote trip alarm reset coil (RR), without 2nd shunt trip, without 1st Shunt trip | 106100 | 1 | Z\ | 1
3WA1106-2GF22-0AA0 |  | fixed-mounted circuit breaker, IEC 60947-2, size 1, 4-pole, N pole on right, In=630 A up to 690 V AC 50/60 Hz, breaking capacity N Icc=55/42 kA at 500/690 V, tripping unit ETU600 LSIG upgradeable, color display, Bluetooth, USB interface, basic protection LT, ST, INST, GFx, including protection of the N conductor (internal neutral point sensor available), trip alarm switch (1 x CO), connection at rear horizontal with internal voltage tap on lower stab of circuit breaker, with voltage tap module VTM680 and power supply of ETU600, able to communication, integrated metering type PMF-3 Advanced Power Monitor., Voltage, Energy, Power, Power factor, Frequency, Unbalance, Temperature, Power quality, Manual operating mechanism with mechanical closing, without Spring charging motor, Ready-to-close signal. switch, Auxiliary switches 2NO+2NC, without Closing coil (CC), manual operating mechanism with mechanical closing, without Remote trip alarm reset coil (RR), without 2nd shunt trip, without 1st Shunt trip | 103800 | 1 | Z\ | 1
3WA1106-2GF23-0AA0 |  | fixed-mounted circuit breaker, IEC 60947-2, size 1, 4-pole, N pole on right, In=630 A up to 690 V AC 50/60 Hz, breaking capacity N Icc=55/42 kA at 500/690 V, tripping unit ETU600 LSIG upgradeable, color display, Bluetooth, USB interface, basic protection LT, ST, INST, GFx, including protection of the N conductor (internal neutral point sensor available), trip alarm switch (1 x CO), front connection double hole, with internal voltage tap on lower stab of circuit breaker, with voltage tap module VTM680 and power supply of ETU600, able to communication, integrated metering type PMF-3 Advanced Power Monitor., Voltage, Energy, Power, Power factor, Frequency, Unbalance, Temperature, Power quality, Manual operating mechanism with mechanical closing, without Spring charging motor, Ready-to-close signal. switch, Auxiliary switches 2NO+2NC, without Closing coil (CC), manual operating mechanism with mechanical closing, without Remote trip alarm reset coil (RR), without 2nd shunt trip, without 1st Shunt trip | 110500 | 1 | Z\ | 1
3WA1106-2GF31-0AA0 |  | Withdrawable circuit breaker with guide frame, IEC 60947-2, frame size 1, 3-poles, In=630A up to 690V AC 50/60Hz, breaking capacity N Icu=55/42kA at 500/690V, Trip unit ETU600 LSIG upgrade ready , colordisplay, bluetooth and USB interface, Protection LT, ST, INST, GFx, N-protection required an external N-sensor, incl. trip alarm switch (1xCO), rear connection vertical, guide frame with shutter and w/o position signalling switch, with internal voltage tap on lower stab of circuit breaker, with voltage tap module VTM680 and power supply of ETU600, able to communication, integrated metering type PMF-3 Advanced Power Monitor., Voltage, Energy, Power, Power factor, Frequency, Unbalance, Temperature, Power quality, Manual operating mechanism with mechanical closing, without Spring charging motor, Ready-to-close signal. switch, Auxiliary switches 2NO+2NC, without Closing coil (CC), manual operating mechanism with mechanical closing, without Remote trip alarm reset coil (RR), without 2nd shunt trip, without 1st Shunt trip | 107000 | 1 | Z\ | 1
3WA1106-2GF32-0AA0 |  | Withdrawable circuit breaker with guide frame, IEC 60947-2, frame size 1, 3-poles, In=630A up to 690V AC 50/60Hz, breaking capacity N Icu=55/42kA at 500/690V, Trip unit ETU600 LSIG upgrade ready , colordisplay, bluetooth and USB interface, Protection LT, ST, INST, GFx, N-protection required an external N-sensor, incl. trip alarm switch (1xCO), rear connection horizontal, guide frame with shutter and w/o position signalling switch, with internal voltage tap on lower stab of circuit breaker, with voltage tap module VTM680 and power supply of ETU600, able to communication, integrated metering type PMF-3 Advanced Power Monitor., Voltage, Energy, Power, Power factor, Frequency, Unbalance, Temperature, Power quality, Manual operating mechanism with mechanical closing, without Spring charging motor, Ready-to-close signal. switch, Auxiliary switches 2NO+2NC, without Closing coil (CC), manual operating mechanism with mechanical closing, without Remote trip alarm reset coil (RR), without 2nd shunt trip, without 1st Shunt trip | 105100 | 1 | Z\ | 1
3WA1106-2GF33-0AA0 |  | Withdrawable circuit breaker with guide frame, IEC 60947-2, frame size 1, 3-poles, In=630A up to 690V AC 50/60Hz, breaking capacity N Icu=55/42kA at 500/690V, Trip unit ETU600 LSIG upgrade ready , colordisplay, bluetooth and USB interface, Protection LT, ST, INST, GFx, N-protection required an external N-sensor, incl. trip alarm switch (1xCO), front connection double hole, guide frame with shutter and w/o position signalling switch, with internal voltage tap on lower stab of circuit breaker, with voltage tap module VTM680 and power supply of ETU600, able to communication, integrated metering type PMF-3 Advanced Power Monitor., Voltage, Energy, Power, Power factor, Frequency, Unbalance, Temperature, Power quality, Manual operating mechanism with mechanical closing, without Spring charging motor, Ready-to-close signal. switch, Auxiliary switches 2NO+2NC, without Closing coil (CC), manual operating mechanism with mechanical closing, without Remote trip alarm reset coil (RR), without 2nd shunt trip, without 1st Shunt trip | 110600 | 1 | Z\ | 1
3WA1106-2GF34-0AA0 |  | Withdrawable circuit breaker with guide frame, IEC 60947-2, frame size 1, 3-poles, In=630A up to 690V AC 50/60Hz, breaking capacity N Icu=55/42kA at 500/690V, Trip unit ETU600 LSIG upgrade ready , colordisplay, bluetooth and USB interface, Protection LT, ST, INST, GFx, N-protection required an external N-sensor, incl. trip alarm switch (1xCO), rear connection flange, guide frame with shutter and w/o position signalling switch, with internal voltage tap on lower stab of circuit breaker, with voltage tap module VTM680 and power supply of ETU600, able to communication, integrated metering type PMF-3 Advanced Power Monitor., Voltage, Energy, Power, Power factor, Frequency, Unbalance, Temperature, Power quality, Manual operating mechanism with mechanical closing, without Spring charging motor, Ready-to-close signal. switch, Auxiliary switches 2NO+2NC, without Closing coil (CC), manual operating mechanism with mechanical closing, without Remote trip alarm reset coil (RR), without 2nd shunt trip, without 1st Shunt trip | 105100 | 1 | Z\ | 1
3WA1106-2GF41-0AA0 |  | Withdrawable circuit breaker with guide frame, IEC 60947-2, frame size 1, 4-poles, N-pole left, In=630A up to 690V AC 50/60Hz, breaking capacity N Icu=55/42kA at 500/690V, Trip unit ETU600 LSIG upgrade ready , colordisplay, bluetooth and USB interface, Protection LT, ST, INST, GFx, include N-protection, (internal N-sensor available), incl. trip alarm switch (1xCO), rear connection vertical, guide frame with shutter and w/o position signalling switch, with internal voltage tap on lower stab of circuit breaker, with voltage tap module VTM680 and power supply of ETU600, able to communication, integrated metering type PMF-3 Advanced Power Monitor., Voltage, Energy, Power, Power factor, Frequency, Unbalance, Temperature, Power quality, Manual operating mechanism with mechanical closing, without Spring charging motor, Ready-to-close signal. switch, Auxiliary switches 2NO+2NC, without Closing coil (CC), manual operating mechanism with mechanical closing, without Remote trip alarm reset coil (RR), without 2nd shunt trip, without 1st Shunt trip | 130100 | 1 | Z\ | 1
3WA1106-2GF42-0AA0 |  | Withdrawable circuit breaker with guide frame, IEC 60947-2, frame size 1, 4-poles, N-pole left, In=630A up to 690V AC 50/60Hz, breaking capacity N Icu=55/42kA at 500/690V, Trip unit ETU600 LSIG upgrade ready , colordisplay, bluetooth and USB interface, Protection LT, ST, INST, GFx, include N-protection, (internal N-sensor available), incl. trip alarm switch (1xCO), rear connection horizontal, guide frame with shutter and w/o position signalling switch, with internal voltage tap on lower stab of circuit breaker, with voltage tap module VTM680 and power supply of ETU600, able to communication, integrated metering type PMF-3 Advanced Power Monitor., Voltage, Energy, Power, Power factor, Frequency, Unbalance, Temperature, Power quality, Manual operating mechanism with mechanical closing, without Spring charging motor, Ready-to-close signal. switch, Auxiliary switches 2NO+2NC, without Closing coil (CC), manual operating mechanism with mechanical closing, without Remote trip alarm reset coil (RR), without 2nd shunt trip, without 1st Shunt trip | 128100 | 1 | Z\ | 1
3WA1106-2GF43-0AA0 |  | Withdrawable circuit breaker with guide frame, IEC 60947-2, frame size 1, 4-poles, N-pole left, In=630A up to 690V AC 50/60Hz, breaking capacity N Icu=55/42kA at 500/690V, Trip unit ETU600 LSIG upgrade ready , colordisplay, bluetooth and USB interface, Protection LT, ST, INST, GFx, include N-protection, (internal N-sensor available), incl. trip alarm switch (1xCO), front connection double hole, guide frame with shutter and w/o position signalling switch, with internal voltage tap on lower stab of circuit breaker, with voltage tap module VTM680 and power supply of ETU600, able to communication, integrated metering type PMF-3 Advanced Power Monitor., Voltage, Energy, Power, Power factor, Frequency, Unbalance, Temperature, Power quality, Manual operating mechanism with mechanical closing, without Spring charging motor, Ready-to-close signal. switch, Auxiliary switches 2NO+2NC, without Closing coil (CC), manual operating mechanism with mechanical closing, without Remote trip alarm reset coil (RR), without 2nd shunt trip, without 1st Shunt trip | 135100 | 1 | Z\ | 1
3WA1106-2GF44-0AA0 |  | Withdrawable circuit breaker with guide frame, IEC 60947-2, frame size 1, 4-poles, N-pole left, In=630A up to 690V AC 50/60Hz, breaking capacity N Icu=55/42kA at 500/690V, Trip unit ETU600 LSIG upgrade ready , colordisplay, bluetooth and USB interface, Protection LT, ST, INST, GFx, include N-protection, (internal N-sensor available), incl. trip alarm switch (1xCO), rear connection flange, guide frame with shutter and w/o position signalling switch, with internal voltage tap on lower stab of circuit breaker, with voltage tap module VTM680 and power supply of ETU600, able to communication, integrated metering type PMF-3 Advanced Power Monitor., Voltage, Energy, Power, Power factor, Frequency, Unbalance, Temperature, Power quality, Manual operating mechanism with mechanical closing, without Spring charging motor, Ready-to-close signal. switch, Auxiliary switches 2NO+2NC, without Closing coil (CC), manual operating mechanism with mechanical closing, without Remote trip alarm reset coil (RR), without 2nd shunt trip, without 1st Shunt trip | 128100 | 1 | Z\ | 1
3WA1106-2LE01-0AA0 |  | Fixed-mounted circuit breaker IEC 60947-2, frame size 1, 3-poles, In=630A up to 690V AC 50/60Hz, breaking capacity N Icu=55/42kA at 500/690V, Trip unit ETU600 LSI upgrade ready , colordisplay, bluetooth and USB interface, Protection LT, ST, INST, N-protection required an external N-sensor, incl. trip alarm switch (1xCO), rear connection vertical, with internal voltage tap on upper stab of circuit breaker, with voltage tap module VTM680 and power supply of ETU600, able to communication, integrated metering type PMF-1 Energy Efficiency, Voltage, Active energy Ea Manual operating mechanism with mechanical closing, without Spring charging motor, Ready-to-close signal. switch, Auxiliary switches 2NO+2NC, without Closing coil (CC), manual operating mechanism with mechanical closing, without Remote trip alarm reset coil (RR), without 2nd shunt trip, without 1st Shunt trip | 62870 | 1 | Z\ | 1
3WA1106-2LE02-0AA0 |  | Fixed-mounted circuit breaker IEC 60947-2, frame size 1, 3-poles, In=630A up to 690V AC 50/60Hz, breaking capacity N Icu=55/42kA at 500/690V, Trip unit ETU600 LSI upgrade ready , colordisplay, bluetooth and USB interface, Protection LT, ST, INST, N-protection required an external N-sensor, incl. trip alarm switch (1xCO), rear connection horizontal, with internal voltage tap on upper stab of circuit breaker, with voltage tap module VTM680 and power supply of ETU600, able to communication, integrated metering type PMF-1 Energy Efficiency, Voltage, Active energy Ea Manual operating mechanism with mechanical closing, without Spring charging motor, Ready-to-close signal. switch, Auxiliary switches 2NO+2NC, without Closing coil (CC), manual operating mechanism with mechanical closing, without Remote trip alarm reset coil (RR), without 2nd shunt trip, without 1st Shunt trip | 61170 | 1 | Z\ | 1
3WA1106-2LE03-0AA0 |  | Fixed-mounted circuit breaker IEC 60947-2, frame size 1, 3-poles, In=630A up to 690V AC 50/60Hz, breaking capacity N Icu=55/42kA at 500/690V, Trip unit ETU600 LSI upgrade ready , colordisplay, bluetooth and USB interface, Protection LT, ST, INST, N-protection required an external N-sensor, incl. trip alarm switch (1xCO), front connection double hole, with internal voltage tap on upper stab of circuit breaker, with voltage tap module VTM680 and power supply of ETU600, able to communication, integrated metering type PMF-1 Energy Efficiency, Voltage, Active energy Ea Manual operating mechanism with mechanical closing, without Spring charging motor, Ready-to-close signal. switch, Auxiliary switches 2NO+2NC, without Closing coil (CC), manual operating mechanism with mechanical closing, without Remote trip alarm reset coil (RR), without 2nd shunt trip, without 1st Shunt trip | 66270 | 1 | Z\ | 1
3WA1106-2LE11-0AA0 |  | Fixed-mounted circuit breaker IEC 60947-2, frame size 1, 4-poles, N-pole left, In=630A up to 690V AC 50/60Hz, breaking capacity N Icu=55/42kA at 500/690V, Trip unit ETU600 LSI upgrade ready , colordisplay, bluetooth and USB interface, Protection LT, ST, INST, include N-protection, (internal N-sensor available), incl. trip alarm switch (1xCO), rear connection vertical, with internal voltage tap on upper stab of circuit breaker, with voltage tap module VTM680 and power supply of ETU600, able to communication, integrated metering type PMF-1 Energy Efficiency, Voltage, Active energy Ea Manual operating mechanism with mechanical closing, without Spring charging motor, Ready-to-close signal. switch, Auxiliary switches 2NO+2NC, without Closing coil (CC), manual operating mechanism with mechanical closing, without Remote trip alarm reset coil (RR), without 2nd shunt trip, without 1st Shunt trip | 80170 | 1 | Z\ | 1
3WA1106-2LE12-0AA0 |  | Fixed-mounted circuit breaker IEC 60947-2, frame size 1, 4-poles, N-pole left, In=630A up to 690V AC 50/60Hz, breaking capacity N Icu=55/42kA at 500/690V, Trip unit ETU600 LSI upgrade ready , colordisplay, bluetooth and USB interface, Protection LT, ST, INST, include N-protection, (internal N-sensor available), incl. trip alarm switch (1xCO), rear connection horizontal, with internal voltage tap on upper stab of circuit breaker, with voltage tap module VTM680 and power supply of ETU600, able to communication, integrated metering type PMF-1 Energy Efficiency, Voltage, Active energy Ea Manual operating mechanism with mechanical closing, without Spring charging motor, Ready-to-close signal. switch, Auxiliary switches 2NO+2NC, without Closing coil (CC), manual operating mechanism with mechanical closing, without Remote trip alarm reset coil (RR), without 2nd shunt trip, without 1st Shunt trip | 77970 | 1 | Z\ | 1
3WA1106-2LE13-0AA0 |  | Fixed-mounted circuit breaker IEC 60947-2, frame size 1, 4-poles, N-pole left, In=630A up to 690V AC 50/60Hz, breaking capacity N Icu=55/42kA at 500/690V, Trip unit ETU600 LSI upgrade ready , colordisplay, bluetooth and USB interface, Protection LT, ST, INST, include N-protection, (internal N-sensor available), incl. trip alarm switch (1xCO), front connection double hole, with internal voltage tap on upper stab of circuit breaker, with voltage tap module VTM680 and power supply of ETU600, able to communication, integrated metering type PMF-1 Energy Efficiency, Voltage, Active energy Ea Manual operating mechanism with mechanical closing, without Spring charging motor, Ready-to-close signal. switch, Auxiliary switches 2NO+2NC, without Closing coil (CC), manual operating mechanism with mechanical closing, without Remote trip alarm reset coil (RR), without 2nd shunt trip, without 1st Shunt trip | 84670 | 1 | Z\ | 1
3WA1106-2LE21-0AA0 |  | fixed-mounted circuit breaker, IEC 60947-2, size 1, 4-pole, N pole on right, In=630 A up to 690 V AC 50/60 Hz, breaking capacity N Icc=55/42 kA at 500/690 V, tripping unit ETU600 LSI upgradeable, color display, Bluetooth, USB interface, basic protection LT, ST, INST, including protection of the N conductor (internal neutral point sensor available), trip alarm switch (1 x CO), connection at rear vertical, with internal voltage tap on upper stab of circuit breaker, with voltage tap module VTM680 and power supply of ETU600, able to communication, integrated metering type PMF-1 Energy Efficiency, Voltage, Active energy Ea Manual operating mechanism with mechanical closing, without Spring charging motor, Ready-to-close signal. switch, Auxiliary switches 2NO+2NC, without Closing coil (CC), manual operating mechanism with mechanical closing, without Remote trip alarm reset coil (RR), without 2nd shunt trip, without 1st Shunt trip | 80170 | 1 | Z\ | 1
3WA1106-2LE22-0AA0 |  | fixed-mounted circuit breaker, IEC 60947-2, size 1, 4-pole, N pole on right, In=630 A up to 690 V AC 50/60 Hz, breaking capacity N Icc=55/42 kA at 500/690 V, tripping unit ETU600 LSI upgradeable, color display, Bluetooth, USB interface, basic protection LT, ST, INST, including protection of the N conductor (internal neutral point sensor available), trip alarm switch (1 x CO), connection at rear horizontal with internal voltage tap on upper stab of circuit breaker, with voltage tap module VTM680 and power supply of ETU600, able to communication, integrated metering type PMF-1 Energy Efficiency, Voltage, Active energy Ea Manual operating mechanism with mechanical closing, without Spring charging motor, Ready-to-close signal. switch, Auxiliary switches 2NO+2NC, without Closing coil (CC), manual operating mechanism with mechanical closing, without Remote trip alarm reset coil (RR), without 2nd shunt trip, without 1st Shunt trip | 77970 | 1 | Z\ | 1
3WA1106-2LE23-0AA0 |  | fixed-mounted circuit breaker, IEC 60947-2, size 1, 4-pole, N pole on right, In=630 A up to 690 V AC 50/60 Hz, breaking capacity N Icc=55/42 kA at 500/690 V, tripping unit ETU600 LSI upgradeable, color display, Bluetooth, USB interface, basic protection LT, ST, INST, including protection of the N conductor (internal neutral point sensor available), trip alarm switch (1 x CO), front connection double hole, with internal voltage tap on upper stab of circuit breaker, with voltage tap module VTM680 and power supply of ETU600, able to communication, integrated metering type PMF-1 Energy Efficiency, Voltage, Active energy Ea Manual operating mechanism with mechanical closing, without Spring charging motor, Ready-to-close signal. switch, Auxiliary switches 2NO+2NC, without Closing coil (CC), manual operating mechanism with mechanical closing, without Remote trip alarm reset coil (RR), without 2nd shunt trip, without 1st Shunt trip | 84670 | 1 | Z\ | 1
3WA1106-2LE31-0AA0 |  | Withdrawable circuit breaker with guide frame, IEC 60947-2, frame size 1, 3-poles, In=630A up to 690V AC 50/60Hz, breaking capacity N Icu=55/42kA at 500/690V, Trip unit ETU600 LSI upgrade ready , colordisplay, bluetooth and USB interface, Protection LT, ST, INST, N-protection required an external N-sensor, incl. trip alarm switch (1xCO), rear connection vertical, guide frame with shutter and w/o position signalling switch, with internal voltage tap on upper stab of circuit breaker, with voltage tap module VTM680 and power supply of ETU600, able to communication, integrated metering type PMF-1 Energy Efficiency, Voltage, Active energy Ea Manual operating mechanism with mechanical closing, without Spring charging motor, Ready-to-close signal. switch, Auxiliary switches 2NO+2NC, without Closing coil (CC), manual operating mechanism with mechanical closing, without Remote trip alarm reset coil (RR), without 2nd shunt trip, without 1st Shunt trip | 81070 | 1 | Z\ | 1
3WA1106-2LE32-0AA0 |  | Withdrawable circuit breaker with guide frame, IEC 60947-2, frame size 1, 3-poles, In=630A up to 690V AC 50/60Hz, breaking capacity N Icu=55/42kA at 500/690V, Trip unit ETU600 LSI upgrade ready , colordisplay, bluetooth and USB interface, Protection LT, ST, INST, N-protection required an external N-sensor, incl. trip alarm switch (1xCO), rear connection horizontal, guide frame with shutter and w/o position signalling switch, with internal voltage tap on upper stab of circuit breaker, with voltage tap module VTM680 and power supply of ETU600, able to communication, integrated metering type PMF-1 Energy Efficiency, Voltage, Active energy Ea Manual operating mechanism with mechanical closing, without Spring charging motor, Ready-to-close signal. switch, Auxiliary switches 2NO+2NC, without Closing coil (CC), manual operating mechanism with mechanical closing, without Remote trip alarm reset coil (RR), without 2nd shunt trip, without 1st Shunt trip | 79270 | 1 | Z\ | 1
3WA1106-2LE33-0AA0 |  | Withdrawable circuit breaker with guide frame, IEC 60947-2, frame size 1, 3-poles, In=630A up to 690V AC 50/60Hz, breaking capacity N Icu=55/42kA at 500/690V, Trip unit ETU600 LSI upgrade ready , colordisplay, bluetooth and USB interface, Protection LT, ST, INST, N-protection required an external N-sensor, incl. trip alarm switch (1xCO), front connection double hole, guide frame with shutter and w/o position signalling switch, with internal voltage tap on upper stab of circuit breaker, with voltage tap module VTM680 and power supply of ETU600, able to communication, integrated metering type PMF-1 Energy Efficiency, Voltage, Active energy Ea Manual operating mechanism with mechanical closing, without Spring charging motor, Ready-to-close signal. switch, Auxiliary switches 2NO+2NC, without Closing coil (CC), manual operating mechanism with mechanical closing, without Remote trip alarm reset coil (RR), without 2nd shunt trip, without 1st Shunt trip | 84670 | 1 | Z\ | 1
3WA1106-2LE34-0AA0 |  | Withdrawable circuit breaker with guide frame, IEC 60947-2, frame size 1, 3-poles, In=630A up to 690V AC 50/60Hz, breaking capacity N Icu=55/42kA at 500/690V, Trip unit ETU600 LSI upgrade ready , colordisplay, bluetooth and USB interface, Protection LT, ST, INST, N-protection required an external N-sensor, incl. trip alarm switch (1xCO), rear connection flange, guide frame with shutter and w/o position signalling switch, with internal voltage tap on upper stab of circuit breaker, with voltage tap module VTM680 and power supply of ETU600, able to communication, integrated metering type PMF-1 Energy Efficiency, Voltage, Active energy Ea Manual operating mechanism with mechanical closing, without Spring charging motor, Ready-to-close signal. switch, Auxiliary switches 2NO+2NC, without Closing coil (CC), manual operating mechanism with mechanical closing, without Remote trip alarm reset coil (RR), without 2nd shunt trip, without 1st Shunt trip | 79270 | 1 | Z\ | 1
3WA1106-2LE41-0AA0 |  | Withdrawable circuit breaker with guide frame, IEC 60947-2, frame size 1, 4-poles, N-pole left, In=630A up to 690V AC 50/60Hz, breaking capacity N Icu=55/42kA at 500/690V, Trip unit ETU600 LSI upgrade ready , colordisplay, bluetooth and USB interface, Protection LT, ST, INST, include N-protection, (internal N-sensor available), incl. trip alarm switch (1xCO), rear connection vertical, guide frame with shutter and w/o position signalling switch, with internal voltage tap on upper stab of circuit breaker, with voltage tap module VTM680 and power supply of ETU600, able to communication, integrated metering type PMF-1 Energy Efficiency, Voltage, Active energy Ea Manual operating mechanism with mechanical closing, without Spring charging motor, Ready-to-close signal. switch, Auxiliary switches 2NO+2NC, without Closing coil (CC), manual operating mechanism with mechanical closing, without Remote trip alarm reset coil (RR), without 2nd shunt trip, without 1st Shunt trip | 104170 | 1 | Z\ | 1
3WA1106-2LE42-0AA0 |  | Withdrawable circuit breaker with guide frame, IEC 60947-2, frame size 1, 4-poles, N-pole left, In=630A up to 690V AC 50/60Hz, breaking capacity N Icu=55/42kA at 500/690V, Trip unit ETU600 LSI upgrade ready , colordisplay, bluetooth and USB interface, Protection LT, ST, INST, include N-protection, (internal N-sensor available), incl. trip alarm switch (1xCO), rear connection horizontal, guide frame with shutter and w/o position signalling switch, with internal voltage tap on upper stab of circuit breaker, with voltage tap module VTM680 and power supply of ETU600, able to communication, integrated metering type PMF-1 Energy Efficiency, Voltage, Active energy Ea Manual operating mechanism with mechanical closing, without Spring charging motor, Ready-to-close signal. switch, Auxiliary switches 2NO+2NC, without Closing coil (CC), manual operating mechanism with mechanical closing, without Remote trip alarm reset coil (RR), without 2nd shunt trip, without 1st Shunt trip | 101770 | 1 | Z\ | 1
3WA1106-2LE43-0AA0 |  | Withdrawable circuit breaker with guide frame, IEC 60947-2, frame size 1, 4-poles, N-pole left, In=630A up to 690V AC 50/60Hz, breaking capacity N Icu=55/42kA at 500/690V, Trip unit ETU600 LSI upgrade ready , colordisplay, bluetooth and USB interface, Protection LT, ST, INST, include N-protection, (internal N-sensor available), incl. trip alarm switch (1xCO), front connection double hole, guide frame with shutter and w/o position signalling switch, with internal voltage tap on upper stab of circuit breaker, with voltage tap module VTM680 and power supply of ETU600, able to communication, integrated metering type PMF-1 Energy Efficiency, Voltage, Active energy Ea Manual operating mechanism with mechanical closing, without Spring charging motor, Ready-to-close signal. switch, Auxiliary switches 2NO+2NC, without Closing coil (CC), manual operating mechanism with mechanical closing, without Remote trip alarm reset coil (RR), without 2nd shunt trip, without 1st Shunt trip | 108870 | 1 | Z\ | 1
3WA1106-2LE44-0AA0 |  | Withdrawable circuit breaker with guide frame, IEC 60947-2, frame size 1, 4-poles, N-pole left, In=630A up to 690V AC 50/60Hz, breaking capacity N Icu=55/42kA at 500/690V, Trip unit ETU600 LSI upgrade ready , colordisplay, bluetooth and USB interface, Protection LT, ST, INST, include N-protection, (internal N-sensor available), incl. trip alarm switch (1xCO), rear connection flange, guide frame with shutter and w/o position signalling switch, with internal voltage tap on upper stab of circuit breaker, with voltage tap module VTM680 and power supply of ETU600, able to communication, integrated metering type PMF-1 Energy Efficiency, Voltage, Active energy Ea Manual operating mechanism with mechanical closing, without Spring charging motor, Ready-to-close signal. switch, Auxiliary switches 2NO+2NC, without Closing coil (CC), manual operating mechanism with mechanical closing, without Remote trip alarm reset coil (RR), without 2nd shunt trip, without 1st Shunt trip | 101770 | 1 | Z\ | 1
3WA1106-2LF01-0AA0 |  | Fixed-mounted circuit breaker IEC 60947-2, frame size 1, 3-poles, In=630A up to 690V AC 50/60Hz, breaking capacity N Icu=55/42kA at 500/690V, Trip unit ETU600 LSIG upgrade ready , colordisplay, bluetooth and USB interface, Protection LT, ST, INST, GFx, N-protection required an external N-sensor, incl. trip alarm switch (1xCO), rear connection vertical, with internal voltage tap on upper stab of circuit breaker, with voltage tap module VTM680 and power supply of ETU600, able to communication, integrated metering type PMF-1 Energy Efficiency, Voltage, Active energy Ea Manual operating mechanism with mechanical closing, without Spring charging motor, Ready-to-close signal. switch, Auxiliary switches 2NO+2NC, without Closing coil (CC), manual operating mechanism with mechanical closing, without Remote trip alarm reset coil (RR), without 2nd shunt trip, without 1st Shunt trip | 73470 | 1 | Z\ | 1
3WA1106-2LF02-0AA0 |  | Fixed-mounted circuit breaker IEC 60947-2, frame size 1, 3-poles, In=630A up to 690V AC 50/60Hz, breaking capacity N Icu=55/42kA at 500/690V, Trip unit ETU600 LSIG upgrade ready , colordisplay, bluetooth and USB interface, Protection LT, ST, INST, GFx, N-protection required an external N-sensor, incl. trip alarm switch (1xCO), rear connection horizontal, with internal voltage tap on upper stab of circuit breaker, with voltage tap module VTM680 and power supply of ETU600, able to communication, integrated metering type PMF-1 Energy Efficiency, Voltage, Active energy Ea Manual operating mechanism with mechanical closing, without Spring charging motor, Ready-to-close signal. switch, Auxiliary switches 2NO+2NC, without Closing coil (CC), manual operating mechanism with mechanical closing, without Remote trip alarm reset coil (RR), without 2nd shunt trip, without 1st Shunt trip | 71870 | 1 | Z\ | 1
3WA1106-2LF03-0AA0 |  | Fixed-mounted circuit breaker IEC 60947-2, frame size 1, 3-poles, In=630A up to 690V AC 50/60Hz, breaking capacity N Icu=55/42kA at 500/690V, Trip unit ETU600 LSIG upgrade ready , colordisplay, bluetooth and USB interface, Protection LT, ST, INST, GFx, N-protection required an external N-sensor, incl. trip alarm switch (1xCO), front connection double hole, with internal voltage tap on upper stab of circuit breaker, with voltage tap module VTM680 and power supply of ETU600, able to communication, integrated metering type PMF-1 Energy Efficiency, Voltage, Active energy Ea Manual operating mechanism with mechanical closing, without Spring charging motor, Ready-to-close signal. switch, Auxiliary switches 2NO+2NC, without Closing coil (CC), manual operating mechanism with mechanical closing, without Remote trip alarm reset coil (RR), without 2nd shunt trip, without 1st Shunt trip | 76870 | 1 | Z\ | 1
3WA1106-2LF11-0AA0 |  | Fixed-mounted circuit breaker IEC 60947-2, frame size 1, 4-poles, N-pole left, In=630A up to 690V AC 50/60Hz, breaking capacity N Icu=55/42kA at 500/690V, Trip unit ETU600 LSIG upgrade ready , colordisplay, bluetooth and USB interface, Protection LT, ST, INST, GFx, include N-protection, (internal N-sensor available), incl. trip alarm switch (1xCO), rear connection vertical, with internal voltage tap on upper stab of circuit breaker, with voltage tap module VTM680 and power supply of ETU600, able to communication, integrated metering type PMF-1 Energy Efficiency, Voltage, Active energy Ea Manual operating mechanism with mechanical closing, without Spring charging motor, Ready-to-close signal. switch, Auxiliary switches 2NO+2NC, without Closing coil (CC), manual operating mechanism with mechanical closing, without Remote trip alarm reset coil (RR), without 2nd shunt trip, without 1st Shunt trip | 90870 | 1 | Z\ | 1
3WA1106-2LF12-0AA0 |  | Fixed-mounted circuit breaker IEC 60947-2, frame size 1, 4-poles, N-pole left, In=630A up to 690V AC 50/60Hz, breaking capacity N Icu=55/42kA at 500/690V, Trip unit ETU600 LSIG upgrade ready , colordisplay, bluetooth and USB interface, Protection LT, ST, INST, GFx, include N-protection, (internal N-sensor available), incl. trip alarm switch (1xCO), rear connection horizontal, with internal voltage tap on upper stab of circuit breaker, with voltage tap module VTM680 and power supply of ETU600, able to communication, integrated metering type PMF-1 Energy Efficiency, Voltage, Active energy Ea Manual operating mechanism with mechanical closing, without Spring charging motor, Ready-to-close signal. switch, Auxiliary switches 2NO+2NC, without Closing coil (CC), manual operating mechanism with mechanical closing, without Remote trip alarm reset coil (RR), without 2nd shunt trip, without 1st Shunt trip | 88570 | 1 | Z\ | 1
3WA1106-2LF13-0AA0 |  | Fixed-mounted circuit breaker IEC 60947-2, frame size 1, 4-poles, N-pole left, In=630A up to 690V AC 50/60Hz, breaking capacity N Icu=55/42kA at 500/690V, Trip unit ETU600 LSIG upgrade ready , colordisplay, bluetooth and USB interface, Protection LT, ST, INST, GFx, include N-protection, (internal N-sensor available), incl. trip alarm switch (1xCO), front connection double hole, with internal voltage tap on upper stab of circuit breaker, with voltage tap module VTM680 and power supply of ETU600, able to communication, integrated metering type PMF-1 Energy Efficiency, Voltage, Active energy Ea Manual operating mechanism with mechanical closing, without Spring charging motor, Ready-to-close signal. switch, Auxiliary switches 2NO+2NC, without Closing coil (CC), manual operating mechanism with mechanical closing, without Remote trip alarm reset coil (RR), without 2nd shunt trip, without 1st Shunt trip | 95270 | 1 | Z\ | 1
3WA1106-2LF21-0AA0 |  | fixed-mounted circuit breaker, IEC 60947-2, size 1, 4-pole, N pole on right, In=630 A up to 690 V AC 50/60 Hz, breaking capacity N Icc=55/42 kA at 500/690 V, tripping unit ETU600 LSIG upgradeable, color display, Bluetooth, USB interface, basic protection LT, ST, INST, GFx, including protection of the N conductor (internal neutral point sensor available), trip alarm switch (1 x CO), connection at rear vertical, with internal voltage tap on upper stab of circuit breaker, with voltage tap module VTM680 and power supply of ETU600, able to communication, integrated metering type PMF-1 Energy Efficiency, Voltage, Active energy Ea Manual operating mechanism with mechanical closing, without Spring charging motor, Ready-to-close signal. switch, Auxiliary switches 2NO+2NC, without Closing coil (CC), manual operating mechanism with mechanical closing, without Remote trip alarm reset coil (RR), without 2nd shunt trip, without 1st Shunt trip | 90870 | 1 | Z\ | 1
3WA1106-2LF22-0AA0 |  | fixed-mounted circuit breaker, IEC 60947-2, size 1, 4-pole, N pole on right, In=630 A up to 690 V AC 50/60 Hz, breaking capacity N Icc=55/42 kA at 500/690 V, tripping unit ETU600 LSIG upgradeable, color display, Bluetooth, USB interface, basic protection LT, ST, INST, GFx, including protection of the N conductor (internal neutral point sensor available), trip alarm switch (1 x CO), connection at rear horizontal with internal voltage tap on upper stab of circuit breaker, with voltage tap module VTM680 and power supply of ETU600, able to communication, integrated metering type PMF-1 Energy Efficiency, Voltage, Active energy Ea Manual operating mechanism with mechanical closing, without Spring charging motor, Ready-to-close signal. switch, Auxiliary switches 2NO+2NC, without Closing coil (CC), manual operating mechanism with mechanical closing, without Remote trip alarm reset coil (RR), without 2nd shunt trip, without 1st Shunt trip | 88570 | 1 | Z\ | 1
3WA1106-2LF23-0AA0 |  | fixed-mounted circuit breaker, IEC 60947-2, size 1, 4-pole, N pole on right, In=630 A up to 690 V AC 50/60 Hz, breaking capacity N Icc=55/42 kA at 500/690 V, tripping unit ETU600 LSIG upgradeable, color display, Bluetooth, USB interface, basic protection LT, ST, INST, GFx, including protection of the N conductor (internal neutral point sensor available), trip alarm switch (1 x CO), front connection double hole, with internal voltage tap on upper stab of circuit breaker, with voltage tap module VTM680 and power supply of ETU600, able to communication, integrated metering type PMF-1 Energy Efficiency, Voltage, Active energy Ea Manual operating mechanism with mechanical closing, without Spring charging motor, Ready-to-close signal. switch, Auxiliary switches 2NO+2NC, without Closing coil (CC), manual operating mechanism with mechanical closing, without Remote trip alarm reset coil (RR), without 2nd shunt trip, without 1st Shunt trip | 95270 | 1 | Z\ | 1
3WA1106-2LF31-0AA0 |  | Withdrawable circuit breaker with guide frame, IEC 60947-2, frame size 1, 3-poles, In=630A up to 690V AC 50/60Hz, breaking capacity N Icu=55/42kA at 500/690V, Trip unit ETU600 LSIG upgrade ready , colordisplay, bluetooth and USB interface, Protection LT, ST, INST, GFx, N-protection required an external N-sensor, incl. trip alarm switch (1xCO), rear connection vertical, guide frame with shutter and w/o position signalling switch, with internal voltage tap on upper stab of circuit breaker, with voltage tap module VTM680 and power supply of ETU600, able to communication, integrated metering type PMF-1 Energy Efficiency, Voltage, Active energy Ea Manual operating mechanism with mechanical closing, without Spring charging motor, Ready-to-close signal. switch, Auxiliary switches 2NO+2NC, without Closing coil (CC), manual operating mechanism with mechanical closing, without Remote trip alarm reset coil (RR), without 2nd shunt trip, without 1st Shunt trip | 91770 | 1 | Z\ | 1
3WA1106-2LF32-0AA0 |  | Withdrawable circuit breaker with guide frame, IEC 60947-2, frame size 1, 3-poles, In=630A up to 690V AC 50/60Hz, breaking capacity N Icu=55/42kA at 500/690V, Trip unit ETU600 LSIG upgrade ready , colordisplay, bluetooth and USB interface, Protection LT, ST, INST, GFx, N-protection required an external N-sensor, incl. trip alarm switch (1xCO), rear connection horizontal, guide frame with shutter and w/o position signalling switch, with internal voltage tap on upper stab of circuit breaker, with voltage tap module VTM680 and power supply of ETU600, able to communication, integrated metering type PMF-1 Energy Efficiency, Voltage, Active energy Ea Manual operating mechanism with mechanical closing, without Spring charging motor, Ready-to-close signal. switch, Auxiliary switches 2NO+2NC, without Closing coil (CC), manual operating mechanism with mechanical closing, without Remote trip alarm reset coil (RR), without 2nd shunt trip, without 1st Shunt trip | 89870 | 1 | Z\ | 1
3WA1106-2LF33-0AA0 |  | Withdrawable circuit breaker with guide frame, IEC 60947-2, frame size 1, 3-poles, In=630A up to 690V AC 50/60Hz, breaking capacity N Icu=55/42kA at 500/690V, Trip unit ETU600 LSIG upgrade ready , colordisplay, bluetooth and USB interface, Protection LT, ST, INST, GFx, N-protection required an external N-sensor, incl. trip alarm switch (1xCO), front connection double hole, guide frame with shutter and w/o position signalling switch, with internal voltage tap on upper stab of circuit breaker, with voltage tap module VTM680 and power supply of ETU600, able to communication, integrated metering type PMF-1 Energy Efficiency, Voltage, Active energy Ea Manual operating mechanism with mechanical closing, without Spring charging motor, Ready-to-close signal. switch, Auxiliary switches 2NO+2NC, without Closing coil (CC), manual operating mechanism with mechanical closing, without Remote trip alarm reset coil (RR), without 2nd shunt trip, without 1st Shunt trip | 95370 | 1 | Z\ | 1
3WA1106-2LF34-0AA0 |  | Withdrawable circuit breaker with guide frame, IEC 60947-2, frame size 1, 3-poles, In=630A up to 690V AC 50/60Hz, breaking capacity N Icu=55/42kA at 500/690V, Trip unit ETU600 LSIG upgrade ready , colordisplay, bluetooth and USB interface, Protection LT, ST, INST, GFx, N-protection required an external N-sensor, incl. trip alarm switch (1xCO), rear connection flange, guide frame with shutter and w/o position signalling switch, with internal voltage tap on upper stab of circuit breaker, with voltage tap module VTM680 and power supply of ETU600, able to communication, integrated metering type PMF-1 Energy Efficiency, Voltage, Active energy Ea Manual operating mechanism with mechanical closing, without Spring charging motor, Ready-to-close signal. switch, Auxiliary switches 2NO+2NC, without Closing coil (CC), manual operating mechanism with mechanical closing, without Remote trip alarm reset coil (RR), without 2nd shunt trip, without 1st Shunt trip | 89870 | 1 | Z\ | 1
3WA1106-2LF41-0AA0 |  | Withdrawable circuit breaker with guide frame, IEC 60947-2, frame size 1, 4-poles, N-pole left, In=630A up to 690V AC 50/60Hz, breaking capacity N Icu=55/42kA at 500/690V, Trip unit ETU600 LSIG upgrade ready , colordisplay, bluetooth and USB interface, Protection LT, ST, INST, GFx, include N-protection, (internal N-sensor available), incl. trip alarm switch (1xCO), rear connection vertical, guide frame with shutter and w/o position signalling switch, with internal voltage tap on upper stab of circuit breaker, with voltage tap module VTM680 and power supply of ETU600, able to communication, integrated metering type PMF-1 Energy Efficiency, Voltage, Active energy Ea Manual operating mechanism with mechanical closing, without Spring charging motor, Ready-to-close signal. switch, Auxiliary switches 2NO+2NC, without Closing coil (CC), manual operating mechanism with mechanical closing, without Remote trip alarm reset coil (RR), without 2nd shunt trip, without 1st Shunt trip | 114870 | 1 | Z\ | 1
3WA1106-2LF42-0AA0 |  | Withdrawable circuit breaker with guide frame, IEC 60947-2, frame size 1, 4-poles, N-pole left, In=630A up to 690V AC 50/60Hz, breaking capacity N Icu=55/42kA at 500/690V, Trip unit ETU600 LSIG upgrade ready , colordisplay, bluetooth and USB interface, Protection LT, ST, INST, GFx, include N-protection, (internal N-sensor available), incl. trip alarm switch (1xCO), rear connection horizontal, guide frame with shutter and w/o position signalling switch, with internal voltage tap on upper stab of circuit breaker, with voltage tap module VTM680 and power supply of ETU600, able to communication, integrated metering type PMF-1 Energy Efficiency, Voltage, Active energy Ea Manual operating mechanism with mechanical closing, without Spring charging motor, Ready-to-close signal. switch, Auxiliary switches 2NO+2NC, without Closing coil (CC), manual operating mechanism with mechanical closing, without Remote trip alarm reset coil (RR), without 2nd shunt trip, without 1st Shunt trip | 112870 | 1 | Z\ | 1
3WA1106-2LF43-0AA0 |  | Withdrawable circuit breaker with guide frame, IEC 60947-2, frame size 1, 4-poles, N-pole left, In=630A up to 690V AC 50/60Hz, breaking capacity N Icu=55/42kA at 500/690V, Trip unit ETU600 LSIG upgrade ready , colordisplay, bluetooth and USB interface, Protection LT, ST, INST, GFx, include N-protection, (internal N-sensor available), incl. trip alarm switch (1xCO), front connection double hole, guide frame with shutter and w/o position signalling switch, with internal voltage tap on upper stab of circuit breaker, with voltage tap module VTM680 and power supply of ETU600, able to communication, integrated metering type PMF-1 Energy Efficiency, Voltage, Active energy Ea Manual operating mechanism with mechanical closing, without Spring charging motor, Ready-to-close signal. switch, Auxiliary switches 2NO+2NC, without Closing coil (CC), manual operating mechanism with mechanical closing, without Remote trip alarm reset coil (RR), without 2nd shunt trip, without 1st Shunt trip | 119870 | 1 | Z\ | 1
3WA1106-2LF44-0AA0 |  | Withdrawable circuit breaker with guide frame, IEC 60947-2, frame size 1, 4-poles, N-pole left, In=630A up to 690V AC 50/60Hz, breaking capacity N Icu=55/42kA at 500/690V, Trip unit ETU600 LSIG upgrade ready , colordisplay, bluetooth and USB interface, Protection LT, ST, INST, GFx, include N-protection, (internal N-sensor available), incl. trip alarm switch (1xCO), rear connection flange, guide frame with shutter and w/o position signalling switch, with internal voltage tap on upper stab of circuit breaker, with voltage tap module VTM680 and power supply of ETU600, able to communication, integrated metering type PMF-1 Energy Efficiency, Voltage, Active energy Ea Manual operating mechanism with mechanical closing, without Spring charging motor, Ready-to-close signal. switch, Auxiliary switches 2NO+2NC, without Closing coil (CC), manual operating mechanism with mechanical closing, without Remote trip alarm reset coil (RR), without 2nd shunt trip, without 1st Shunt trip | 112870 | 1 | Z\ | 1
3WA1106-2ME01-0AA0 |  | Fixed-mounted circuit breaker IEC 60947-2, frame size 1, 3-poles, In=630A up to 690V AC 50/60Hz, breaking capacity N Icu=55/42kA at 500/690V, Trip unit ETU600 LSI upgrade ready , colordisplay, bluetooth and USB interface, Protection LT, ST, INST, N-protection required an external N-sensor, incl. trip alarm switch (1xCO), rear connection vertical, with internal voltage tap on upper stab of circuit breaker, with voltage tap module VTM680 and power supply of ETU600, able to communication, integrated metering type PMF-2 Basic Power Monitoring, Voltage, Energy, Power, Power factor, Frequency, Unbalance, Temperature, Manual operating mechanism with mechanical closing, without Spring charging motor, Ready-to-close signal. switch, Auxiliary switches 2NO+2NC, without Closing coil (CC), manual operating mechanism with mechanical closing, without Remote trip alarm reset coil (RR), without 2nd shunt trip, without 1st Shunt trip | 71700 | 1 | Z\ | 1
3WA1106-2ME02-0AA0 |  | Fixed-mounted circuit breaker IEC 60947-2, frame size 1, 3-poles, In=630A up to 690V AC 50/60Hz, breaking capacity N Icu=55/42kA at 500/690V, Trip unit ETU600 LSI upgrade ready , colordisplay, bluetooth and USB interface, Protection LT, ST, INST, N-protection required an external N-sensor, incl. trip alarm switch (1xCO), rear connection horizontal, with internal voltage tap on upper stab of circuit breaker, with voltage tap module VTM680 and power supply of ETU600, able to communication, integrated metering type PMF-2 Basic Power Monitoring, Voltage, Energy, Power, Power factor, Frequency, Unbalance, Temperature, Manual operating mechanism with mechanical closing, without Spring charging motor, Ready-to-close signal. switch, Auxiliary switches 2NO+2NC, without Closing coil (CC), manual operating mechanism with mechanical closing, without Remote trip alarm reset coil (RR), without 2nd shunt trip, without 1st Shunt trip | 70000 | 1 | Z\ | 1
3WA1106-2ME03-0AA0 |  | Fixed-mounted circuit breaker IEC 60947-2, frame size 1, 3-poles, In=630A up to 690V AC 50/60Hz, breaking capacity N Icu=55/42kA at 500/690V, Trip unit ETU600 LSI upgrade ready , colordisplay, bluetooth and USB interface, Protection LT, ST, INST, N-protection required an external N-sensor, incl. trip alarm switch (1xCO), front connection double hole, with internal voltage tap on upper stab of circuit breaker, with voltage tap module VTM680 and power supply of ETU600, able to communication, integrated metering type PMF-2 Basic Power Monitoring, Voltage, Energy, Power, Power factor, Frequency, Unbalance, Temperature, Manual operating mechanism with mechanical closing, without Spring charging motor, Ready-to-close signal. switch, Auxiliary switches 2NO+2NC, without Closing coil (CC), manual operating mechanism with mechanical closing, without Remote trip alarm reset coil (RR), without 2nd shunt trip, without 1st Shunt trip | 75100 | 1 | Z\ | 1
3WA1106-2ME11-0AA0 |  | Fixed-mounted circuit breaker IEC 60947-2, frame size 1, 4-poles, N-pole left, In=630A up to 690V AC 50/60Hz, breaking capacity N Icu=55/42kA at 500/690V, Trip unit ETU600 LSI upgrade ready , colordisplay, bluetooth and USB interface, Protection LT, ST, INST, include N-protection, (internal N-sensor available), incl. trip alarm switch (1xCO), rear connection vertical, with internal voltage tap on upper stab of circuit breaker, with voltage tap module VTM680 and power supply of ETU600, able to communication, integrated metering type PMF-2 Basic Power Monitoring, Voltage, Energy, Power, Power factor, Frequency, Unbalance, Temperature, Manual operating mechanism with mechanical closing, without Spring charging motor, Ready-to-close signal. switch, Auxiliary switches 2NO+2NC, without Closing coil (CC), manual operating mechanism with mechanical closing, without Remote trip alarm reset coil (RR), without 2nd shunt trip, without 1st Shunt trip | 89000 | 1 | Z\ | 1
3WA1106-2ME12-0AA0 |  | Fixed-mounted circuit breaker IEC 60947-2, frame size 1, 4-poles, N-pole left, In=630A up to 690V AC 50/60Hz, breaking capacity N Icu=55/42kA at 500/690V, Trip unit ETU600 LSI upgrade ready , colordisplay, bluetooth and USB interface, Protection LT, ST, INST, include N-protection, (internal N-sensor available), incl. trip alarm switch (1xCO), rear connection horizontal, with internal voltage tap on upper stab of circuit breaker, with voltage tap module VTM680 and power supply of ETU600, able to communication, integrated metering type PMF-2 Basic Power Monitoring, Voltage, Energy, Power, Power factor, Frequency, Unbalance, Temperature, Manual operating mechanism with mechanical closing, without Spring charging motor, Ready-to-close signal. switch, Auxiliary switches 2NO+2NC, without Closing coil (CC), manual operating mechanism with mechanical closing, without Remote trip alarm reset coil (RR), without 2nd shunt trip, without 1st Shunt trip | 86800 | 1 | Z\ | 1
3WA1106-2ME13-0AA0 |  | Fixed-mounted circuit breaker IEC 60947-2, frame size 1, 4-poles, N-pole left, In=630A up to 690V AC 50/60Hz, breaking capacity N Icu=55/42kA at 500/690V, Trip unit ETU600 LSI upgrade ready , colordisplay, bluetooth and USB interface, Protection LT, ST, INST, include N-protection, (internal N-sensor available), incl. trip alarm switch (1xCO), front connection double hole, with internal voltage tap on upper stab of circuit breaker, with voltage tap module VTM680 and power supply of ETU600, able to communication, integrated metering type PMF-2 Basic Power Monitoring, Voltage, Energy, Power, Power factor, Frequency, Unbalance, Temperature, Manual operating mechanism with mechanical closing, without Spring charging motor, Ready-to-close signal. switch, Auxiliary switches 2NO+2NC, without Closing coil (CC), manual operating mechanism with mechanical closing, without Remote trip alarm reset coil (RR), without 2nd shunt trip, without 1st Shunt trip | 93500 | 1 | Z\ | 1
3WA1106-2ME21-0AA0 |  | fixed-mounted circuit breaker, IEC 60947-2, size 1, 4-pole, N pole on right, In=630 A up to 690 V AC 50/60 Hz, breaking capacity N Icc=55/42 kA at 500/690 V, tripping unit ETU600 LSI upgradeable, color display, Bluetooth, USB interface, basic protection LT, ST, INST, including protection of the N conductor (internal neutral point sensor available), trip alarm switch (1 x CO), connection at rear vertical, with internal voltage tap on upper stab of circuit breaker, with voltage tap module VTM680 and power supply of ETU600, able to communication, integrated metering type PMF-2 Basic Power Monitoring, Voltage, Energy, Power, Power factor, Frequency, Unbalance, Temperature, Manual operating mechanism with mechanical closing, without Spring charging motor, Ready-to-close signal. switch, Auxiliary switches 2NO+2NC, without Closing coil (CC), manual operating mechanism with mechanical closing, without Remote trip alarm reset coil (RR), without 2nd shunt trip, without 1st Shunt trip | 89000 | 1 | Z\ | 1
3WA1106-2ME22-0AA0 |  | fixed-mounted circuit breaker, IEC 60947-2, size 1, 4-pole, N pole on right, In=630 A up to 690 V AC 50/60 Hz, breaking capacity N Icc=55/42 kA at 500/690 V, tripping unit ETU600 LSI upgradeable, color display, Bluetooth, USB interface, basic protection LT, ST, INST, including protection of the N conductor (internal neutral point sensor available), trip alarm switch (1 x CO), connection at rear horizontal with internal voltage tap on upper stab of circuit breaker, with voltage tap module VTM680 and power supply of ETU600, able to communication, integrated metering type PMF-2 Basic Power Monitoring, Voltage, Energy, Power, Power factor, Frequency, Unbalance, Temperature, Manual operating mechanism with mechanical closing, without Spring charging motor, Ready-to-close signal. switch, Auxiliary switches 2NO+2NC, without Closing coil (CC), manual operating mechanism with mechanical closing, without Remote trip alarm reset coil (RR), without 2nd shunt trip, without 1st Shunt trip | 86800 | 1 | Z\ | 1
3WA1106-2ME23-0AA0 |  | fixed-mounted circuit breaker, IEC 60947-2, size 1, 4-pole, N pole on right, In=630 A up to 690 V AC 50/60 Hz, breaking capacity N Icc=55/42 kA at 500/690 V, tripping unit ETU600 LSI upgradeable, color display, Bluetooth, USB interface, basic protection LT, ST, INST, including protection of the N conductor (internal neutral point sensor available), trip alarm switch (1 x CO), front connection double hole, with internal voltage tap on upper stab of circuit breaker, with voltage tap module VTM680 and power supply of ETU600, able to communication, integrated metering type PMF-2 Basic Power Monitoring, Voltage, Energy, Power, Power factor, Frequency, Unbalance, Temperature, Manual operating mechanism with mechanical closing, without Spring charging motor, Ready-to-close signal. switch, Auxiliary switches 2NO+2NC, without Closing coil (CC), manual operating mechanism with mechanical closing, without Remote trip alarm reset coil (RR), without 2nd shunt trip, without 1st Shunt trip | 93500 | 1 | Z\ | 1
3WA1106-2ME31-0AA0 |  | Withdrawable circuit breaker with guide frame, IEC 60947-2, frame size 1, 3-poles, In=630A up to 690V AC 50/60Hz, breaking capacity N Icu=55/42kA at 500/690V, Trip unit ETU600 LSI upgrade ready , colordisplay, bluetooth and USB interface, Protection LT, ST, INST, N-protection required an external N-sensor, incl. trip alarm switch (1xCO), rear connection vertical, guide frame with shutter and w/o position signalling switch, with internal voltage tap on upper stab of circuit breaker, with voltage tap module VTM680 and power supply of ETU600, able to communication, integrated metering type PMF-2 Basic Power Monitoring, Voltage, Energy, Power, Power factor, Frequency, Unbalance, Temperature, Manual operating mechanism with mechanical closing, without Spring charging motor, Ready-to-close signal. switch, Auxiliary switches 2NO+2NC, without Closing coil (CC), manual operating mechanism with mechanical closing, without Remote trip alarm reset coil (RR), without 2nd shunt trip, without 1st Shunt trip | 89900 | 1 | Z\ | 1
3WA1106-2ME32-0AA0 |  | Withdrawable circuit breaker with guide frame, IEC 60947-2, frame size 1, 3-poles, In=630A up to 690V AC 50/60Hz, breaking capacity N Icu=55/42kA at 500/690V, Trip unit ETU600 LSI upgrade ready , colordisplay, bluetooth and USB interface, Protection LT, ST, INST, N-protection required an external N-sensor, incl. trip alarm switch (1xCO), rear connection horizontal, guide frame with shutter and w/o position signalling switch, with internal voltage tap on upper stab of circuit breaker, with voltage tap module VTM680 and power supply of ETU600, able to communication, integrated metering type PMF-2 Basic Power Monitoring, Voltage, Energy, Power, Power factor, Frequency, Unbalance, Temperature, Manual operating mechanism with mechanical closing, without Spring charging motor, Ready-to-close signal. switch, Auxiliary switches 2NO+2NC, without Closing coil (CC), manual operating mechanism with mechanical closing, without Remote trip alarm reset coil (RR), without 2nd shunt trip, without 1st Shunt trip | 88100 | 1 | Z\ | 1
3WA1106-2ME33-0AA0 |  | Withdrawable circuit breaker with guide frame, IEC 60947-2, frame size 1, 3-poles, In=630A up to 690V AC 50/60Hz, breaking capacity N Icu=55/42kA at 500/690V, Trip unit ETU600 LSI upgrade ready , colordisplay, bluetooth and USB interface, Protection LT, ST, INST, N-protection required an external N-sensor, incl. trip alarm switch (1xCO), front connection double hole, guide frame with shutter and w/o position signalling switch, with internal voltage tap on upper stab of circuit breaker, with voltage tap module VTM680 and power supply of ETU600, able to communication, integrated metering type PMF-2 Basic Power Monitoring, Voltage, Energy, Power, Power factor, Frequency, Unbalance, Temperature, Manual operating mechanism with mechanical closing, without Spring charging motor, Ready-to-close signal. switch, Auxiliary switches 2NO+2NC, without Closing coil (CC), manual operating mechanism with mechanical closing, without Remote trip alarm reset coil (RR), without 2nd shunt trip, without 1st Shunt trip | 93500 | 1 | Z\ | 1
3WA1106-2ME34-0AA0 |  | Withdrawable circuit breaker with guide frame, IEC 60947-2, frame size 1, 3-poles, In=630A up to 690V AC 50/60Hz, breaking capacity N Icu=55/42kA at 500/690V, Trip unit ETU600 LSI upgrade ready , colordisplay, bluetooth and USB interface, Protection LT, ST, INST, N-protection required an external N-sensor, incl. trip alarm switch (1xCO), rear connection flange, guide frame with shutter and w/o position signalling switch, with internal voltage tap on upper stab of circuit breaker, with voltage tap module VTM680 and power supply of ETU600, able to communication, integrated metering type PMF-2 Basic Power Monitoring, Voltage, Energy, Power, Power factor, Frequency, Unbalance, Temperature, Manual operating mechanism with mechanical closing, without Spring charging motor, Ready-to-close signal. switch, Auxiliary switches 2NO+2NC, without Closing coil (CC), manual operating mechanism with mechanical closing, without Remote trip alarm reset coil (RR), without 2nd shunt trip, without 1st Shunt trip | 88100 | 1 | Z\ | 1
3WA1106-2ME41-0AA0 |  | Withdrawable circuit breaker with guide frame, IEC 60947-2, frame size 1, 4-poles, N-pole left, In=630A up to 690V AC 50/60Hz, breaking capacity N Icu=55/42kA at 500/690V, Trip unit ETU600 LSI upgrade ready , colordisplay, bluetooth and USB interface, Protection LT, ST, INST, include N-protection, (internal N-sensor available), incl. trip alarm switch (1xCO), rear connection vertical, guide frame with shutter and w/o position signalling switch, with internal voltage tap on upper stab of circuit breaker, with voltage tap module VTM680 and power supply of ETU600, able to communication, integrated metering type PMF-2 Basic Power Monitoring, Voltage, Energy, Power, Power factor, Frequency, Unbalance, Temperature, Manual operating mechanism with mechanical closing, without Spring charging motor, Ready-to-close signal. switch, Auxiliary switches 2NO+2NC, without Closing coil (CC), manual operating mechanism with mechanical closing, without Remote trip alarm reset coil (RR), without 2nd shunt trip, without 1st Shunt trip | 113000 | 1 | Z\ | 1
3WA1106-2ME42-0AA0 |  | Withdrawable circuit breaker with guide frame, IEC 60947-2, frame size 1, 4-poles, N-pole left, In=630A up to 690V AC 50/60Hz, breaking capacity N Icu=55/42kA at 500/690V, Trip unit ETU600 LSI upgrade ready , colordisplay, bluetooth and USB interface, Protection LT, ST, INST, include N-protection, (internal N-sensor available), incl. trip alarm switch (1xCO), rear connection horizontal, guide frame with shutter and w/o position signalling switch, with internal voltage tap on upper stab of circuit breaker, with voltage tap module VTM680 and power supply of ETU600, able to communication, integrated metering type PMF-2 Basic Power Monitoring, Voltage, Energy, Power, Power factor, Frequency, Unbalance, Temperature, Manual operating mechanism with mechanical closing, without Spring charging motor, Ready-to-close signal. switch, Auxiliary switches 2NO+2NC, without Closing coil (CC), manual operating mechanism with mechanical closing, without Remote trip alarm reset coil (RR), without 2nd shunt trip, without 1st Shunt trip | 110600 | 1 | Z\ | 1
3WA1106-2ME43-0AA0 |  | Withdrawable circuit breaker with guide frame, IEC 60947-2, frame size 1, 4-poles, N-pole left, In=630A up to 690V AC 50/60Hz, breaking capacity N Icu=55/42kA at 500/690V, Trip unit ETU600 LSI upgrade ready , colordisplay, bluetooth and USB interface, Protection LT, ST, INST, include N-protection, (internal N-sensor available), incl. trip alarm switch (1xCO), front connection double hole, guide frame with shutter and w/o position signalling switch, with internal voltage tap on upper stab of circuit breaker, with voltage tap module VTM680 and power supply of ETU600, able to communication, integrated metering type PMF-2 Basic Power Monitoring, Voltage, Energy, Power, Power factor, Frequency, Unbalance, Temperature, Manual operating mechanism with mechanical closing, without Spring charging motor, Ready-to-close signal. switch, Auxiliary switches 2NO+2NC, without Closing coil (CC), manual operating mechanism with mechanical closing, without Remote trip alarm reset coil (RR), without 2nd shunt trip, without 1st Shunt trip | 117700 | 1 | Z\ | 1
3WA1106-2ME44-0AA0 |  | Withdrawable circuit breaker with guide frame, IEC 60947-2, frame size 1, 4-poles, N-pole left, In=630A up to 690V AC 50/60Hz, breaking capacity N Icu=55/42kA at 500/690V, Trip unit ETU600 LSI upgrade ready , colordisplay, bluetooth and USB interface, Protection LT, ST, INST, include N-protection, (internal N-sensor available), incl. trip alarm switch (1xCO), rear connection flange, guide frame with shutter and w/o position signalling switch, with internal voltage tap on upper stab of circuit breaker, with voltage tap module VTM680 and power supply of ETU600, able to communication, integrated metering type PMF-2 Basic Power Monitoring, Voltage, Energy, Power, Power factor, Frequency, Unbalance, Temperature, Manual operating mechanism with mechanical closing, without Spring charging motor, Ready-to-close signal. switch, Auxiliary switches 2NO+2NC, without Closing coil (CC), manual operating mechanism with mechanical closing, without Remote trip alarm reset coil (RR), without 2nd shunt trip, without 1st Shunt trip | 110600 | 1 | Z\ | 1
3WA1106-2MF01-0AA0 |  | Fixed-mounted circuit breaker IEC 60947-2, frame size 1, 3-poles, In=630A up to 690V AC 50/60Hz, breaking capacity N Icu=55/42kA at 500/690V, Trip unit ETU600 LSIG upgrade ready , colordisplay, bluetooth and USB interface, Protection LT, ST, INST, GFx, N-protection required an external N-sensor, incl. trip alarm switch (1xCO), rear connection vertical, with internal voltage tap on upper stab of circuit breaker, with voltage tap module VTM680 and power supply of ETU600, able to communication, integrated metering type PMF-2 Basic Power Monitoring, Voltage, Energy, Power, Power factor, Frequency, Unbalance, Temperature, Manual operating mechanism with mechanical closing, without Spring charging motor, Ready-to-close signal. switch, Auxiliary switches 2NO+2NC, without Closing coil (CC), manual operating mechanism with mechanical closing, without Remote trip alarm reset coil (RR), without 2nd shunt trip, without 1st Shunt trip | 82300 | 1 | Z\ | 1
3WA1106-2MF02-0AA0 |  | Fixed-mounted circuit breaker IEC 60947-2, frame size 1, 3-poles, In=630A up to 690V AC 50/60Hz, breaking capacity N Icu=55/42kA at 500/690V, Trip unit ETU600 LSIG upgrade ready , colordisplay, bluetooth and USB interface, Protection LT, ST, INST, GFx, N-protection required an external N-sensor, incl. trip alarm switch (1xCO), rear connection horizontal, with internal voltage tap on upper stab of circuit breaker, with voltage tap module VTM680 and power supply of ETU600, able to communication, integrated metering type PMF-2 Basic Power Monitoring, Voltage, Energy, Power, Power factor, Frequency, Unbalance, Temperature, Manual operating mechanism with mechanical closing, without Spring charging motor, Ready-to-close signal. switch, Auxiliary switches 2NO+2NC, without Closing coil (CC), manual operating mechanism with mechanical closing, without Remote trip alarm reset coil (RR), without 2nd shunt trip, without 1st Shunt trip | 80700 | 1 | Z\ | 1
3WA1106-2MF03-0AA0 |  | Fixed-mounted circuit breaker IEC 60947-2, frame size 1, 3-poles, In=630A up to 690V AC 50/60Hz, breaking capacity N Icu=55/42kA at 500/690V, Trip unit ETU600 LSIG upgrade ready , colordisplay, bluetooth and USB interface, Protection LT, ST, INST, GFx, N-protection required an external N-sensor, incl. trip alarm switch (1xCO), front connection double hole, with internal voltage tap on upper stab of circuit breaker, with voltage tap module VTM680 and power supply of ETU600, able to communication, integrated metering type PMF-2 Basic Power Monitoring, Voltage, Energy, Power, Power factor, Frequency, Unbalance, Temperature, Manual operating mechanism with mechanical closing, without Spring charging motor, Ready-to-close signal. switch, Auxiliary switches 2NO+2NC, without Closing coil (CC), manual operating mechanism with mechanical closing, without Remote trip alarm reset coil (RR), without 2nd shunt trip, without 1st Shunt trip | 85700 | 1 | Z\ | 1
3WA1106-2MF11-0AA0 |  | Fixed-mounted circuit breaker IEC 60947-2, frame size 1, 4-poles, N-pole left, In=630A up to 690V AC 50/60Hz, breaking capacity N Icu=55/42kA at 500/690V, Trip unit ETU600 LSIG upgrade ready , colordisplay, bluetooth and USB interface, Protection LT, ST, INST, GFx, include N-protection, (internal N-sensor available), incl. trip alarm switch (1xCO), rear connection vertical, with internal voltage tap on upper stab of circuit breaker, with voltage tap module VTM680 and power supply of ETU600, able to communication, integrated metering type PMF-2 Basic Power Monitoring, Voltage, Energy, Power, Power factor, Frequency, Unbalance, Temperature, Manual operating mechanism with mechanical closing, without Spring charging motor, Ready-to-close signal. switch, Auxiliary switches 2NO+2NC, without Closing coil (CC), manual operating mechanism with mechanical closing, without Remote trip alarm reset coil (RR), without 2nd shunt trip, without 1st Shunt trip | 99700 | 1 | Z\ | 1
3WA1106-2MF12-0AA0 |  | Fixed-mounted circuit breaker IEC 60947-2, frame size 1, 4-poles, N-pole left, In=630A up to 690V AC 50/60Hz, breaking capacity N Icu=55/42kA at 500/690V, Trip unit ETU600 LSIG upgrade ready , colordisplay, bluetooth and USB interface, Protection LT, ST, INST, GFx, include N-protection, (internal N-sensor available), incl. trip alarm switch (1xCO), rear connection horizontal, with internal voltage tap on upper stab of circuit breaker, with voltage tap module VTM680 and power supply of ETU600, able to communication, integrated metering type PMF-2 Basic Power Monitoring, Voltage, Energy, Power, Power factor, Frequency, Unbalance, Temperature, Manual operating mechanism with mechanical closing, without Spring charging motor, Ready-to-close signal. switch, Auxiliary switches 2NO+2NC, without Closing coil (CC), manual operating mechanism with mechanical closing, without Remote trip alarm reset coil (RR), without 2nd shunt trip, without 1st Shunt trip | 97400 | 1 | Z\ | 1
3WA1106-2MF13-0AA0 |  | Fixed-mounted circuit breaker IEC 60947-2, frame size 1, 4-poles, N-pole left, In=630A up to 690V AC 50/60Hz, breaking capacity N Icu=55/42kA at 500/690V, Trip unit ETU600 LSIG upgrade ready , colordisplay, bluetooth and USB interface, Protection LT, ST, INST, GFx, include N-protection, (internal N-sensor available), incl. trip alarm switch (1xCO), front connection double hole, with internal voltage tap on upper stab of circuit breaker, with voltage tap module VTM680 and power supply of ETU600, able to communication, integrated metering type PMF-2 Basic Power Monitoring, Voltage, Energy, Power, Power factor, Frequency, Unbalance, Temperature, Manual operating mechanism with mechanical closing, without Spring charging motor, Ready-to-close signal. switch, Auxiliary switches 2NO+2NC, without Closing coil (CC), manual operating mechanism with mechanical closing, without Remote trip alarm reset coil (RR), without 2nd shunt trip, without 1st Shunt trip | 104100 | 1 | Z\ | 1
3WA1106-2MF21-0AA0 |  | fixed-mounted circuit breaker, IEC 60947-2, size 1, 4-pole, N pole on right, In=630 A up to 690 V AC 50/60 Hz, breaking capacity N Icc=55/42 kA at 500/690 V, tripping unit ETU600 LSIG upgradeable, color display, Bluetooth, USB interface, basic protection LT, ST, INST, GFx, including protection of the N conductor (internal neutral point sensor available), trip alarm switch (1 x CO), connection at rear vertical, with internal voltage tap on upper stab of circuit breaker, with voltage tap module VTM680 and power supply of ETU600, able to communication, integrated metering type PMF-2 Basic Power Monitoring, Voltage, Energy, Power, Power factor, Frequency, Unbalance, Temperature, Manual operating mechanism with mechanical closing, without Spring charging motor, Ready-to-close signal. switch, Auxiliary switches 2NO+2NC, without Closing coil (CC), manual operating mechanism with mechanical closing, without Remote trip alarm reset coil (RR), without 2nd shunt trip, without 1st Shunt trip | 99700 | 1 | Z\ | 1
3WA1106-2MF22-0AA0 |  | fixed-mounted circuit breaker, IEC 60947-2, size 1, 4-pole, N pole on right, In=630 A up to 690 V AC 50/60 Hz, breaking capacity N Icc=55/42 kA at 500/690 V, tripping unit ETU600 LSIG upgradeable, color display, Bluetooth, USB interface, basic protection LT, ST, INST, GFx, including protection of the N conductor (internal neutral point sensor available), trip alarm switch (1 x CO), connection at rear horizontal with internal voltage tap on upper stab of circuit breaker, with voltage tap module VTM680 and power supply of ETU600, able to communication, integrated metering type PMF-2 Basic Power Monitoring, Voltage, Energy, Power, Power factor, Frequency, Unbalance, Temperature, Manual operating mechanism with mechanical closing, without Spring charging motor, Ready-to-close signal. switch, Auxiliary switches 2NO+2NC, without Closing coil (CC), manual operating mechanism with mechanical closing, without Remote trip alarm reset coil (RR), without 2nd shunt trip, without 1st Shunt trip | 97400 | 1 | Z\ | 1
3WA1106-2MF23-0AA0 |  | fixed-mounted circuit breaker, IEC 60947-2, size 1, 4-pole, N pole on right, In=630 A up to 690 V AC 50/60 Hz, breaking capacity N Icc=55/42 kA at 500/690 V, tripping unit ETU600 LSIG upgradeable, color display, Bluetooth, USB interface, basic protection LT, ST, INST, GFx, including protection of the N conductor (internal neutral point sensor available), trip alarm switch (1 x CO), front connection double hole, with internal voltage tap on upper stab of circuit breaker, with voltage tap module VTM680 and power supply of ETU600, able to communication, integrated metering type PMF-2 Basic Power Monitoring, Voltage, Energy, Power, Power factor, Frequency, Unbalance, Temperature, Manual operating mechanism with mechanical closing, without Spring charging motor, Ready-to-close signal. switch, Auxiliary switches 2NO+2NC, without Closing coil (CC), manual operating mechanism with mechanical closing, without Remote trip alarm reset coil (RR), without 2nd shunt trip, without 1st Shunt trip | 104100 | 1 | Z\ | 1
3WA1106-2MF31-0AA0 |  | Withdrawable circuit breaker with guide frame, IEC 60947-2, frame size 1, 3-poles, In=630A up to 690V AC 50/60Hz, breaking capacity N Icu=55/42kA at 500/690V, Trip unit ETU600 LSIG upgrade ready , colordisplay, bluetooth and USB interface, Protection LT, ST, INST, GFx, N-protection required an external N-sensor, incl. trip alarm switch (1xCO), rear connection vertical, guide frame with shutter and w/o position signalling switch, with internal voltage tap on upper stab of circuit breaker, with voltage tap module VTM680 and power supply of ETU600, able to communication, integrated metering type PMF-2 Basic Power Monitoring, Voltage, Energy, Power, Power factor, Frequency, Unbalance, Temperature, Manual operating mechanism with mechanical closing, without Spring charging motor, Ready-to-close signal. switch, Auxiliary switches 2NO+2NC, without Closing coil (CC), manual operating mechanism with mechanical closing, without Remote trip alarm reset coil (RR), without 2nd shunt trip, without 1st Shunt trip | 100600 | 1 | Z\ | 1
3WA1106-2MF32-0AA0 |  | Withdrawable circuit breaker with guide frame, IEC 60947-2, frame size 1, 3-poles, In=630A up to 690V AC 50/60Hz, breaking capacity N Icu=55/42kA at 500/690V, Trip unit ETU600 LSIG upgrade ready , colordisplay, bluetooth and USB interface, Protection LT, ST, INST, GFx, N-protection required an external N-sensor, incl. trip alarm switch (1xCO), rear connection horizontal, guide frame with shutter and w/o position signalling switch, with internal voltage tap on upper stab of circuit breaker, with voltage tap module VTM680 and power supply of ETU600, able to communication, integrated metering type PMF-2 Basic Power Monitoring, Voltage, Energy, Power, Power factor, Frequency, Unbalance, Temperature, Manual operating mechanism with mechanical closing, without Spring charging motor, Ready-to-close signal. switch, Auxiliary switches 2NO+2NC, without Closing coil (CC), manual operating mechanism with mechanical closing, without Remote trip alarm reset coil (RR), without 2nd shunt trip, without 1st Shunt trip | 98700 | 1 | Z\ | 1
3WA1106-2MF33-0AA0 |  | Withdrawable circuit breaker with guide frame, IEC 60947-2, frame size 1, 3-poles, In=630A up to 690V AC 50/60Hz, breaking capacity N Icu=55/42kA at 500/690V, Trip unit ETU600 LSIG upgrade ready , colordisplay, bluetooth and USB interface, Protection LT, ST, INST, GFx, N-protection required an external N-sensor, incl. trip alarm switch (1xCO), front connection double hole, guide frame with shutter and w/o position signalling switch, with internal voltage tap on upper stab of circuit breaker, with voltage tap module VTM680 and power supply of ETU600, able to communication, integrated metering type PMF-2 Basic Power Monitoring, Voltage, Energy, Power, Power factor, Frequency, Unbalance, Temperature, Manual operating mechanism with mechanical closing, without Spring charging motor, Ready-to-close signal. switch, Auxiliary switches 2NO+2NC, without Closing coil (CC), manual operating mechanism with mechanical closing, without Remote trip alarm reset coil (RR), without 2nd shunt trip, without 1st Shunt trip | 104200 | 1 | Z\ | 1
3WA1106-2MF34-0AA0 |  | Withdrawable circuit breaker with guide frame, IEC 60947-2, frame size 1, 3-poles, In=630A up to 690V AC 50/60Hz, breaking capacity N Icu=55/42kA at 500/690V, Trip unit ETU600 LSIG upgrade ready , colordisplay, bluetooth and USB interface, Protection LT, ST, INST, GFx, N-protection required an external N-sensor, incl. trip alarm switch (1xCO), rear connection flange, guide frame with shutter and w/o position signalling switch, with internal voltage tap on upper stab of circuit breaker, with voltage tap module VTM680 and power supply of ETU600, able to communication, integrated metering type PMF-2 Basic Power Monitoring, Voltage, Energy, Power, Power factor, Frequency, Unbalance, Temperature, Manual operating mechanism with mechanical closing, without Spring charging motor, Ready-to-close signal. switch, Auxiliary switches 2NO+2NC, without Closing coil (CC), manual operating mechanism with mechanical closing, without Remote trip alarm reset coil (RR), without 2nd shunt trip, without 1st Shunt trip | 98700 | 1 | Z\ | 1
3WA1106-2MF41-0AA0 |  | Withdrawable circuit breaker with guide frame, IEC 60947-2, frame size 1, 4-poles, N-pole left, In=630A up to 690V AC 50/60Hz, breaking capacity N Icu=55/42kA at 500/690V, Trip unit ETU600 LSIG upgrade ready , colordisplay, bluetooth and USB interface, Protection LT, ST, INST, GFx, include N-protection, (internal N-sensor available), incl. trip alarm switch (1xCO), rear connection vertical, guide frame with shutter and w/o position signalling switch, with internal voltage tap on upper stab of circuit breaker, with voltage tap module VTM680 and power supply of ETU600, able to communication, integrated metering type PMF-2 Basic Power Monitoring, Voltage, Energy, Power, Power factor, Frequency, Unbalance, Temperature, Manual operating mechanism with mechanical closing, without Spring charging motor, Ready-to-close signal. switch, Auxiliary switches 2NO+2NC, without Closing coil (CC), manual operating mechanism with mechanical closing, without Remote trip alarm reset coil (RR), without 2nd shunt trip, without 1st Shunt trip | 123700 | 1 | Z\ | 1
3WA1106-2MF42-0AA0 |  | Withdrawable circuit breaker with guide frame, IEC 60947-2, frame size 1, 4-poles, N-pole left, In=630A up to 690V AC 50/60Hz, breaking capacity N Icu=55/42kA at 500/690V, Trip unit ETU600 LSIG upgrade ready , colordisplay, bluetooth and USB interface, Protection LT, ST, INST, GFx, include N-protection, (internal N-sensor available), incl. trip alarm switch (1xCO), rear connection horizontal, guide frame with shutter and w/o position signalling switch, with internal voltage tap on upper stab of circuit breaker, with voltage tap module VTM680 and power supply of ETU600, able to communication, integrated metering type PMF-2 Basic Power Monitoring, Voltage, Energy, Power, Power factor, Frequency, Unbalance, Temperature, Manual operating mechanism with mechanical closing, without Spring charging motor, Ready-to-close signal. switch, Auxiliary switches 2NO+2NC, without Closing coil (CC), manual operating mechanism with mechanical closing, without Remote trip alarm reset coil (RR), without 2nd shunt trip, without 1st Shunt trip | 121700 | 1 | Z\ | 1
3WA1106-2MF43-0AA0 |  | Withdrawable circuit breaker with guide frame, IEC 60947-2, frame size 1, 4-poles, N-pole left, In=630A up to 690V AC 50/60Hz, breaking capacity N Icu=55/42kA at 500/690V, Trip unit ETU600 LSIG upgrade ready , colordisplay, bluetooth and USB interface, Protection LT, ST, INST, GFx, include N-protection, (internal N-sensor available), incl. trip alarm switch (1xCO), front connection double hole, guide frame with shutter and w/o position signalling switch, with internal voltage tap on upper stab of circuit breaker, with voltage tap module VTM680 and power supply of ETU600, able to communication, integrated metering type PMF-2 Basic Power Monitoring, Voltage, Energy, Power, Power factor, Frequency, Unbalance, Temperature, Manual operating mechanism with mechanical closing, without Spring charging motor, Ready-to-close signal. switch, Auxiliary switches 2NO+2NC, without Closing coil (CC), manual operating mechanism with mechanical closing, without Remote trip alarm reset coil (RR), without 2nd shunt trip, without 1st Shunt trip | 128700 | 1 | Z\ | 1
3WA1106-2MF44-0AA0 |  | Withdrawable circuit breaker with guide frame, IEC 60947-2, frame size 1, 4-poles, N-pole left, In=630A up to 690V AC 50/60Hz, breaking capacity N Icu=55/42kA at 500/690V, Trip unit ETU600 LSIG upgrade ready , colordisplay, bluetooth and USB interface, Protection LT, ST, INST, GFx, include N-protection, (internal N-sensor available), incl. trip alarm switch (1xCO), rear connection flange, guide frame with shutter and w/o position signalling switch, with internal voltage tap on upper stab of circuit breaker, with voltage tap module VTM680 and power supply of ETU600, able to communication, integrated metering type PMF-2 Basic Power Monitoring, Voltage, Energy, Power, Power factor, Frequency, Unbalance, Temperature, Manual operating mechanism with mechanical closing, without Spring charging motor, Ready-to-close signal. switch, Auxiliary switches 2NO+2NC, without Closing coil (CC), manual operating mechanism with mechanical closing, without Remote trip alarm reset coil (RR), without 2nd shunt trip, without 1st Shunt trip | 121700 | 1 | Z\ | 1
3WA1106-2NE01-0AA0 |  | Fixed-mounted circuit breaker IEC 60947-2, frame size 1, 3-poles, In=630A up to 690V AC 50/60Hz, breaking capacity N Icu=55/42kA at 500/690V, Trip unit ETU600 LSI upgrade ready , colordisplay, bluetooth and USB interface, Protection LT, ST, INST, N-protection required an external N-sensor, incl. trip alarm switch (1xCO), rear connection vertical, with internal voltage tap on upper stab of circuit breaker, with voltage tap module VTM680 and power supply of ETU600, able to communication, integrated metering type PMF-3 Advanced Power Monitor., Voltage, Energy, Power, Power factor, Frequency, Unbalance, Temperature, Power quality, Manual operating mechanism with mechanical closing, without Spring charging motor, Ready-to-close signal. switch, Auxiliary switches 2NO+2NC, without Closing coil (CC), manual operating mechanism with mechanical closing, without Remote trip alarm reset coil (RR), without 2nd shunt trip, without 1st Shunt trip | 78100 | 1 | Z\ | 1
3WA1106-2NE02-0AA0 |  | Fixed-mounted circuit breaker IEC 60947-2, frame size 1, 3-poles, In=630A up to 690V AC 50/60Hz, breaking capacity N Icu=55/42kA at 500/690V, Trip unit ETU600 LSI upgrade ready , colordisplay, bluetooth and USB interface, Protection LT, ST, INST, N-protection required an external N-sensor, incl. trip alarm switch (1xCO), rear connection horizontal, with internal voltage tap on upper stab of circuit breaker, with voltage tap module VTM680 and power supply of ETU600, able to communication, integrated metering type PMF-3 Advanced Power Monitor., Voltage, Energy, Power, Power factor, Frequency, Unbalance, Temperature, Power quality, Manual operating mechanism with mechanical closing, without Spring charging motor, Ready-to-close signal. switch, Auxiliary switches 2NO+2NC, without Closing coil (CC), manual operating mechanism with mechanical closing, without Remote trip alarm reset coil (RR), without 2nd shunt trip, without 1st Shunt trip | 76400 | 1 | Z\ | 1
3WA1106-2NE03-0AA0 |  | Fixed-mounted circuit breaker IEC 60947-2, frame size 1, 3-poles, In=630A up to 690V AC 50/60Hz, breaking capacity N Icu=55/42kA at 500/690V, Trip unit ETU600 LSI upgrade ready , colordisplay, bluetooth and USB interface, Protection LT, ST, INST, N-protection required an external N-sensor, incl. trip alarm switch (1xCO), front connection double hole, with internal voltage tap on upper stab of circuit breaker, with voltage tap module VTM680 and power supply of ETU600, able to communication, integrated metering type PMF-3 Advanced Power Monitor., Voltage, Energy, Power, Power factor, Frequency, Unbalance, Temperature, Power quality, Manual operating mechanism with mechanical closing, without Spring charging motor, Ready-to-close signal. switch, Auxiliary switches 2NO+2NC, without Closing coil (CC), manual operating mechanism with mechanical closing, without Remote trip alarm reset coil (RR), without 2nd shunt trip, without 1st Shunt trip | 81500 | 1 | Z\ | 1
3WA1106-2NE11-0AA0 |  | Fixed-mounted circuit breaker IEC 60947-2, frame size 1, 4-poles, N-pole left, In=630A up to 690V AC 50/60Hz, breaking capacity N Icu=55/42kA at 500/690V, Trip unit ETU600 LSI upgrade ready , colordisplay, bluetooth and USB interface, Protection LT, ST, INST, include N-protection, (internal N-sensor available), incl. trip alarm switch (1xCO), rear connection vertical, with internal voltage tap on upper stab of circuit breaker, with voltage tap module VTM680 and power supply of ETU600, able to communication, integrated metering type PMF-3 Advanced Power Monitor., Voltage, Energy, Power, Power factor, Frequency, Unbalance, Temperature, Power quality, Manual operating mechanism with mechanical closing, without Spring charging motor, Ready-to-close signal. switch, Auxiliary switches 2NO+2NC, without Closing coil (CC), manual operating mechanism with mechanical closing, without Remote trip alarm reset coil (RR), without 2nd shunt trip, without 1st Shunt trip | 95400 | 1 | Z\ | 1
3WA1106-2NE12-0AA0 |  | Fixed-mounted circuit breaker IEC 60947-2, frame size 1, 4-poles, N-pole left, In=630A up to 690V AC 50/60Hz, breaking capacity N Icu=55/42kA at 500/690V, Trip unit ETU600 LSI upgrade ready , colordisplay, bluetooth and USB interface, Protection LT, ST, INST, include N-protection, (internal N-sensor available), incl. trip alarm switch (1xCO), rear connection horizontal, with internal voltage tap on upper stab of circuit breaker, with voltage tap module VTM680 and power supply of ETU600, able to communication, integrated metering type PMF-3 Advanced Power Monitor., Voltage, Energy, Power, Power factor, Frequency, Unbalance, Temperature, Power quality, Manual operating mechanism with mechanical closing, without Spring charging motor, Ready-to-close signal. switch, Auxiliary switches 2NO+2NC, without Closing coil (CC), manual operating mechanism with mechanical closing, without Remote trip alarm reset coil (RR), without 2nd shunt trip, without 1st Shunt trip | 93200 | 1 | Z\ | 1
3WA1106-2NE13-0AA0 |  | Fixed-mounted circuit breaker IEC 60947-2, frame size 1, 4-poles, N-pole left, In=630A up to 690V AC 50/60Hz, breaking capacity N Icu=55/42kA at 500/690V, Trip unit ETU600 LSI upgrade ready , colordisplay, bluetooth and USB interface, Protection LT, ST, INST, include N-protection, (internal N-sensor available), incl. trip alarm switch (1xCO), front connection double hole, with internal voltage tap on upper stab of circuit breaker, with voltage tap module VTM680 and power supply of ETU600, able to communication, integrated metering type PMF-3 Advanced Power Monitor., Voltage, Energy, Power, Power factor, Frequency, Unbalance, Temperature, Power quality, Manual operating mechanism with mechanical closing, without Spring charging motor, Ready-to-close signal. switch, Auxiliary switches 2NO+2NC, without Closing coil (CC), manual operating mechanism with mechanical closing, without Remote trip alarm reset coil (RR), without 2nd shunt trip, without 1st Shunt trip | 99900 | 1 | Z\ | 1
3WA1106-2NE21-0AA0 |  | fixed-mounted circuit breaker, IEC 60947-2, size 1, 4-pole, N pole on right, In=630 A up to 690 V AC 50/60 Hz, breaking capacity N Icc=55/42 kA at 500/690 V, tripping unit ETU600 LSI upgradeable, color display, Bluetooth, USB interface, basic protection LT, ST, INST, including protection of the N conductor (internal neutral point sensor available), trip alarm switch (1 x CO), connection at rear vertical, with internal voltage tap on upper stab of circuit breaker, with voltage tap module VTM680 and power supply of ETU600, able to communication, integrated metering type PMF-3 Advanced Power Monitor., Voltage, Energy, Power, Power factor, Frequency, Unbalance, Temperature, Power quality, Manual operating mechanism with mechanical closing, without Spring charging motor, Ready-to-close signal. switch, Auxiliary switches 2NO+2NC, without Closing coil (CC), manual operating mechanism with mechanical closing, without Remote trip alarm reset coil (RR), without 2nd shunt trip, without 1st Shunt trip | 95400 | 1 | Z\ | 1
3WA1106-2NE22-0AA0 |  | fixed-mounted circuit breaker, IEC 60947-2, size 1, 4-pole, N pole on right, In=630 A up to 690 V AC 50/60 Hz, breaking capacity N Icc=55/42 kA at 500/690 V, tripping unit ETU600 LSI upgradeable, color display, Bluetooth, USB interface, basic protection LT, ST, INST, including protection of the N conductor (internal neutral point sensor available), trip alarm switch (1 x CO), connection at rear horizontal with internal voltage tap on upper stab of circuit breaker, with voltage tap module VTM680 and power supply of ETU600, able to communication, integrated metering type PMF-3 Advanced Power Monitor., Voltage, Energy, Power, Power factor, Frequency, Unbalance, Temperature, Power quality, Manual operating mechanism with mechanical closing, without Spring charging motor, Ready-to-close signal. switch, Auxiliary switches 2NO+2NC, without Closing coil (CC), manual operating mechanism with mechanical closing, without Remote trip alarm reset coil (RR), without 2nd shunt trip, without 1st Shunt trip | 93200 | 1 | Z\ | 1
3WA1106-2NE23-0AA0 |  | fixed-mounted circuit breaker, IEC 60947-2, size 1, 4-pole, N pole on right, In=630 A up to 690 V AC 50/60 Hz, breaking capacity N Icc=55/42 kA at 500/690 V, tripping unit ETU600 LSI upgradeable, color display, Bluetooth, USB interface, basic protection LT, ST, INST, including protection of the N conductor (internal neutral point sensor available), trip alarm switch (1 x CO), front connection double hole, with internal voltage tap on upper stab of circuit breaker, with voltage tap module VTM680 and power supply of ETU600, able to communication, integrated metering type PMF-3 Advanced Power Monitor., Voltage, Energy, Power, Power factor, Frequency, Unbalance, Temperature, Power quality, Manual operating mechanism with mechanical closing, without Spring charging motor, Ready-to-close signal. switch, Auxiliary switches 2NO+2NC, without Closing coil (CC), manual operating mechanism with mechanical closing, without Remote trip alarm reset coil (RR), without 2nd shunt trip, without 1st Shunt trip | 99900 | 1 | Z\ | 1
3WA1106-2NE31-0AA0 |  | Withdrawable circuit breaker with guide frame, IEC 60947-2, frame size 1, 3-poles, In=630A up to 690V AC 50/60Hz, breaking capacity N Icu=55/42kA at 500/690V, Trip unit ETU600 LSI upgrade ready , colordisplay, bluetooth and USB interface, Protection LT, ST, INST, N-protection required an external N-sensor, incl. trip alarm switch (1xCO), rear connection vertical, guide frame with shutter and w/o position signalling switch, with internal voltage tap on upper stab of circuit breaker, with voltage tap module VTM680 and power supply of ETU600, able to communication, integrated metering type PMF-3 Advanced Power Monitor., Voltage, Energy, Power, Power factor, Frequency, Unbalance, Temperature, Power quality, Manual operating mechanism with mechanical closing, without Spring charging motor, Ready-to-close signal. switch, Auxiliary switches 2NO+2NC, without Closing coil (CC), manual operating mechanism with mechanical closing, without Remote trip alarm reset coil (RR), without 2nd shunt trip, without 1st Shunt trip | 96300 | 1 | Z\ | 1
3WA1106-2NE32-0AA0 |  | Withdrawable circuit breaker with guide frame, IEC 60947-2, frame size 1, 3-poles, In=630A up to 690V AC 50/60Hz, breaking capacity N Icu=55/42kA at 500/690V, Trip unit ETU600 LSI upgrade ready , colordisplay, bluetooth and USB interface, Protection LT, ST, INST, N-protection required an external N-sensor, incl. trip alarm switch (1xCO), rear connection horizontal, guide frame with shutter and w/o position signalling switch, with internal voltage tap on upper stab of circuit breaker, with voltage tap module VTM680 and power supply of ETU600, able to communication, integrated metering type PMF-3 Advanced Power Monitor., Voltage, Energy, Power, Power factor, Frequency, Unbalance, Temperature, Power quality, Manual operating mechanism with mechanical closing, without Spring charging motor, Ready-to-close signal. switch, Auxiliary switches 2NO+2NC, without Closing coil (CC), manual operating mechanism with mechanical closing, without Remote trip alarm reset coil (RR), without 2nd shunt trip, without 1st Shunt trip | 94500 | 1 | Z\ | 1
3WA1106-2NE33-0AA0 |  | Withdrawable circuit breaker with guide frame, IEC 60947-2, frame size 1, 3-poles, In=630A up to 690V AC 50/60Hz, breaking capacity N Icu=55/42kA at 500/690V, Trip unit ETU600 LSI upgrade ready , colordisplay, bluetooth and USB interface, Protection LT, ST, INST, N-protection required an external N-sensor, incl. trip alarm switch (1xCO), front connection double hole, guide frame with shutter and w/o position signalling switch, with internal voltage tap on upper stab of circuit breaker, with voltage tap module VTM680 and power supply of ETU600, able to communication, integrated metering type PMF-3 Advanced Power Monitor., Voltage, Energy, Power, Power factor, Frequency, Unbalance, Temperature, Power quality, Manual operating mechanism with mechanical closing, without Spring charging motor, Ready-to-close signal. switch, Auxiliary switches 2NO+2NC, without Closing coil (CC), manual operating mechanism with mechanical closing, without Remote trip alarm reset coil (RR), without 2nd shunt trip, without 1st Shunt trip | 99900 | 1 | Z\ | 1
3WA1106-2NE34-0AA0 |  | Withdrawable circuit breaker with guide frame, IEC 60947-2, frame size 1, 3-poles, In=630A up to 690V AC 50/60Hz, breaking capacity N Icu=55/42kA at 500/690V, Trip unit ETU600 LSI upgrade ready , colordisplay, bluetooth and USB interface, Protection LT, ST, INST, N-protection required an external N-sensor, incl. trip alarm switch (1xCO), rear connection flange, guide frame with shutter and w/o position signalling switch, with internal voltage tap on upper stab of circuit breaker, with voltage tap module VTM680 and power supply of ETU600, able to communication, integrated metering type PMF-3 Advanced Power Monitor., Voltage, Energy, Power, Power factor, Frequency, Unbalance, Temperature, Power quality, Manual operating mechanism with mechanical closing, without Spring charging motor, Ready-to-close signal. switch, Auxiliary switches 2NO+2NC, without Closing coil (CC), manual operating mechanism with mechanical closing, without Remote trip alarm reset coil (RR), without 2nd shunt trip, without 1st Shunt trip | 94500 | 1 | Z\ | 1
3WA1106-2NE41-0AA0 |  | Withdrawable circuit breaker with guide frame, IEC 60947-2, frame size 1, 4-poles, N-pole left, In=630A up to 690V AC 50/60Hz, breaking capacity N Icu=55/42kA at 500/690V, Trip unit ETU600 LSI upgrade ready , colordisplay, bluetooth and USB interface, Protection LT, ST, INST, include N-protection, (internal N-sensor available), incl. trip alarm switch (1xCO), rear connection vertical, guide frame with shutter and w/o position signalling switch, with internal voltage tap on upper stab of circuit breaker, with voltage tap module VTM680 and power supply of ETU600, able to communication, integrated metering type PMF-3 Advanced Power Monitor., Voltage, Energy, Power, Power factor, Frequency, Unbalance, Temperature, Power quality, Manual operating mechanism with mechanical closing, without Spring charging motor, Ready-to-close signal. switch, Auxiliary switches 2NO+2NC, without Closing coil (CC), manual operating mechanism with mechanical closing, without Remote trip alarm reset coil (RR), without 2nd shunt trip, without 1st Shunt trip | 119400 | 1 | Z\ | 1
3WA1106-2NE42-0AA0 |  | Withdrawable circuit breaker with guide frame, IEC 60947-2, frame size 1, 4-poles, N-pole left, In=630A up to 690V AC 50/60Hz, breaking capacity N Icu=55/42kA at 500/690V, Trip unit ETU600 LSI upgrade ready , colordisplay, bluetooth and USB interface, Protection LT, ST, INST, include N-protection, (internal N-sensor available), incl. trip alarm switch (1xCO), rear connection horizontal, guide frame with shutter and w/o position signalling switch, with internal voltage tap on upper stab of circuit breaker, with voltage tap module VTM680 and power supply of ETU600, able to communication, integrated metering type PMF-3 Advanced Power Monitor., Voltage, Energy, Power, Power factor, Frequency, Unbalance, Temperature, Power quality, Manual operating mechanism with mechanical closing, without Spring charging motor, Ready-to-close signal. switch, Auxiliary switches 2NO+2NC, without Closing coil (CC), manual operating mechanism with mechanical closing, without Remote trip alarm reset coil (RR), without 2nd shunt trip, without 1st Shunt trip | 117000 | 1 | Z\ | 1
3WA1106-2NE43-0AA0 |  | Withdrawable circuit breaker with guide frame, IEC 60947-2, frame size 1, 4-poles, N-pole left, In=630A up to 690V AC 50/60Hz, breaking capacity N Icu=55/42kA at 500/690V, Trip unit ETU600 LSI upgrade ready , colordisplay, bluetooth and USB interface, Protection LT, ST, INST, include N-protection, (internal N-sensor available), incl. trip alarm switch (1xCO), front connection double hole, guide frame with shutter and w/o position signalling switch, with internal voltage tap on upper stab of circuit breaker, with voltage tap module VTM680 and power supply of ETU600, able to communication, integrated metering type PMF-3 Advanced Power Monitor., Voltage, Energy, Power, Power factor, Frequency, Unbalance, Temperature, Power quality, Manual operating mechanism with mechanical closing, without Spring charging motor, Ready-to-close signal. switch, Auxiliary switches 2NO+2NC, without Closing coil (CC), manual operating mechanism with mechanical closing, without Remote trip alarm reset coil (RR), without 2nd shunt trip, without 1st Shunt trip | 124100 | 1 | Z\ | 1
3WA1106-2NE44-0AA0 |  | Withdrawable circuit breaker with guide frame, IEC 60947-2, frame size 1, 4-poles, N-pole left, In=630A up to 690V AC 50/60Hz, breaking capacity N Icu=55/42kA at 500/690V, Trip unit ETU600 LSI upgrade ready , colordisplay, bluetooth and USB interface, Protection LT, ST, INST, include N-protection, (internal N-sensor available), incl. trip alarm switch (1xCO), rear connection flange, guide frame with shutter and w/o position signalling switch, with internal voltage tap on upper stab of circuit breaker, with voltage tap module VTM680 and power supply of ETU600, able to communication, integrated metering type PMF-3 Advanced Power Monitor., Voltage, Energy, Power, Power factor, Frequency, Unbalance, Temperature, Power quality, Manual operating mechanism with mechanical closing, without Spring charging motor, Ready-to-close signal. switch, Auxiliary switches 2NO+2NC, without Closing coil (CC), manual operating mechanism with mechanical closing, without Remote trip alarm reset coil (RR), without 2nd shunt trip, without 1st Shunt trip | 117000 | 1 | Z\ | 1
3WA1106-2NF01-0AA0 |  | Fixed-mounted circuit breaker IEC 60947-2, frame size 1, 3-poles, In=630A up to 690V AC 50/60Hz, breaking capacity N Icu=55/42kA at 500/690V, Trip unit ETU600 LSIG upgrade ready , colordisplay, bluetooth and USB interface, Protection LT, ST, INST, GFx, N-protection required an external N-sensor, incl. trip alarm switch (1xCO), rear connection vertical, with internal voltage tap on upper stab of circuit breaker, with voltage tap module VTM680 and power supply of ETU600, able to communication, integrated metering type PMF-3 Advanced Power Monitor., Voltage, Energy, Power, Power factor, Frequency, Unbalance, Temperature, Power quality, Manual operating mechanism with mechanical closing, without Spring charging motor, Ready-to-close signal. switch, Auxiliary switches 2NO+2NC, without Closing coil (CC), manual operating mechanism with mechanical closing, without Remote trip alarm reset coil (RR), without 2nd shunt trip, without 1st Shunt trip | 88700 | 1 | Z\ | 1
3WA1106-2NF02-0AA0 |  | Fixed-mounted circuit breaker IEC 60947-2, frame size 1, 3-poles, In=630A up to 690V AC 50/60Hz, breaking capacity N Icu=55/42kA at 500/690V, Trip unit ETU600 LSIG upgrade ready , colordisplay, bluetooth and USB interface, Protection LT, ST, INST, GFx, N-protection required an external N-sensor, incl. trip alarm switch (1xCO), rear connection horizontal, with internal voltage tap on upper stab of circuit breaker, with voltage tap module VTM680 and power supply of ETU600, able to communication, integrated metering type PMF-3 Advanced Power Monitor., Voltage, Energy, Power, Power factor, Frequency, Unbalance, Temperature, Power quality, Manual operating mechanism with mechanical closing, without Spring charging motor, Ready-to-close signal. switch, Auxiliary switches 2NO+2NC, without Closing coil (CC), manual operating mechanism with mechanical closing, without Remote trip alarm reset coil (RR), without 2nd shunt trip, without 1st Shunt trip | 87100 | 1 | Z\ | 1
3WA1106-2NF03-0AA0 |  | Fixed-mounted circuit breaker IEC 60947-2, frame size 1, 3-poles, In=630A up to 690V AC 50/60Hz, breaking capacity N Icu=55/42kA at 500/690V, Trip unit ETU600 LSIG upgrade ready , colordisplay, bluetooth and USB interface, Protection LT, ST, INST, GFx, N-protection required an external N-sensor, incl. trip alarm switch (1xCO), front connection double hole, with internal voltage tap on upper stab of circuit breaker, with voltage tap module VTM680 and power supply of ETU600, able to communication, integrated metering type PMF-3 Advanced Power Monitor., Voltage, Energy, Power, Power factor, Frequency, Unbalance, Temperature, Power quality, Manual operating mechanism with mechanical closing, without Spring charging motor, Ready-to-close signal. switch, Auxiliary switches 2NO+2NC, without Closing coil (CC), manual operating mechanism with mechanical closing, without Remote trip alarm reset coil (RR), without 2nd shunt trip, without 1st Shunt trip | 92100 | 1 | Z\ | 1
3WA1106-2NF11-0AA0 |  | Fixed-mounted circuit breaker IEC 60947-2, frame size 1, 4-poles, N-pole left, In=630A up to 690V AC 50/60Hz, breaking capacity N Icu=55/42kA at 500/690V, Trip unit ETU600 LSIG upgrade ready , colordisplay, bluetooth and USB interface, Protection LT, ST, INST, GFx, include N-protection, (internal N-sensor available), incl. trip alarm switch (1xCO), rear connection vertical, with internal voltage tap on upper stab of circuit breaker, with voltage tap module VTM680 and power supply of ETU600, able to communication, integrated metering type PMF-3 Advanced Power Monitor., Voltage, Energy, Power, Power factor, Frequency, Unbalance, Temperature, Power quality, Manual operating mechanism with mechanical closing, without Spring charging motor, Ready-to-close signal. switch, Auxiliary switches 2NO+2NC, without Closing coil (CC), manual operating mechanism with mechanical closing, without Remote trip alarm reset coil (RR), without 2nd shunt trip, without 1st Shunt trip | 106100 | 1 | Z\ | 1
3WA1106-2NF12-0AA0 |  | Fixed-mounted circuit breaker IEC 60947-2, frame size 1, 4-poles, N-pole left, In=630A up to 690V AC 50/60Hz, breaking capacity N Icu=55/42kA at 500/690V, Trip unit ETU600 LSIG upgrade ready , colordisplay, bluetooth and USB interface, Protection LT, ST, INST, GFx, include N-protection, (internal N-sensor available), incl. trip alarm switch (1xCO), rear connection horizontal, with internal voltage tap on upper stab of circuit breaker, with voltage tap module VTM680 and power supply of ETU600, able to communication, integrated metering type PMF-3 Advanced Power Monitor., Voltage, Energy, Power, Power factor, Frequency, Unbalance, Temperature, Power quality, Manual operating mechanism with mechanical closing, without Spring charging motor, Ready-to-close signal. switch, Auxiliary switches 2NO+2NC, without Closing coil (CC), manual operating mechanism with mechanical closing, without Remote trip alarm reset coil (RR), without 2nd shunt trip, without 1st Shunt trip | 103800 | 1 | Z\ | 1
3WA1106-2NF13-0AA0 |  | Fixed-mounted circuit breaker IEC 60947-2, frame size 1, 4-poles, N-pole left, In=630A up to 690V AC 50/60Hz, breaking capacity N Icu=55/42kA at 500/690V, Trip unit ETU600 LSIG upgrade ready , colordisplay, bluetooth and USB interface, Protection LT, ST, INST, GFx, include N-protection, (internal N-sensor available), incl. trip alarm switch (1xCO), front connection double hole, with internal voltage tap on upper stab of circuit breaker, with voltage tap module VTM680 and power supply of ETU600, able to communication, integrated metering type PMF-3 Advanced Power Monitor., Voltage, Energy, Power, Power factor, Frequency, Unbalance, Temperature, Power quality, Manual operating mechanism with mechanical closing, without Spring charging motor, Ready-to-close signal. switch, Auxiliary switches 2NO+2NC, without Closing coil (CC), manual operating mechanism with mechanical closing, without Remote trip alarm reset coil (RR), without 2nd shunt trip, without 1st Shunt trip | 110500 | 1 | Z\ | 1
3WA1106-2NF21-0AA0 |  | fixed-mounted circuit breaker, IEC 60947-2, size 1, 4-pole, N pole on right, In=630 A up to 690 V AC 50/60 Hz, breaking capacity N Icc=55/42 kA at 500/690 V, tripping unit ETU600 LSIG upgradeable, color display, Bluetooth, USB interface, basic protection LT, ST, INST, GFx, including protection of the N conductor (internal neutral point sensor available), trip alarm switch (1 x CO), connection at rear vertical, with internal voltage tap on upper stab of circuit breaker, with voltage tap module VTM680 and power supply of ETU600, able to communication, integrated metering type PMF-3 Advanced Power Monitor., Voltage, Energy, Power, Power factor, Frequency, Unbalance, Temperature, Power quality, Manual operating mechanism with mechanical closing, without Spring charging motor, Ready-to-close signal. switch, Auxiliary switches 2NO+2NC, without Closing coil (CC), manual operating mechanism with mechanical closing, without Remote trip alarm reset coil (RR), without 2nd shunt trip, without 1st Shunt trip | 106100 | 1 | Z\ | 1
3WA1106-2NF22-0AA0 |  | fixed-mounted circuit breaker, IEC 60947-2, size 1, 4-pole, N pole on right, In=630 A up to 690 V AC 50/60 Hz, breaking capacity N Icc=55/42 kA at 500/690 V, tripping unit ETU600 LSIG upgradeable, color display, Bluetooth, USB interface, basic protection LT, ST, INST, GFx, including protection of the N conductor (internal neutral point sensor available), trip alarm switch (1 x CO), connection at rear horizontal with internal voltage tap on upper stab of circuit breaker, with voltage tap module VTM680 and power supply of ETU600, able to communication, integrated metering type PMF-3 Advanced Power Monitor., Voltage, Energy, Power, Power factor, Frequency, Unbalance, Temperature, Power quality, Manual operating mechanism with mechanical closing, without Spring charging motor, Ready-to-close signal. switch, Auxiliary switches 2NO+2NC, without Closing coil (CC), manual operating mechanism with mechanical closing, without Remote trip alarm reset coil (RR), without 2nd shunt trip, without 1st Shunt trip | 103800 | 1 | Z\ | 1
3WA1106-2NF23-0AA0 |  | fixed-mounted circuit breaker, IEC 60947-2, size 1, 4-pole, N pole on right, In=630 A up to 690 V AC 50/60 Hz, breaking capacity N Icc=55/42 kA at 500/690 V, tripping unit ETU600 LSIG upgradeable, color display, Bluetooth, USB interface, basic protection LT, ST, INST, GFx, including protection of the N conductor (internal neutral point sensor available), trip alarm switch (1 x CO), front connection double hole, with internal voltage tap on upper stab of circuit breaker, with voltage tap module VTM680 and power supply of ETU600, able to communication, integrated metering type PMF-3 Advanced Power Monitor., Voltage, Energy, Power, Power factor, Frequency, Unbalance, Temperature, Power quality, Manual operating mechanism with mechanical closing, without Spring charging motor, Ready-to-close signal. switch, Auxiliary switches 2NO+2NC, without Closing coil (CC), manual operating mechanism with mechanical closing, without Remote trip alarm reset coil (RR), without 2nd shunt trip, without 1st Shunt trip | 110500 | 1 | Z\ | 1
3WA1106-2NF31-0AA0 |  | Withdrawable circuit breaker with guide frame, IEC 60947-2, frame size 1, 3-poles, In=630A up to 690V AC 50/60Hz, breaking capacity N Icu=55/42kA at 500/690V, Trip unit ETU600 LSIG upgrade ready , colordisplay, bluetooth and USB interface, Protection LT, ST, INST, GFx, N-protection required an external N-sensor, incl. trip alarm switch (1xCO), rear connection vertical, guide frame with shutter and w/o position signalling switch, with internal voltage tap on upper stab of circuit breaker, with voltage tap module VTM680 and power supply of ETU600, able to communication, integrated metering type PMF-3 Advanced Power Monitor., Voltage, Energy, Power, Power factor, Frequency, Unbalance, Temperature, Power quality, Manual operating mechanism with mechanical closing, without Spring charging motor, Ready-to-close signal. switch, Auxiliary switches 2NO+2NC, without Closing coil (CC), manual operating mechanism with mechanical closing, without Remote trip alarm reset coil (RR), without 2nd shunt trip, without 1st Shunt trip | 107000 | 1 | Z\ | 1
3WA1106-2NF32-0AA0 |  | Withdrawable circuit breaker with guide frame, IEC 60947-2, frame size 1, 3-poles, In=630A up to 690V AC 50/60Hz, breaking capacity N Icu=55/42kA at 500/690V, Trip unit ETU600 LSIG upgrade ready , colordisplay, bluetooth and USB interface, Protection LT, ST, INST, GFx, N-protection required an external N-sensor, incl. trip alarm switch (1xCO), rear connection horizontal, guide frame with shutter and w/o position signalling switch, with internal voltage tap on upper stab of circuit breaker, with voltage tap module VTM680 and power supply of ETU600, able to communication, integrated metering type PMF-3 Advanced Power Monitor., Voltage, Energy, Power, Power factor, Frequency, Unbalance, Temperature, Power quality, Manual operating mechanism with mechanical closing, without Spring charging motor, Ready-to-close signal. switch, Auxiliary switches 2NO+2NC, without Closing coil (CC), manual operating mechanism with mechanical closing, without Remote trip alarm reset coil (RR), without 2nd shunt trip, without 1st Shunt trip | 105100 | 1 | Z\ | 1
3WA1106-2NF33-0AA0 |  | Withdrawable circuit breaker with guide frame, IEC 60947-2, frame size 1, 3-poles, In=630A up to 690V AC 50/60Hz, breaking capacity N Icu=55/42kA at 500/690V, Trip unit ETU600 LSIG upgrade ready , colordisplay, bluetooth and USB interface, Protection LT, ST, INST, GFx, N-protection required an external N-sensor, incl. trip alarm switch (1xCO), front connection double hole, guide frame with shutter and w/o position signalling switch, with internal voltage tap on upper stab of circuit breaker, with voltage tap module VTM680 and power supply of ETU600, able to communication, integrated metering type PMF-3 Advanced Power Monitor., Voltage, Energy, Power, Power factor, Frequency, Unbalance, Temperature, Power quality, Manual operating mechanism with mechanical closing, without Spring charging motor, Ready-to-close signal. switch, Auxiliary switches 2NO+2NC, without Closing coil (CC), manual operating mechanism with mechanical closing, without Remote trip alarm reset coil (RR), without 2nd shunt trip, without 1st Shunt trip | 110600 | 1 | Z\ | 1
3WA1106-2NF34-0AA0 |  | Withdrawable circuit breaker with guide frame, IEC 60947-2, frame size 1, 3-poles, In=630A up to 690V AC 50/60Hz, breaking capacity N Icu=55/42kA at 500/690V, Trip unit ETU600 LSIG upgrade ready , colordisplay, bluetooth and USB interface, Protection LT, ST, INST, GFx, N-protection required an external N-sensor, incl. trip alarm switch (1xCO), rear connection flange, guide frame with shutter and w/o position signalling switch, with internal voltage tap on upper stab of circuit breaker, with voltage tap module VTM680 and power supply of ETU600, able to communication, integrated metering type PMF-3 Advanced Power Monitor., Voltage, Energy, Power, Power factor, Frequency, Unbalance, Temperature, Power quality, Manual operating mechanism with mechanical closing, without Spring charging motor, Ready-to-close signal. switch, Auxiliary switches 2NO+2NC, without Closing coil (CC), manual operating mechanism with mechanical closing, without Remote trip alarm reset coil (RR), without 2nd shunt trip, without 1st Shunt trip | 105100 | 1 | Z\ | 1
3WA1106-2NF41-0AA0 |  | Withdrawable circuit breaker with guide frame, IEC 60947-2, frame size 1, 4-poles, N-pole left, In=630A up to 690V AC 50/60Hz, breaking capacity N Icu=55/42kA at 500/690V, Trip unit ETU600 LSIG upgrade ready , colordisplay, bluetooth and USB interface, Protection LT, ST, INST, GFx, include N-protection, (internal N-sensor available), incl. trip alarm switch (1xCO), rear connection vertical, guide frame with shutter and w/o position signalling switch, with internal voltage tap on upper stab of circuit breaker, with voltage tap module VTM680 and power supply of ETU600, able to communication, integrated metering type PMF-3 Advanced Power Monitor., Voltage, Energy, Power, Power factor, Frequency, Unbalance, Temperature, Power quality, Manual operating mechanism with mechanical closing, without Spring charging motor, Ready-to-close signal. switch, Auxiliary switches 2NO+2NC, without Closing coil (CC), manual operating mechanism with mechanical closing, without Remote trip alarm reset coil (RR), without 2nd shunt trip, without 1st Shunt trip | 130100 | 1 | Z\ | 1
3WA1106-2NF42-0AA0 |  | Withdrawable circuit breaker with guide frame, IEC 60947-2, frame size 1, 4-poles, N-pole left, In=630A up to 690V AC 50/60Hz, breaking capacity N Icu=55/42kA at 500/690V, Trip unit ETU600 LSIG upgrade ready , colordisplay, bluetooth and USB interface, Protection LT, ST, INST, GFx, include N-protection, (internal N-sensor available), incl. trip alarm switch (1xCO), rear connection horizontal, guide frame with shutter and w/o position signalling switch, with internal voltage tap on upper stab of circuit breaker, with voltage tap module VTM680 and power supply of ETU600, able to communication, integrated metering type PMF-3 Advanced Power Monitor., Voltage, Energy, Power, Power factor, Frequency, Unbalance, Temperature, Power quality, Manual operating mechanism with mechanical closing, without Spring charging motor, Ready-to-close signal. switch, Auxiliary switches 2NO+2NC, without Closing coil (CC), manual operating mechanism with mechanical closing, without Remote trip alarm reset coil (RR), without 2nd shunt trip, without 1st Shunt trip | 128100 | 1 | Z\ | 1
3WA1106-2NF43-0AA0 |  | Withdrawable circuit breaker with guide frame, IEC 60947-2, frame size 1, 4-poles, N-pole left, In=630A up to 690V AC 50/60Hz, breaking capacity N Icu=55/42kA at 500/690V, Trip unit ETU600 LSIG upgrade ready , colordisplay, bluetooth and USB interface, Protection LT, ST, INST, GFx, include N-protection, (internal N-sensor available), incl. trip alarm switch (1xCO), front connection double hole, guide frame with shutter and w/o position signalling switch, with internal voltage tap on upper stab of circuit breaker, with voltage tap module VTM680 and power supply of ETU600, able to communication, integrated metering type PMF-3 Advanced Power Monitor., Voltage, Energy, Power, Power factor, Frequency, Unbalance, Temperature, Power quality, Manual operating mechanism with mechanical closing, without Spring charging motor, Ready-to-close signal. switch, Auxiliary switches 2NO+2NC, without Closing coil (CC), manual operating mechanism with mechanical closing, without Remote trip alarm reset coil (RR), without 2nd shunt trip, without 1st Shunt trip | 135100 | 1 | Z\ | 1
3WA1106-2NF44-0AA0 |  | Withdrawable circuit breaker with guide frame, IEC 60947-2, frame size 1, 4-poles, N-pole left, In=630A up to 690V AC 50/60Hz, breaking capacity N Icu=55/42kA at 500/690V, Trip unit ETU600 LSIG upgrade ready , colordisplay, bluetooth and USB interface, Protection LT, ST, INST, GFx, include N-protection, (internal N-sensor available), incl. trip alarm switch (1xCO), rear connection flange, guide frame with shutter and w/o position signalling switch, with internal voltage tap on upper stab of circuit breaker, with voltage tap module VTM680 and power supply of ETU600, able to communication, integrated metering type PMF-3 Advanced Power Monitor., Voltage, Energy, Power, Power factor, Frequency, Unbalance, Temperature, Power quality, Manual operating mechanism with mechanical closing, without Spring charging motor, Ready-to-close signal. switch, Auxiliary switches 2NO+2NC, without Closing coil (CC), manual operating mechanism with mechanical closing, without Remote trip alarm reset coil (RR), without 2nd shunt trip, without 1st Shunt trip | 128100 | 1 | Z\ | 1
3WA1106-3AA01-0AA0 |  | Non-automatic circuit breaker Fixed-mounted version, IEC 60947-2, frame size 1, 3-poles, In=630A up to 690V AC 50/60Hz, breaking capacity S Icc=66/50kA at 500/690V, without electr. trip unit ETU, rear connection vertical, without Com & metering function Manual operating mechanism with mechanical closing, without Spring charging motor, Ready-to-close signal. switch, Auxiliary switches 2NO+2NC, without Closing coil (CC), manual operating mechanism with mechanical closing, without Remote trip alarm reset coil (RR), without 2nd shunt trip, without 1st Shunt trip | 50700 | 1 | Z\ | 1
3WA1106-3AA02-0AA0 |  | Non-automatic circuit breaker Fixed-mounted version, IEC 60947-2, frame size 1, 3-poles, In=630A up to 690V AC 50/60Hz, breaking capacity S Icc=66/50kA at 500/690V, without electr. trip unit ETU, rear connection horizontal, without Com & metering function Manual operating mechanism with mechanical closing, without Spring charging motor, Ready-to-close signal. switch, Auxiliary switches 2NO+2NC, without Closing coil (CC), manual operating mechanism with mechanical closing, without Remote trip alarm reset coil (RR), without 2nd shunt trip, without 1st Shunt trip | 49000 | 1 | Z\ | 1
3WA1106-3AA03-0AA0 |  | Non-automatic circuit breaker Fixed-mounted version, IEC 60947-2, frame size 1, 3-poles, In=630A up to 690V AC 50/60Hz, breaking capacity S Icc=66/50kA at 500/690V, without electr. trip unit ETU, front connection double hole, without Com & metering function Manual operating mechanism with mechanical closing, without Spring charging motor, Ready-to-close signal. switch, Auxiliary switches 2NO+2NC, without Closing coil (CC), manual operating mechanism with mechanical closing, without Remote trip alarm reset coil (RR), without 2nd shunt trip, without 1st Shunt trip | 54000 | 1 | Z\ | 1
3WA1106-3AA11-0AA0 |  | Non-automatic circuit breaker Fixed-mounted version, IEC 60947-2, frame size 1, 4-poles, N-pole left, In=630A up to 690V AC 50/60Hz, breaking capacity S Icc=66/50kA at 500/690V, without electr. trip unit ETU, rear connection vertical, without Com & metering function Manual operating mechanism with mechanical closing, without Spring charging motor, Ready-to-close signal. switch, Auxiliary switches 2NO+2NC, without Closing coil (CC), manual operating mechanism with mechanical closing, without Remote trip alarm reset coil (RR), without 2nd shunt trip, without 1st Shunt trip | 66900 | 1 | Z\ | 1
3WA1106-3AA12-0AA0 |  | Non-automatic circuit breaker Fixed-mounted version, IEC 60947-2, frame size 1, 4-poles, N-pole left, In=630A up to 690V AC 50/60Hz, breaking capacity S Icc=66/50kA at 500/690V, without electr. trip unit ETU, rear connection horizontal, without Com & metering function Manual operating mechanism with mechanical closing, without Spring charging motor, Ready-to-close signal. switch, Auxiliary switches 2NO+2NC, without Closing coil (CC), manual operating mechanism with mechanical closing, without Remote trip alarm reset coil (RR), without 2nd shunt trip, without 1st Shunt trip | 64700 | 1 | Z\ | 1
3WA1106-3AA13-0AA0 |  | Non-automatic circuit breaker Fixed-mounted version, IEC 60947-2, frame size 1, 4-poles, N-pole left, In=630A up to 690V AC 50/60Hz, breaking capacity S Icc=66/50kA at 500/690V, without electr. trip unit ETU, front connection double hole, without Com & metering function Manual operating mechanism with mechanical closing, without Spring charging motor, Ready-to-close signal. switch, Auxiliary switches 2NO+2NC, without Closing coil (CC), manual operating mechanism with mechanical closing, without Remote trip alarm reset coil (RR), without 2nd shunt trip, without 1st Shunt trip | 71300 | 1 | Z\ | 1
3WA1106-3AA21-0AA0 |  | AC non-automatic air circuit breaker 3WA, fixed-mounted version, IEC 60947-2, size 1, 4-pole, N pole on right, In=630 A up to 690 V AC 50/60 Hz, breaking capacity S, Icc=66/50 kA at 500/690 V, without electronic trip unit ETU, connection at rear vertical, without Com & metering function Manual operating mechanism with mechanical closing, without Spring charging motor, Ready-to-close signal. switch, Auxiliary switches 2NO+2NC, without Closing coil (CC), manual operating mechanism with mechanical closing, without Remote trip alarm reset coil (RR), without 2nd shunt trip, without 1st Shunt trip | 66900 | 1 | Z\ | 1
3WA1106-3AA22-0AA0 |  | AC non-automatic air circuit breaker 3WA, fixed-mounted version, IEC 60947-2, size 1, 4-pole, N pole on right, In=630 A up to 690 V AC 50/60 Hz, breaking capacity S, Icc=66/50 kA at 500/690 V, without electronic trip unit ETU, connection at rear horizontal without Com & metering function Manual operating mechanism with mechanical closing, without Spring charging motor, Ready-to-close signal. switch, Auxiliary switches 2NO+2NC, without Closing coil (CC), manual operating mechanism with mechanical closing, without Remote trip alarm reset coil (RR), without 2nd shunt trip, without 1st Shunt trip | 64700 | 1 | Z\ | 1
3WA1106-3AA23-0AA0 |  | AC non-automatic air circuit breaker 3WA, fixed-mounted version, IEC 60947-2, size 1, 4-pole, N pole on right, In=630 A up to 690 V AC 50/60 Hz, breaking capacity S, Icc=66/50 kA at 500/690 V, without electronic trip unit ETU, front connection double hole, without Com & metering function Manual operating mechanism with mechanical closing, without Spring charging motor, Ready-to-close signal. switch, Auxiliary switches 2NO+2NC, without Closing coil (CC), manual operating mechanism with mechanical closing, without Remote trip alarm reset coil (RR), without 2nd shunt trip, without 1st Shunt trip | 71300 | 1 | Z\ | 1
3WA1106-3AA31-0AA0 |  | Non-automatic circuit breaker withdrawable version, with guide frame, IEC 60947-2, frame size 1, 3-poles, In=630A up to 690V AC 50/60Hz, breaking capacity S Icc=66/50kA at 500/690V, without electr. trip unit ETU, rear connection vertical, guide frame with shutter and w/o position signalling switch, without Com & metering function Manual operating mechanism with mechanical closing, without Spring charging motor, Ready-to-close signal. switch, Auxiliary switches 2NO+2NC, without Closing coil (CC), manual operating mechanism with mechanical closing, without Remote trip alarm reset coil (RR), without 2nd shunt trip, without 1st Shunt trip | 68600 | 1 | Z\ | 1
3WA1106-3AA32-0AA0 |  | Non-automatic circuit breaker withdrawable version, with guide frame, IEC 60947-2, frame size 1, 3-poles, In=630A up to 690V AC 50/60Hz, breaking capacity S Icc=66/50kA at 500/690V, without electr. trip unit ETU, rear connection horizontal, guide frame with shutter and w/o position signalling switch, without Com & metering function Manual operating mechanism with mechanical closing, without Spring charging motor, Ready-to-close signal. switch, Auxiliary switches 2NO+2NC, without Closing coil (CC), manual operating mechanism with mechanical closing, without Remote trip alarm reset coil (RR), without 2nd shunt trip, without 1st Shunt trip | 66800 | 1 | Z\ | 1
3WA1106-3AA33-0AA0 |  | Non-automatic circuit breaker withdrawable version, with guide frame, IEC 60947-2, frame size 1, 3-poles, In=630A up to 690V AC 50/60Hz, breaking capacity S Icc=66/50kA at 500/690V, without electr. trip unit ETU, front connection double hole, guide frame with shutter and w/o position signalling switch, without Com & metering function Manual operating mechanism with mechanical closing, without Spring charging motor, Ready-to-close signal. switch, Auxiliary switches 2NO+2NC, without Closing coil (CC), manual operating mechanism with mechanical closing, without Remote trip alarm reset coil (RR), without 2nd shunt trip, without 1st Shunt trip | 72300 | 1 | Z\ | 1
3WA1106-3AA34-0AA0 |  | Non-automatic circuit breaker withdrawable version, with guide frame, IEC 60947-2, frame size 1, 3-poles, In=630A up to 690V AC 50/60Hz, breaking capacity S Icc=66/50kA at 500/690V, without electr. trip unit ETU, rear connection flange, guide frame with shutter and w/o position signalling switch, without Com & metering function Manual operating mechanism with mechanical closing, without Spring charging motor, Ready-to-close signal. switch, Auxiliary switches 2NO+2NC, without Closing coil (CC), manual operating mechanism with mechanical closing, without Remote trip alarm reset coil (RR), without 2nd shunt trip, without 1st Shunt trip | 66800 | 1 | Z\ | 1
3WA1106-3AA41-0AA0 |  | Non-automatic circuit breaker withdrawable version, with guide frame, IEC 60947-2, frame size 1, 4-poles, N-pole left, In=630A up to 690V AC 50/60Hz, breaking capacity S Icc=66/50kA at 500/690V, without electr. trip unit ETU, rear connection vertical, guide frame with shutter and w/o position signalling switch, without Com & metering function Manual operating mechanism with mechanical closing, without Spring charging motor, Ready-to-close signal. switch, Auxiliary switches 2NO+2NC, without Closing coil (CC), manual operating mechanism with mechanical closing, without Remote trip alarm reset coil (RR), without 2nd shunt trip, without 1st Shunt trip | 90600 | 1 | Z\ | 1
3WA1106-3AA42-0AA0 |  | Non-automatic circuit breaker withdrawable version, with guide frame, IEC 60947-2, frame size 1, 4-poles, N-pole left, In=630A up to 690V AC 50/60Hz, breaking capacity S Icc=66/50kA at 500/690V, without electr. trip unit ETU, rear connection horizontal, guide frame with shutter and w/o position signalling switch, without Com & metering function Manual operating mechanism with mechanical closing, without Spring charging motor, Ready-to-close signal. switch, Auxiliary switches 2NO+2NC, without Closing coil (CC), manual operating mechanism with mechanical closing, without Remote trip alarm reset coil (RR), without 2nd shunt trip, without 1st Shunt trip | 88200 | 1 | Z\ | 1
3WA1106-3AA43-0AA0 |  | Non-automatic circuit breaker withdrawable version, with guide frame, IEC 60947-2, frame size 1, 4-poles, N-pole left, In=630A up to 690V AC 50/60Hz, breaking capacity S Icc=66/50kA at 500/690V, without electr. trip unit ETU, front connection double hole, guide frame with shutter and w/o position signalling switch, without Com & metering function Manual operating mechanism with mechanical closing, without Spring charging motor, Ready-to-close signal. switch, Auxiliary switches 2NO+2NC, without Closing coil (CC), manual operating mechanism with mechanical closing, without Remote trip alarm reset coil (RR), without 2nd shunt trip, without 1st Shunt trip | 95400 | 1 | Z\ | 1
3WA1106-3AA44-0AA0 |  | Non-automatic circuit breaker withdrawable version, with guide frame, IEC 60947-2, frame size 1, 4-poles, N-pole left, In=630A up to 690V AC 50/60Hz, breaking capacity S Icc=66/50kA at 500/690V, without electr. trip unit ETU, rear connection flange, guide frame with shutter and w/o position signalling switch, without Com & metering function Manual operating mechanism with mechanical closing, without Spring charging motor, Ready-to-close signal. switch, Auxiliary switches 2NO+2NC, without Closing coil (CC), manual operating mechanism with mechanical closing, without Remote trip alarm reset coil (RR), without 2nd shunt trip, without 1st Shunt trip | 88200 | 1 | Z\ | 1
3WA1106-3AB01-0AA0 |  | Fixed-mounted circuit breaker IEC 60947-2, frame size 1, 3-poles, In=630A up to 690V AC 50/60Hz, breaking capacity S Icu=66/50kA at 500/690V, Trip unit ETU300 LSI optimized for standard applica- tions, without display Protection LT, ST, INST, N-protection required an external N-sensor, incl. trip alarm switch (1xCO), rear connection vertical, without Com & metering function Manual operating mechanism with mechanical closing, without Spring charging motor, Ready-to-close signal. switch, Auxiliary switches 2NO+2NC, without Closing coil (CC), manual operating mechanism with mechanical closing, without Remote trip alarm reset coil (RR), without 2nd shunt trip, without 1st Shunt trip | 52300 | 1 | Z\ | 1
3WA1106-3AB02-0AA0 |  | Fixed-mounted circuit breaker IEC 60947-2, frame size 1, 3-poles, In=630A up to 690V AC 50/60Hz, breaking capacity S Icu=66/50kA at 500/690V, Trip unit ETU300 LSI optimized for standard applica- tions, without display Protection LT, ST, INST, N-protection required an external N-sensor, incl. trip alarm switch (1xCO), rear connection horizontal, without Com & metering function Manual operating mechanism with mechanical closing, without Spring charging motor, Ready-to-close signal. switch, Auxiliary switches 2NO+2NC, without Closing coil (CC), manual operating mechanism with mechanical closing, without Remote trip alarm reset coil (RR), without 2nd shunt trip, without 1st Shunt trip | 50600 | 1 | Z\ | 1
3WA1106-3AB03-0AA0 |  | Fixed-mounted circuit breaker IEC 60947-2, frame size 1, 3-poles, In=630A up to 690V AC 50/60Hz, breaking capacity S Icu=66/50kA at 500/690V, Trip unit ETU300 LSI optimized for standard applica- tions, without display Protection LT, ST, INST, N-protection required an external N-sensor, incl. trip alarm switch (1xCO), front connection double hole, without Com & metering function Manual operating mechanism with mechanical closing, without Spring charging motor, Ready-to-close signal. switch, Auxiliary switches 2NO+2NC, without Closing coil (CC), manual operating mechanism with mechanical closing, without Remote trip alarm reset coil (RR), without 2nd shunt trip, without 1st Shunt trip | 55600 | 1 | Z\ | 1
3WA1106-3AB11-0AA0 |  | Fixed-mounted circuit breaker IEC 60947-2, frame size 1, 4-poles, N-pole left, In=630A up to 690V AC 50/60Hz, breaking capacity S Icu=66/50kA at 500/690V, Trip unit ETU300 LSI optimized for standard applica- tions, without display Protection LT, ST, INST, include N-protection, (internal N-sensor available), incl. trip alarm switch (1xCO), rear connection vertical, without Com & metering function Manual operating mechanism with mechanical closing, without Spring charging motor, Ready-to-close signal. switch, Auxiliary switches 2NO+2NC, without Closing coil (CC), manual operating mechanism with mechanical closing, without Remote trip alarm reset coil (RR), without 2nd shunt trip, without 1st Shunt trip | 70600 | 1 | Z\ | 1
3WA1106-3AB12-0AA0 |  | Fixed-mounted circuit breaker IEC 60947-2, frame size 1, 4-poles, N-pole left, In=630A up to 690V AC 50/60Hz, breaking capacity S Icu=66/50kA at 500/690V, Trip unit ETU300 LSI optimized for standard applica- tions, without display Protection LT, ST, INST, include N-protection, (internal N-sensor available), incl. trip alarm switch (1xCO), rear connection horizontal, without Com & metering function Manual operating mechanism with mechanical closing, without Spring charging motor, Ready-to-close signal. switch, Auxiliary switches 2NO+2NC, without Closing coil (CC), manual operating mechanism with mechanical closing, without Remote trip alarm reset coil (RR), without 2nd shunt trip, without 1st Shunt trip | 68400 | 1 | Z\ | 1
3WA1106-3AB13-0AA0 |  | Fixed-mounted circuit breaker IEC 60947-2, frame size 1, 4-poles, N-pole left, In=630A up to 690V AC 50/60Hz, breaking capacity S Icu=66/50kA at 500/690V, Trip unit ETU300 LSI optimized for standard applica- tions, without display Protection LT, ST, INST, include N-protection, (internal N-sensor available), incl. trip alarm switch (1xCO), front connection double hole, without Com & metering function Manual operating mechanism with mechanical closing, without Spring charging motor, Ready-to-close signal. switch, Auxiliary switches 2NO+2NC, without Closing coil (CC), manual operating mechanism with mechanical closing, without Remote trip alarm reset coil (RR), without 2nd shunt trip, without 1st Shunt trip | 75100 | 1 | Z\ | 1
3WA1106-3AB21-0AA0 |  | fixed-mounted circuit breaker, IEC 60947-2, size 1, 4-pole, N pole on right, In=630 A up to 690 V AC 50/60 Hz, breaking capacity S Icu=66/50 kA at 500/690 V, tripping unit ETU300 LSI optimized for standard applications, without display, basic protection LT, ST, INST, including protection of the N conductor (internal neutral point sensor available) trip alarm switch (1 x CO), connection at rear vertical, without Com & metering function Manual operating mechanism with mechanical closing, without Spring charging motor, Ready-to-close signal. switch, Auxiliary switches 2NO+2NC, without Closing coil (CC), manual operating mechanism with mechanical closing, without Remote trip alarm reset coil (RR), without 2nd shunt trip, without 1st Shunt trip | 70600 | 1 | Z\ | 1
3WA1106-3AB22-0AA0 |  | fixed-mounted circuit breaker, IEC 60947-2, size 1, 4-pole, N pole on right, In=630 A up to 690 V AC 50/60 Hz, breaking capacity S Icu=66/50 kA at 500/690 V, tripping unit ETU300 LSI optimized for standard applications, without display, basic protection LT, ST, INST, including protection of the N conductor (internal neutral point sensor available) trip alarm switch (1 x CO), connection at rear horizontal without Com & metering function Manual operating mechanism with mechanical closing, without Spring charging motor, Ready-to-close signal. switch, Auxiliary switches 2NO+2NC, without Closing coil (CC), manual operating mechanism with mechanical closing, without Remote trip alarm reset coil (RR), without 2nd shunt trip, without 1st Shunt trip | 68400 | 1 | Z\ | 1
3WA1106-3AB23-0AA0 |  | fixed-mounted circuit breaker, IEC 60947-2, size 1, 4-pole, N pole on right, In=630 A up to 690 V AC 50/60 Hz, breaking capacity S Icu=66/50 kA at 500/690 V, tripping unit ETU300 LSI optimized for standard applications, without display, basic protection LT, ST, INST, including protection of the N conductor (internal neutral point sensor available) trip alarm switch (1 x CO), front connection double hole, without Com & metering function Manual operating mechanism with mechanical closing, without Spring charging motor, Ready-to-close signal. switch, Auxiliary switches 2NO+2NC, without Closing coil (CC), manual operating mechanism with mechanical closing, without Remote trip alarm reset coil (RR), without 2nd shunt trip, without 1st Shunt trip | 75100 | 1 | Z\ | 1
3WA1106-3AB31-0AA0 |  | Withdrawable circuit breaker with guide frame, IEC 60947-2, frame size 1, 3-poles, In=630A up to 690V AC 50/60Hz, breaking capacity S Icu=66/50kA at 500/690V, Trip unit ETU300 LSI optimized for standard applica- tions, without display Protection LT, ST, INST, N-protection required an external N-sensor, incl. trip alarm switch (1xCO), rear connection vertical, guide frame with shutter and w/o position signalling switch, without Com & metering function Manual operating mechanism with mechanical closing, without Spring charging motor, Ready-to-close signal. switch, Auxiliary switches 2NO+2NC, without Closing coil (CC), manual operating mechanism with mechanical closing, without Remote trip alarm reset coil (RR), without 2nd shunt trip, without 1st Shunt trip | 72700 | 1 | Z\ | 1
3WA1106-3AB31-0AA0 |  | Withdrawable circuit breaker with guide frame, IEC 60947-2, frame size 1, 3-poles, In=630A up to 690V AC 50/60Hz, breaking capacity S Icu=66/50kA at 500/690V, Trip unit ETU300 LSI optimized for standard applica- tions, without display Protection LT, ST, INST, N-protection required an external N-sensor, incl. trip alarm switch (1xCO), rear connection vertical, guide frame with shutter and w/o position signalling switch, without Com & metering function Manual operating mechanism with mechanical closing, without Spring charging motor, Ready-to-close signal. switch, Auxiliary switches 2NO+2NC, without Closing coil (CC), manual operating mechanism with mechanical closing, without Remote trip alarm reset coil (RR), without 2nd shunt trip, without 1st Shunt trip | 72700 | 1 | Z\ | 1
3WA1106-3AB32-0AA0 |  | Withdrawable circuit breaker with guide frame, IEC 60947-2, frame size 1, 3-poles, In=630A up to 690V AC 50/60Hz, breaking capacity S Icu=66/50kA at 500/690V, Trip unit ETU300 LSI optimized for standard applica- tions, without display Protection LT, ST, INST, N-protection required an external N-sensor, incl. trip alarm switch (1xCO), rear connection horizontal, guide frame with shutter and w/o position signalling switch, without Com & metering function Manual operating mechanism with mechanical closing, without Spring charging motor, Ready-to-close signal. switch, Auxiliary switches 2NO+2NC, without Closing coil (CC), manual operating mechanism with mechanical closing, without Remote trip alarm reset coil (RR), without 2nd shunt trip, without 1st Shunt trip | 70900 | 1 | Z\ | 1
3WA1106-3AB33-0AA0 |  | Withdrawable circuit breaker with guide frame, IEC 60947-2, frame size 1, 3-poles, In=630A up to 690V AC 50/60Hz, breaking capacity S Icu=66/50kA at 500/690V, Trip unit ETU300 LSI optimized for standard applica- tions, without display Protection LT, ST, INST, N-protection required an external N-sensor, incl. trip alarm switch (1xCO), front connection double hole, guide frame with shutter and w/o position signalling switch, without Com & metering function Manual operating mechanism with mechanical closing, without Spring charging motor, Ready-to-close signal. switch, Auxiliary switches 2NO+2NC, without Closing coil (CC), manual operating mechanism with mechanical closing, without Remote trip alarm reset coil (RR), without 2nd shunt trip, without 1st Shunt trip | 76300 | 1 | Z\ | 1
3WA1106-3AB34-0AA0 |  | Withdrawable circuit breaker with guide frame, IEC 60947-2, frame size 1, 3-poles, In=630A up to 690V AC 50/60Hz, breaking capacity S Icu=66/50kA at 500/690V, Trip unit ETU300 LSI optimized for standard applica- tions, without display Protection LT, ST, INST, N-protection required an external N-sensor, incl. trip alarm switch (1xCO), rear connection flange, guide frame with shutter and w/o position signalling switch, without Com & metering function Manual operating mechanism with mechanical closing, without Spring charging motor, Ready-to-close signal. switch, Auxiliary switches 2NO+2NC, without Closing coil (CC), manual operating mechanism with mechanical closing, without Remote trip alarm reset coil (RR), without 2nd shunt trip, without 1st Shunt trip | 70900 | 1 | Z\ | 1
3WA1106-3AB34-0AA0-Z | S07T40 | Withdrawable circuit breaker with guide frame, IEC 60947-2, frame size 1, 3-poles, In=630A up to 690V AC 50/60Hz, breaking capacity S Icu=66/50kA at 500/690V, Trip unit ETU300 LSI optimized for standard applica- tions, without display Protection LT, ST, INST, N-protection required an external N-sensor, incl. trip alarm switch (1xCO), rear connection flange, guide frame with shutter and w/o position signalling switch, without Com & metering function Manual operating mechanism with mechanical closing, without Spring charging motor, Ready-to-close signal. switch, Auxiliary switches 2NO+2NC, without Closing coil (CC), manual operating mechanism with mechanical closing, without Remote trip alarm reset coil (RR), without 2nd shunt trip, without 1st Shunt trip Option S07 = Locking provision against unauthorized closing Secured Open; for padlock device Padlocks are not included. Option T40 = Door sealing frame IP41 | 74800 | 1 | Z\ | 1
3WA1106-3AB41-0AA0 |  | Withdrawable circuit breaker with guide frame, IEC 60947-2, frame size 1, 4-poles, N-pole left, In=630A up to 690V AC 50/60Hz, breaking capacity S Icu=66/50kA at 500/690V, Trip unit ETU300 LSI optimized for standard applica- tions, without display Protection LT, ST, INST, include N-protection, (internal N-sensor available), incl. trip alarm switch (1xCO), rear connection vertical, guide frame with shutter and w/o position signalling switch, without Com & metering function Manual operating mechanism with mechanical closing, without Spring charging motor, Ready-to-close signal. switch, Auxiliary switches 2NO+2NC, without Closing coil (CC), manual operating mechanism with mechanical closing, without Remote trip alarm reset coil (RR), without 2nd shunt trip, without 1st Shunt trip | 97600 | 1 | Z\ | 1
3WA1106-3AB42-0AA0 |  | Withdrawable circuit breaker with guide frame, IEC 60947-2, frame size 1, 4-poles, N-pole left, In=630A up to 690V AC 50/60Hz, breaking capacity S Icu=66/50kA at 500/690V, Trip unit ETU300 LSI optimized for standard applica- tions, without display Protection LT, ST, INST, include N-protection, (internal N-sensor available), incl. trip alarm switch (1xCO), rear connection horizontal, guide frame with shutter and w/o position signalling switch, without Com & metering function Manual operating mechanism with mechanical closing, without Spring charging motor, Ready-to-close signal. switch, Auxiliary switches 2NO+2NC, without Closing coil (CC), manual operating mechanism with mechanical closing, without Remote trip alarm reset coil (RR), without 2nd shunt trip, without 1st Shunt trip | 95200 | 1 | Z\ | 1
3WA1106-3AB43-0AA0 |  | Withdrawable circuit breaker with guide frame, IEC 60947-2, frame size 1, 4-poles, N-pole left, In=630A up to 690V AC 50/60Hz, breaking capacity S Icu=66/50kA at 500/690V, Trip unit ETU300 LSI optimized for standard applica- tions, without display Protection LT, ST, INST, include N-protection, (internal N-sensor available), incl. trip alarm switch (1xCO), front connection double hole, guide frame with shutter and w/o position signalling switch, without Com & metering function Manual operating mechanism with mechanical closing, without Spring charging motor, Ready-to-close signal. switch, Auxiliary switches 2NO+2NC, without Closing coil (CC), manual operating mechanism with mechanical closing, without Remote trip alarm reset coil (RR), without 2nd shunt trip, without 1st Shunt trip | 102000 | 1 | Z\ | 1
3WA1106-3AB44-0AA0 |  | Withdrawable circuit breaker with guide frame, IEC 60947-2, frame size 1, 4-poles, N-pole left, In=630A up to 690V AC 50/60Hz, breaking capacity S Icu=66/50kA at 500/690V, Trip unit ETU300 LSI optimized for standard applica- tions, without display Protection LT, ST, INST, include N-protection, (internal N-sensor available), incl. trip alarm switch (1xCO), rear connection flange, guide frame with shutter and w/o position signalling switch, without Com & metering function Manual operating mechanism with mechanical closing, without Spring charging motor, Ready-to-close signal. switch, Auxiliary switches 2NO+2NC, without Closing coil (CC), manual operating mechanism with mechanical closing, without Remote trip alarm reset coil (RR), without 2nd shunt trip, without 1st Shunt trip | 95200 | 1 | Z\ | 1
3WA1106-3AC01-0AA0 |  | Fixed-mounted circuit breaker IEC 60947-2, frame size 1, 3-poles, In=630A up to 690V AC 50/60Hz, breaking capacity S Icu=66/50kA at 500/690V, Trip unit ETU300 LSIG optimized for standard applica- tions, without display Protection LT, ST, INST, GF, N-protection required an external N-sensor, incl. trip alarm switch (1xCO), rear connection vertical, without Com & metering function Manual operating mechanism with mechanical closing, without Spring charging motor, Ready-to-close signal. switch, Auxiliary switches 2NO+2NC, without Closing coil (CC), manual operating mechanism with mechanical closing, without Remote trip alarm reset coil (RR), without 2nd shunt trip, without 1st Shunt trip | 58400 | 1 | Z\ | 1
3WA1106-3AC02-0AA0 |  | Fixed-mounted circuit breaker IEC 60947-2, frame size 1, 3-poles, In=630A up to 690V AC 50/60Hz, breaking capacity S Icu=66/50kA at 500/690V, Trip unit ETU300 LSIG optimized for standard applica- tions, without display Protection LT, ST, INST, GF, N-protection required an external N-sensor, incl. trip alarm switch (1xCO), rear connection horizontal, without Com & metering function Manual operating mechanism with mechanical closing, without Spring charging motor, Ready-to-close signal. switch, Auxiliary switches 2NO+2NC, without Closing coil (CC), manual operating mechanism with mechanical closing, without Remote trip alarm reset coil (RR), without 2nd shunt trip, without 1st Shunt trip | 56800 | 1 | Z\ | 1
3WA1106-3AC03-0AA0 |  | Fixed-mounted circuit breaker IEC 60947-2, frame size 1, 3-poles, In=630A up to 690V AC 50/60Hz, breaking capacity S Icu=66/50kA at 500/690V, Trip unit ETU300 LSIG optimized for standard applica- tions, without display Protection LT, ST, INST, GF, N-protection required an external N-sensor, incl. trip alarm switch (1xCO), front connection double hole, without Com & metering function Manual operating mechanism with mechanical closing, without Spring charging motor, Ready-to-close signal. switch, Auxiliary switches 2NO+2NC, without Closing coil (CC), manual operating mechanism with mechanical closing, without Remote trip alarm reset coil (RR), without 2nd shunt trip, without 1st Shunt trip | 61800 | 1 | Z\ | 1
3WA1106-3AC11-0AA0 |  | Fixed-mounted circuit breaker IEC 60947-2, frame size 1, 4-poles, N-pole left, In=630A up to 690V AC 50/60Hz, breaking capacity S Icu=66/50kA at 500/690V, Trip unit ETU300 LSIG optimized for standard applica- tions, without display Protection LT, ST, INST, GF, include N-protection, (internal N-sensor available), incl. trip alarm switch (1xCO), rear connection vertical, without Com & metering function Manual operating mechanism with mechanical closing, without Spring charging motor, Ready-to-close signal. switch, Auxiliary switches 2NO+2NC, without Closing coil (CC), manual operating mechanism with mechanical closing, without Remote trip alarm reset coil (RR), without 2nd shunt trip, without 1st Shunt trip | 76800 | 1 | Z\ | 1
3WA1106-3AC12-0AA0 |  | Fixed-mounted circuit breaker IEC 60947-2, frame size 1, 4-poles, N-pole left, In=630A up to 690V AC 50/60Hz, breaking capacity S Icu=66/50kA at 500/690V, Trip unit ETU300 LSIG optimized for standard applica- tions, without display Protection LT, ST, INST, GF, include N-protection, (internal N-sensor available), incl. trip alarm switch (1xCO), rear connection horizontal, without Com & metering function Manual operating mechanism with mechanical closing, without Spring charging motor, Ready-to-close signal. switch, Auxiliary switches 2NO+2NC, without Closing coil (CC), manual operating mechanism with mechanical closing, without Remote trip alarm reset coil (RR), without 2nd shunt trip, without 1st Shunt trip | 74600 | 1 | Z\ | 1
3WA1106-3AC13-0AA0 |  | Fixed-mounted circuit breaker IEC 60947-2, frame size 1, 4-poles, N-pole left, In=630A up to 690V AC 50/60Hz, breaking capacity S Icu=66/50kA at 500/690V, Trip unit ETU300 LSIG optimized for standard applica- tions, without display Protection LT, ST, INST, GF, include N-protection, (internal N-sensor available), incl. trip alarm switch (1xCO), front connection double hole, without Com & metering function Manual operating mechanism with mechanical closing, without Spring charging motor, Ready-to-close signal. switch, Auxiliary switches 2NO+2NC, without Closing coil (CC), manual operating mechanism with mechanical closing, without Remote trip alarm reset coil (RR), without 2nd shunt trip, without 1st Shunt trip | 81200 | 1 | Z\ | 1
3WA1106-3AC21-0AA0 |  | fixed-mounted circuit breaker, IEC 60947-2, size 1, 4-pole, N pole on right, In=630 A up to 690 V AC 50/60 Hz, breaking capacity S Icu=66/50 kA at 500/690 V, tripping unit ETU300 LSI G optimized for standard applications, without display, basic protection LT, ST, INST, GF, including protection of the N conductor (internal neutral point sensor available), trip alarm switch (1 x CO), connection at rear vertical, without Com & metering function Manual operating mechanism with mechanical closing, without Spring charging motor, Ready-to-close signal. switch, Auxiliary switches 2NO+2NC, without Closing coil (CC), manual operating mechanism with mechanical closing, without Remote trip alarm reset coil (RR), without 2nd shunt trip, without 1st Shunt trip | 76800 | 1 | Z\ | 1
3WA1106-3AC22-0AA0 |  | fixed-mounted circuit breaker, IEC 60947-2, size 1, 4-pole, N pole on right, In=630 A up to 690 V AC 50/60 Hz, breaking capacity S Icu=66/50 kA at 500/690 V, tripping unit ETU300 LSI G optimized for standard applications, without display, basic protection LT, ST, INST, GF, including protection of the N conductor (internal neutral point sensor available), trip alarm switch (1 x CO), connection at rear horizontal without Com & metering function Manual operating mechanism with mechanical closing, without Spring charging motor, Ready-to-close signal. switch, Auxiliary switches 2NO+2NC, without Closing coil (CC), manual operating mechanism with mechanical closing, without Remote trip alarm reset coil (RR), without 2nd shunt trip, without 1st Shunt trip | 74600 | 1 | Z\ | 1
3WA1106-3AC23-0AA0 |  | fixed-mounted circuit breaker, IEC 60947-2, size 1, 4-pole, N pole on right, In=630 A up to 690 V AC 50/60 Hz, breaking capacity S Icu=66/50 kA at 500/690 V, tripping unit ETU300 LSI G optimized for standard applications, without display, basic protection LT, ST, INST, GF, including protection of the N conductor (internal neutral point sensor available), trip alarm switch (1 x CO), front connection double hole, without Com & metering function Manual operating mechanism with mechanical closing, without Spring charging motor, Ready-to-close signal. switch, Auxiliary switches 2NO+2NC, without Closing coil (CC), manual operating mechanism with mechanical closing, without Remote trip alarm reset coil (RR), without 2nd shunt trip, without 1st Shunt trip | 81200 | 1 | Z\ | 1
3WA1106-3AC31-0AA0 |  | Withdrawable circuit breaker with guide frame, IEC 60947-2, frame size 1, 3-poles, In=630A up to 690V AC 50/60Hz, breaking capacity S Icu=66/50kA at 500/690V, Trip unit ETU300 LSIG optimized for standard applica- tions, without display Protection LT, ST, INST, GF, N-protection required an external N-sensor, incl. trip alarm switch (1xCO), rear connection vertical, guide frame with shutter and w/o position signalling switch, without Com & metering function Manual operating mechanism with mechanical closing, without Spring charging motor, Ready-to-close signal. switch, Auxiliary switches 2NO+2NC, without Closing coil (CC), manual operating mechanism with mechanical closing, without Remote trip alarm reset coil (RR), without 2nd shunt trip, without 1st Shunt trip | 78800 | 1 | Z\ | 1
3WA1106-3AC32-0AA0 |  | Withdrawable circuit breaker with guide frame, IEC 60947-2, frame size 1, 3-poles, In=630A up to 690V AC 50/60Hz, breaking capacity S Icu=66/50kA at 500/690V, Trip unit ETU300 LSIG optimized for standard applica- tions, without display Protection LT, ST, INST, GF, N-protection required an external N-sensor, incl. trip alarm switch (1xCO), rear connection horizontal, guide frame with shutter and w/o position signalling switch, without Com & metering function Manual operating mechanism with mechanical closing, without Spring charging motor, Ready-to-close signal. switch, Auxiliary switches 2NO+2NC, without Closing coil (CC), manual operating mechanism with mechanical closing, without Remote trip alarm reset coil (RR), without 2nd shunt trip, without 1st Shunt trip | 77000 | 1 | Z\ | 1
3WA1106-3AC33-0AA0 |  | Withdrawable circuit breaker with guide frame, IEC 60947-2, frame size 1, 3-poles, In=630A up to 690V AC 50/60Hz, breaking capacity S Icu=66/50kA at 500/690V, Trip unit ETU300 LSIG optimized for standard applica- tions, without display Protection LT, ST, INST, GF, N-protection required an external N-sensor, incl. trip alarm switch (1xCO), front connection double hole, guide frame with shutter and w/o position signalling switch, without Com & metering function Manual operating mechanism with mechanical closing, without Spring charging motor, Ready-to-close signal. switch, Auxiliary switches 2NO+2NC, without Closing coil (CC), manual operating mechanism with mechanical closing, without Remote trip alarm reset coil (RR), without 2nd shunt trip, without 1st Shunt trip | 82400 | 1 | Z\ | 1
3WA1106-3AC34-0AA0 |  | Withdrawable circuit breaker with guide frame, IEC 60947-2, frame size 1, 3-poles, In=630A up to 690V AC 50/60Hz, breaking capacity S Icu=66/50kA at 500/690V, Trip unit ETU300 LSIG optimized for standard applica- tions, without display Protection LT, ST, INST, GF, N-protection required an external N-sensor, incl. trip alarm switch (1xCO), rear connection flange, guide frame with shutter and w/o position signalling switch, without Com & metering function Manual operating mechanism with mechanical closing, without Spring charging motor, Ready-to-close signal. switch, Auxiliary switches 2NO+2NC, without Closing coil (CC), manual operating mechanism with mechanical closing, without Remote trip alarm reset coil (RR), without 2nd shunt trip, without 1st Shunt trip | 77000 | 1 | Z\ | 1
3WA1106-3AC41-0AA0 |  | Withdrawable circuit breaker with guide frame, IEC 60947-2, frame size 1, 4-poles, N-pole left, In=630A up to 690V AC 50/60Hz, breaking capacity S Icu=66/50kA at 500/690V, Trip unit ETU300 LSIG optimized for standard applica- tions, without display Protection LT, ST, INST, GF, include N-protection, (internal N-sensor available), incl. trip alarm switch (1xCO), rear connection vertical, guide frame with shutter and w/o position signalling switch, without Com & metering function Manual operating mechanism with mechanical closing, without Spring charging motor, Ready-to-close signal. switch, Auxiliary switches 2NO+2NC, without Closing coil (CC), manual operating mechanism with mechanical closing, without Remote trip alarm reset coil (RR), without 2nd shunt trip, without 1st Shunt trip | 104000 | 1 | Z\ | 1
3WA1106-3AC42-0AA0 |  | Withdrawable circuit breaker with guide frame, IEC 60947-2, frame size 1, 4-poles, N-pole left, In=630A up to 690V AC 50/60Hz, breaking capacity S Icu=66/50kA at 500/690V, Trip unit ETU300 LSIG optimized for standard applica- tions, without display Protection LT, ST, INST, GF, include N-protection, (internal N-sensor available), incl. trip alarm switch (1xCO), rear connection horizontal, guide frame with shutter and w/o position signalling switch, without Com & metering function Manual operating mechanism with mechanical closing, without Spring charging motor, Ready-to-close signal. switch, Auxiliary switches 2NO+2NC, without Closing coil (CC), manual operating mechanism with mechanical closing, without Remote trip alarm reset coil (RR), without 2nd shunt trip, without 1st Shunt trip | 101000 | 1 | Z\ | 1
3WA1106-3AC43-0AA0 |  | Withdrawable circuit breaker with guide frame, IEC 60947-2, frame size 1, 4-poles, N-pole left, In=630A up to 690V AC 50/60Hz, breaking capacity S Icu=66/50kA at 500/690V, Trip unit ETU300 LSIG optimized for standard applica- tions, without display Protection LT, ST, INST, GF, include N-protection, (internal N-sensor available), incl. trip alarm switch (1xCO), front connection double hole, guide frame with shutter and w/o position signalling switch, without Com & metering function Manual operating mechanism with mechanical closing, without Spring charging motor, Ready-to-close signal. switch, Auxiliary switches 2NO+2NC, without Closing coil (CC), manual operating mechanism with mechanical closing, without Remote trip alarm reset coil (RR), without 2nd shunt trip, without 1st Shunt trip | 109000 | 1 | Z\ | 1
3WA1106-3AC44-0AA0 |  | Withdrawable circuit breaker with guide frame, IEC 60947-2, frame size 1, 4-poles, N-pole left, In=630A up to 690V AC 50/60Hz, breaking capacity S Icu=66/50kA at 500/690V, Trip unit ETU300 LSIG optimized for standard applica- tions, without display Protection LT, ST, INST, GF, include N-protection, (internal N-sensor available), incl. trip alarm switch (1xCO), rear connection flange, guide frame with shutter and w/o position signalling switch, without Com & metering function Manual operating mechanism with mechanical closing, without Spring charging motor, Ready-to-close signal. switch, Auxiliary switches 2NO+2NC, without Closing coil (CC), manual operating mechanism with mechanical closing, without Remote trip alarm reset coil (RR), without 2nd shunt trip, without 1st Shunt trip | 101000 | 1 | Z\ | 1
3WA1106-3AE01-0AA0 |  | Fixed-mounted circuit breaker IEC 60947-2, frame size 1, 3-poles, In=630A up to 690V AC 50/60Hz, breaking capacity S Icu=66/50kA at 500/690V, Trip unit ETU600 LSI upgrade ready , colordisplay, bluetooth and USB interface, Protection LT, ST, INST, N-protection required an external N-sensor, incl. trip alarm switch (1xCO), rear connection vertical, without Com & metering function Manual operating mechanism with mechanical closing, without Spring charging motor, Ready-to-close signal. switch, Auxiliary switches 2NO+2NC, without Closing coil (CC), manual operating mechanism with mechanical closing, without Remote trip alarm reset coil (RR), without 2nd shunt trip, without 1st Shunt trip | 57400 | 1 | Z\ | 1
3WA1106-3AE02-0AA0 |  | Fixed-mounted circuit breaker IEC 60947-2, frame size 1, 3-poles, In=630A up to 690V AC 50/60Hz, breaking capacity S Icu=66/50kA at 500/690V, Trip unit ETU600 LSI upgrade ready , colordisplay, bluetooth and USB interface, Protection LT, ST, INST, N-protection required an external N-sensor, incl. trip alarm switch (1xCO), rear connection horizontal, without Com & metering function Manual operating mechanism with mechanical closing, without Spring charging motor, Ready-to-close signal. switch, Auxiliary switches 2NO+2NC, without Closing coil (CC), manual operating mechanism with mechanical closing, without Remote trip alarm reset coil (RR), without 2nd shunt trip, without 1st Shunt trip | 55700 | 1 | Z\ | 1
3WA1106-3AE03-0AA0 |  | Fixed-mounted circuit breaker IEC 60947-2, frame size 1, 3-poles, In=630A up to 690V AC 50/60Hz, breaking capacity S Icu=66/50kA at 500/690V, Trip unit ETU600 LSI upgrade ready , colordisplay, bluetooth and USB interface, Protection LT, ST, INST, N-protection required an external N-sensor, incl. trip alarm switch (1xCO), front connection double hole, without Com & metering function Manual operating mechanism with mechanical closing, without Spring charging motor, Ready-to-close signal. switch, Auxiliary switches 2NO+2NC, without Closing coil (CC), manual operating mechanism with mechanical closing, without Remote trip alarm reset coil (RR), without 2nd shunt trip, without 1st Shunt trip | 60700 | 1 | Z\ | 1
3WA1106-3AE11-0AA0 |  | Fixed-mounted circuit breaker IEC 60947-2, frame size 1, 4-poles, N-pole left, In=630A up to 690V AC 50/60Hz, breaking capacity S Icu=66/50kA at 500/690V, Trip unit ETU600 LSI upgrade ready , colordisplay, bluetooth and USB interface, Protection LT, ST, INST, include N-protection, (internal N-sensor available), incl. trip alarm switch (1xCO), rear connection vertical, without Com & metering function Manual operating mechanism with mechanical closing, without Spring charging motor, Ready-to-close signal. switch, Auxiliary switches 2NO+2NC, without Closing coil (CC), manual operating mechanism with mechanical closing, without Remote trip alarm reset coil (RR), without 2nd shunt trip, without 1st Shunt trip | 75700 | 1 | Z\ | 1
3WA1106-3AE12-0AA0 |  | Fixed-mounted circuit breaker IEC 60947-2, frame size 1, 4-poles, N-pole left, In=630A up to 690V AC 50/60Hz, breaking capacity S Icu=66/50kA at 500/690V, Trip unit ETU600 LSI upgrade ready , colordisplay, bluetooth and USB interface, Protection LT, ST, INST, include N-protection, (internal N-sensor available), incl. trip alarm switch (1xCO), rear connection horizontal, without Com & metering function Manual operating mechanism with mechanical closing, without Spring charging motor, Ready-to-close signal. switch, Auxiliary switches 2NO+2NC, without Closing coil (CC), manual operating mechanism with mechanical closing, without Remote trip alarm reset coil (RR), without 2nd shunt trip, without 1st Shunt trip | 73500 | 1 | Z\ | 1
3WA1106-3AE13-0AA0 |  | Fixed-mounted circuit breaker IEC 60947-2, frame size 1, 4-poles, N-pole left, In=630A up to 690V AC 50/60Hz, breaking capacity S Icu=66/50kA at 500/690V, Trip unit ETU600 LSI upgrade ready , colordisplay, bluetooth and USB interface, Protection LT, ST, INST, include N-protection, (internal N-sensor available), incl. trip alarm switch (1xCO), front connection double hole, without Com & metering function Manual operating mechanism with mechanical closing, without Spring charging motor, Ready-to-close signal. switch, Auxiliary switches 2NO+2NC, without Closing coil (CC), manual operating mechanism with mechanical closing, without Remote trip alarm reset coil (RR), without 2nd shunt trip, without 1st Shunt trip | 80200 | 1 | Z\ | 1
3WA1106-3AE21-0AA0 |  | fixed-mounted circuit breaker, IEC 60947-2, size 1, 4-pole, N pole on right, In=630 A up to 690 V AC 50/60 Hz, breaking capacity S Icu=66/50 kA at 500/690 V, tripping unit ETU600 LSI upgradeable, color display, Bluetooth, USB interface, basic protection LT, ST, INST, including protection of the N conductor (internal neutral point sensor available), trip alarm switch (1 x CO), connection at rear vertical, without Com & metering function Manual operating mechanism with mechanical closing, without Spring charging motor, Ready-to-close signal. switch, Auxiliary switches 2NO+2NC, without Closing coil (CC), manual operating mechanism with mechanical closing, without Remote trip alarm reset coil (RR), without 2nd shunt trip, without 1st Shunt trip | 75700 | 1 | Z\ | 1
3WA1106-3AE22-0AA0 |  | fixed-mounted circuit breaker, IEC 60947-2, size 1, 4-pole, N pole on right, In=630 A up to 690 V AC 50/60 Hz, breaking capacity S Icu=66/50 kA at 500/690 V, tripping unit ETU600 LSI upgradeable, color display, Bluetooth, USB interface, basic protection LT, ST, INST, including protection of the N conductor (internal neutral point sensor available), trip alarm switch (1 x CO), connection at rear horizontal without Com & metering function Manual operating mechanism with mechanical closing, without Spring charging motor, Ready-to-close signal. switch, Auxiliary switches 2NO+2NC, without Closing coil (CC), manual operating mechanism with mechanical closing, without Remote trip alarm reset coil (RR), without 2nd shunt trip, without 1st Shunt trip | 73500 | 1 | Z\ | 1
3WA1106-3AE22-0AA0 |  | fixed-mounted circuit breaker, IEC 60947-2, size 1, 4-pole, N pole on right, In=630 A up to 690 V AC 50/60 Hz, breaking capacity S Icu=66/50 kA at 500/690 V, tripping unit ETU600 LSI upgradeable, color display, Bluetooth, USB interface, basic protection LT, ST, INST, including protection of the N conductor (internal neutral point sensor available), trip alarm switch (1 x CO), front connection double hole, without Com & metering function Manual operating mechanism with mechanical closing, without Spring charging motor, Ready-to-close signal. switch, Auxiliary switches 2NO+2NC, without Closing coil (CC), manual operating mechanism with mechanical closing, without Remote trip alarm reset coil (RR), without 2nd shunt trip, without 1st Shunt trip | 73500 | 1 | Z\ | 1
3WA1106-3AE31-0AA0 |  | Withdrawable circuit breaker with guide frame, IEC 60947-2, frame size 1, 3-poles, In=630A up to 690V AC 50/60Hz, breaking capacity S Icu=66/50kA at 500/690V, Trip unit ETU600 LSI upgrade ready , colordisplay, bluetooth and USB interface, Protection LT, ST, INST, N-protection required an external N-sensor, incl. trip alarm switch (1xCO), rear connection vertical, guide frame with shutter and w/o position signalling switch, without Com & metering function Manual operating mechanism with mechanical closing, without Spring charging motor, Ready-to-close signal. switch, Auxiliary switches 2NO+2NC, without Closing coil (CC), manual operating mechanism with mechanical closing, without Remote trip alarm reset coil (RR), without 2nd shunt trip, without 1st Shunt trip | 77800 | 1 | Z\ | 1
3WA1106-3AE32-0AA0 |  | Withdrawable circuit breaker with guide frame, IEC 60947-2, frame size 1, 3-poles, In=630A up to 690V AC 50/60Hz, breaking capacity S Icu=66/50kA at 500/690V, Trip unit ETU600 LSI upgrade ready , colordisplay, bluetooth and USB interface, Protection LT, ST, INST, N-protection required an external N-sensor, incl. trip alarm switch (1xCO), rear connection horizontal, guide frame with shutter and w/o position signalling switch, without Com & metering function Manual operating mechanism with mechanical closing, without Spring charging motor, Ready-to-close signal. switch, Auxiliary switches 2NO+2NC, without Closing coil (CC), manual operating mechanism with mechanical closing, without Remote trip alarm reset coil (RR), without 2nd shunt trip, without 1st Shunt trip | 76000 | 1 | Z\ | 1
3WA1106-3AE33-0AA0 |  | Withdrawable circuit breaker with guide frame, IEC 60947-2, frame size 1, 3-poles, In=630A up to 690V AC 50/60Hz, breaking capacity S Icu=66/50kA at 500/690V, Trip unit ETU600 LSI upgrade ready , colordisplay, bluetooth and USB interface, Protection LT, ST, INST, N-protection required an external N-sensor, incl. trip alarm switch (1xCO), front connection double hole, guide frame with shutter and w/o position signalling switch, without Com & metering function Manual operating mechanism with mechanical closing, without Spring charging motor, Ready-to-close signal. switch, Auxiliary switches 2NO+2NC, without Closing coil (CC), manual operating mechanism with mechanical closing, without Remote trip alarm reset coil (RR), without 2nd shunt trip, without 1st Shunt trip | 81400 | 1 | Z\ | 1
3WA1106-3AE34-0AA0 |  | Withdrawable circuit breaker with guide frame, IEC 60947-2, frame size 1, 3-poles, In=630A up to 690V AC 50/60Hz, breaking capacity S Icu=66/50kA at 500/690V, Trip unit ETU600 LSI upgrade ready , colordisplay, bluetooth and USB interface, Protection LT, ST, INST, N-protection required an external N-sensor, incl. trip alarm switch (1xCO), rear connection flange, guide frame with shutter and w/o position signalling switch, without Com & metering function Manual operating mechanism with mechanical closing, without Spring charging motor, Ready-to-close signal. switch, Auxiliary switches 2NO+2NC, without Closing coil (CC), manual operating mechanism with mechanical closing, without Remote trip alarm reset coil (RR), without 2nd shunt trip, without 1st Shunt trip | 76000 | 1 | Z\ | 1
3WA1106-3AE34-7DU3-Z | C01D08S08T40 | Withdrawable circuit breaker with guide frame, IEC 60947-2, frame size 1, 3-poles, In=630A up to 690V AC 50/60Hz, breaking capacity S Icu=66/50kA at 500/690V, Trip unit ETU600 LSI upgrade ready , colordisplay, bluetooth and USB interface, Protection LT, ST, INST, N-protection required an external N-sensor, incl. trip alarm switch (1xCO), rear connection flange, guide frame with shutter and w/o position signalling switch, without Com & metering function with manual and motorized operating mechanism (M) 110-127 V AC / 110-125 V DC, Storage status and ready-to- close signaling switches, Auxiliary switches 4NO+4NC, Closing coil (CC) 100% OP 110-127 V AC / 110-125 V DC, applicable for continuous duty, without Remote trip alarm reset coil (RR), Undervoltage release (UVR-t) with time delay 0,2-3,2 s 110-127 V AC / 110-125 V DC, Shunt trip (ST) 100% OP 110-127 V AC / 110-125 V DC, suitable for continuous duty, Option C01 = Operations counter for circuit breaker Option D08 = Tinned version of the 3WA main connections at the guide frame. Only for horizontal or flange connection. Standard delivery time 15 working days. Option S08 = Locking provision against unauthorized closing Secured Open; for with Ronis lock Option T40 = Door sealing frame IP41 | 120610 | 1 | Z\ | 1
3WA1106-3AE41-0AA0 |  | Withdrawable circuit breaker with guide frame, IEC 60947-2, frame size 1, 4-poles, N-pole left, In=630A up to 690V AC 50/60Hz, breaking capacity S Icu=66/50kA at 500/690V, Trip unit ETU600 LSI upgrade ready , colordisplay, bluetooth and USB interface, Protection LT, ST, INST, include N-protection, (internal N-sensor available), incl. trip alarm switch (1xCO), rear connection vertical, guide frame with shutter and w/o position signalling switch, without Com & metering function Manual operating mechanism with mechanical closing, without Spring charging motor, Ready-to-close signal. switch, Auxiliary switches 2NO+2NC, without Closing coil (CC), manual operating mechanism with mechanical closing, without Remote trip alarm reset coil (RR), without 2nd shunt trip, without 1st Shunt trip | 103000 | 1 | Z\ | 1
3WA1106-3AE42-0AA0 |  | Withdrawable circuit breaker with guide frame, IEC 60947-2, frame size 1, 4-poles, N-pole left, In=630A up to 690V AC 50/60Hz, breaking capacity S Icu=66/50kA at 500/690V, Trip unit ETU600 LSI upgrade ready , colordisplay, bluetooth and USB interface, Protection LT, ST, INST, include N-protection, (internal N-sensor available), incl. trip alarm switch (1xCO), rear connection horizontal, guide frame with shutter and w/o position signalling switch, without Com & metering function Manual operating mechanism with mechanical closing, without Spring charging motor, Ready-to-close signal. switch, Auxiliary switches 2NO+2NC, without Closing coil (CC), manual operating mechanism with mechanical closing, without Remote trip alarm reset coil (RR), without 2nd shunt trip, without 1st Shunt trip | 100000 | 1 | Z\ | 1
3WA1106-3AE43-0AA0 |  | Withdrawable circuit breaker with guide frame, IEC 60947-2, frame size 1, 4-poles, N-pole left, In=630A up to 690V AC 50/60Hz, breaking capacity S Icu=66/50kA at 500/690V, Trip unit ETU600 LSI upgrade ready , colordisplay, bluetooth and USB interface, Protection LT, ST, INST, include N-protection, (internal N-sensor available), incl. trip alarm switch (1xCO), front connection double hole, guide frame with shutter and w/o position signalling switch, without Com & metering function Manual operating mechanism with mechanical closing, without Spring charging motor, Ready-to-close signal. switch, Auxiliary switches 2NO+2NC, without Closing coil (CC), manual operating mechanism with mechanical closing, without Remote trip alarm reset coil (RR), without 2nd shunt trip, without 1st Shunt trip | 107000 | 1 | Z\ | 1
3WA1106-3AE44-0AA0 |  | Withdrawable circuit breaker with guide frame, IEC 60947-2, frame size 1, 4-poles, N-pole left, In=630A up to 690V AC 50/60Hz, breaking capacity S Icu=66/50kA at 500/690V, Trip unit ETU600 LSI upgrade ready , colordisplay, bluetooth and USB interface, Protection LT, ST, INST, include N-protection, (internal N-sensor available), incl. trip alarm switch (1xCO), rear connection flange, guide frame with shutter and w/o position signalling switch, without Com & metering function Manual operating mechanism with mechanical closing, without Spring charging motor, Ready-to-close signal. switch, Auxiliary switches 2NO+2NC, without Closing coil (CC), manual operating mechanism with mechanical closing, without Remote trip alarm reset coil (RR), without 2nd shunt trip, without 1st Shunt trip | 100000 | 1 | Z\ | 1
3WA1106-3AF01-0AA0 |  | Fixed-mounted circuit breaker IEC 60947-2, frame size 1, 3-poles, In=630A up to 690V AC 50/60Hz, breaking capacity S Icu=66/50kA at 500/690V, Trip unit ETU600 LSIG upgrade ready , colordisplay, bluetooth and USB interface, Protection LT, ST, INST, GFx, N-protection required an external N-sensor, incl. trip alarm switch (1xCO), rear connection vertical, without Com & metering function Manual operating mechanism with mechanical closing, without Spring charging motor, Ready-to-close signal. switch, Auxiliary switches 2NO+2NC, without Closing coil (CC), manual operating mechanism with mechanical closing, without Remote trip alarm reset coil (RR), without 2nd shunt trip, without 1st Shunt trip | 68000 | 1 | Z\ | 1
3WA1106-3AF02-0AA0 |  | Fixed-mounted circuit breaker IEC 60947-2, frame size 1, 3-poles, In=630A up to 690V AC 50/60Hz, breaking capacity S Icu=66/50kA at 500/690V, Trip unit ETU600 LSIG upgrade ready , colordisplay, bluetooth and USB interface, Protection LT, ST, INST, GFx, N-protection required an external N-sensor, incl. trip alarm switch (1xCO), rear connection horizontal, without Com & metering function Manual operating mechanism with mechanical closing, without Spring charging motor, Ready-to-close signal. switch, Auxiliary switches 2NO+2NC, without Closing coil (CC), manual operating mechanism with mechanical closing, without Remote trip alarm reset coil (RR), without 2nd shunt trip, without 1st Shunt trip | 66300 | 1 | Z\ | 1
3WA1106-3AF03-0AA0 |  | Fixed-mounted circuit breaker IEC 60947-2, frame size 1, 3-poles, In=630A up to 690V AC 50/60Hz, breaking capacity S Icu=66/50kA at 500/690V, Trip unit ETU600 LSIG upgrade ready , colordisplay, bluetooth and USB interface, Protection LT, ST, INST, GFx, N-protection required an external N-sensor, incl. trip alarm switch (1xCO), front connection double hole, without Com & metering function Manual operating mechanism with mechanical closing, without Spring charging motor, Ready-to-close signal. switch, Auxiliary switches 2NO+2NC, without Closing coil (CC), manual operating mechanism with mechanical closing, without Remote trip alarm reset coil (RR), without 2nd shunt trip, without 1st Shunt trip | 71300 | 1 | Z\ | 1
3WA1106-3AF11-0AA0 |  | Fixed-mounted circuit breaker IEC 60947-2, frame size 1, 4-poles, N-pole left, In=630A up to 690V AC 50/60Hz, breaking capacity S Icu=66/50kA at 500/690V, Trip unit ETU600 LSIG upgrade ready , colordisplay, bluetooth and USB interface, Protection LT, ST, INST, GFx, include N-protection, (internal N-sensor available), incl. trip alarm switch (1xCO), rear connection vertical, without Com & metering function Manual operating mechanism with mechanical closing, without Spring charging motor, Ready-to-close signal. switch, Auxiliary switches 2NO+2NC, without Closing coil (CC), manual operating mechanism with mechanical closing, without Remote trip alarm reset coil (RR), without 2nd shunt trip, without 1st Shunt trip | 86400 | 1 | Z\ | 1
3WA1106-3AF12-0AA0 |  | Fixed-mounted circuit breaker IEC 60947-2, frame size 1, 4-poles, N-pole left, In=630A up to 690V AC 50/60Hz, breaking capacity S Icu=66/50kA at 500/690V, Trip unit ETU600 LSIG upgrade ready , colordisplay, bluetooth and USB interface, Protection LT, ST, INST, GFx, include N-protection, (internal N-sensor available), incl. trip alarm switch (1xCO), rear connection horizontal, without Com & metering function Manual operating mechanism with mechanical closing, without Spring charging motor, Ready-to-close signal. switch, Auxiliary switches 2NO+2NC, without Closing coil (CC), manual operating mechanism with mechanical closing, without Remote trip alarm reset coil (RR), without 2nd shunt trip, without 1st Shunt trip | 84100 | 1 | Z\ | 1
3WA1106-3AF13-0AA0 |  | Fixed-mounted circuit breaker IEC 60947-2, frame size 1, 4-poles, N-pole left, In=630A up to 690V AC 50/60Hz, breaking capacity S Icu=66/50kA at 500/690V, Trip unit ETU600 LSIG upgrade ready , colordisplay, bluetooth and USB interface, Protection LT, ST, INST, GFx, include N-protection, (internal N-sensor available), incl. trip alarm switch (1xCO), front connection double hole, without Com & metering function Manual operating mechanism with mechanical closing, without Spring charging motor, Ready-to-close signal. switch, Auxiliary switches 2NO+2NC, without Closing coil (CC), manual operating mechanism with mechanical closing, without Remote trip alarm reset coil (RR), without 2nd shunt trip, without 1st Shunt trip | 90800 | 1 | Z\ | 1
3WA1106-3AF21-0AA0 |  | fixed-mounted circuit breaker, IEC 60947-2, size 1, 4-pole, N pole on right, In=630 A up to 690 V AC 50/60 Hz, breaking capacity S Icu=66/50 kA at 500/690 V, tripping unit ETU600 LSIG upgradeable, color display, Bluetooth, USB interface, basic protection LT, ST, INST, GFx, including protection of the N conductor (internal neutral point sensor available), trip alarm switch (1 x CO), connection at rear vertical, without Com & metering function Manual operating mechanism with mechanical closing, without Spring charging motor, Ready-to-close signal. switch, Auxiliary switches 2NO+2NC, without Closing coil (CC), manual operating mechanism with mechanical closing, without Remote trip alarm reset coil (RR), without 2nd shunt trip, without 1st Shunt trip | 86400 | 1 | Z\ | 1
3WA1106-3AF22-0AA0 |  | fixed-mounted circuit breaker, IEC 60947-2, size 1, 4-pole, N pole on right, In=630 A up to 690 V AC 50/60 Hz, breaking capacity S Icu=66/50 kA at 500/690 V, tripping unit ETU600 LSIG upgradeable, color display, Bluetooth, USB interface, basic protection LT, ST, INST, GFx, including protection of the N conductor (internal neutral point sensor available), trip alarm switch (1 x CO), connection at rear horizontal without Com & metering function Manual operating mechanism with mechanical closing, without Spring charging motor, Ready-to-close signal. switch, Auxiliary switches 2NO+2NC, without Closing coil (CC), manual operating mechanism with mechanical closing, without Remote trip alarm reset coil (RR), without 2nd shunt trip, without 1st Shunt trip | 84100 | 1 | Z\ | 1
3WA1106-3AF23-0AA0 |  | fixed-mounted circuit breaker, IEC 60947-2, size 1, 4-pole, N pole on right, In=630 A up to 690 V AC 50/60 Hz, breaking capacity S Icu=66/50 kA at 500/690 V, tripping unit ETU600 LSIG upgradeable, color display, Bluetooth, USB interface, basic protection LT, ST, INST, GFx, including protection of the N conductor (internal neutral point sensor available), trip alarm switch (1 x CO), front connection double hole, without Com & metering function Manual operating mechanism with mechanical closing, without Spring charging motor, Ready-to-close signal. switch, Auxiliary switches 2NO+2NC, without Closing coil (CC), manual operating mechanism with mechanical closing, without Remote trip alarm reset coil (RR), without 2nd shunt trip, without 1st Shunt trip | 90800 | 1 | Z\ | 1
3WA1106-3AF31-0AA0 |  | Withdrawable circuit breaker with guide frame, IEC 60947-2, frame size 1, 3-poles, In=630A up to 690V AC 50/60Hz, breaking capacity S Icu=66/50kA at 500/690V, Trip unit ETU600 LSIG upgrade ready , colordisplay, bluetooth and USB interface, Protection LT, ST, INST, GFx, N-protection required an external N-sensor, incl. trip alarm switch (1xCO), rear connection vertical, guide frame with shutter and w/o position signalling switch, without Com & metering function Manual operating mechanism with mechanical closing, without Spring charging motor, Ready-to-close signal. switch, Auxiliary switches 2NO+2NC, without Closing coil (CC), manual operating mechanism with mechanical closing, without Remote trip alarm reset coil (RR), without 2nd shunt trip, without 1st Shunt trip | 88400 | 1 | Z\ | 1
3WA1106-3AF32-0AA0 |  | Withdrawable circuit breaker with guide frame, IEC 60947-2, frame size 1, 3-poles, In=630A up to 690V AC 50/60Hz, breaking capacity S Icu=66/50kA at 500/690V, Trip unit ETU600 LSIG upgrade ready , colordisplay, bluetooth and USB interface, Protection LT, ST, INST, GFx, N-protection required an external N-sensor, incl. trip alarm switch (1xCO), rear connection horizontal, guide frame with shutter and w/o position signalling switch, without Com & metering function Manual operating mechanism with mechanical closing, without Spring charging motor, Ready-to-close signal. switch, Auxiliary switches 2NO+2NC, without Closing coil (CC), manual operating mechanism with mechanical closing, without Remote trip alarm reset coil (RR), without 2nd shunt trip, without 1st Shunt trip | 86600 | 1 | Z\ | 1
3WA1106-3AF33-0AA0 |  | Withdrawable circuit breaker with guide frame, IEC 60947-2, frame size 1, 3-poles, In=630A up to 690V AC 50/60Hz, breaking capacity S Icu=66/50kA at 500/690V, Trip unit ETU600 LSIG upgrade ready , colordisplay, bluetooth and USB interface, Protection LT, ST, INST, GFx, N-protection required an external N-sensor, incl. trip alarm switch (1xCO), front connection double hole, guide frame with shutter and w/o position signalling switch, without Com & metering function Manual operating mechanism with mechanical closing, without Spring charging motor, Ready-to-close signal. switch, Auxiliary switches 2NO+2NC, without Closing coil (CC), manual operating mechanism with mechanical closing, without Remote trip alarm reset coil (RR), without 2nd shunt trip, without 1st Shunt trip | 92000 | 1 | Z\ | 1
3WA1106-3AF34-0AA0 |  | Withdrawable circuit breaker with guide frame, IEC 60947-2, frame size 1, 3-poles, In=630A up to 690V AC 50/60Hz, breaking capacity S Icu=66/50kA at 500/690V, Trip unit ETU600 LSIG upgrade ready , colordisplay, bluetooth and USB interface, Protection LT, ST, INST, GFx, N-protection required an external N-sensor, incl. trip alarm switch (1xCO), rear connection flange, guide frame with shutter and w/o position signalling switch, without Com & metering function Manual operating mechanism with mechanical closing, without Spring charging motor, Ready-to-close signal. switch, Auxiliary switches 2NO+2NC, without Closing coil (CC), manual operating mechanism with mechanical closing, without Remote trip alarm reset coil (RR), without 2nd shunt trip, without 1st Shunt trip | 86600 | 1 | Z\ | 1
3WA1106-3AF34-1EA4-Z | S07 | Withdrawable circuit breaker with guide frame, IEC 60947-2, frame size 1, 3-poles, In=630A up to 690V AC 50/60Hz, breaking capacity S Icu=66/50kA at 500/690V, Trip unit ETU600 LSIG upgrade ready , colordisplay, bluetooth and USB interface, Protection LT, ST, INST, GFx, N-protection required an external N-sensor, incl. trip alarm switch (1xCO), rear connection flange, guide frame with shutter and w/o position signalling switch, without Com & metering function Manual operating mechanism with mechanical closing, without Spring charging motor, Ready-to-close signal. switch, Auxiliary switches 4NO+4NC, Closing coil (CC) 100% OP 208-240 V AC / 220-250 V DC, applicable for continuous duty, without Remote trip alarm reset coil (RR), without 2nd shunt trip, Shunt trip (ST) 100% OP 208-240 V AC / 220-250 V DC, suitable for continuous duty, Option S07 = Locking provision against unauthorized closing Secured Open; for padlock device Padlocks are not included. | 97220 | 1 | Z\ | 1
3WA1106-3AF41-0AA0 |  | Withdrawable circuit breaker with guide frame, IEC 60947-2, frame size 1, 4-poles, N-pole left, In=630A up to 690V AC 50/60Hz, breaking capacity S Icu=66/50kA at 500/690V, Trip unit ETU600 LSIG upgrade ready , colordisplay, bluetooth and USB interface, Protection LT, ST, INST, GFx, include N-protection, (internal N-sensor available), incl. trip alarm switch (1xCO), rear connection vertical, guide frame with shutter and w/o position signalling switch, without Com & metering function Manual operating mechanism with mechanical closing, without Spring charging motor, Ready-to-close signal. switch, Auxiliary switches 2NO+2NC, without Closing coil (CC), manual operating mechanism with mechanical closing, without Remote trip alarm reset coil (RR), without 2nd shunt trip, without 1st Shunt trip | 113000 | 1 | Z\ | 1
3WA1106-3AF42-0AA0 |  | Withdrawable circuit breaker with guide frame, IEC 60947-2, frame size 1, 4-poles, N-pole left, In=630A up to 690V AC 50/60Hz, breaking capacity S Icu=66/50kA at 500/690V, Trip unit ETU600 LSIG upgrade ready , colordisplay, bluetooth and USB interface, Protection LT, ST, INST, GFx, include N-protection, (internal N-sensor available), incl. trip alarm switch (1xCO), rear connection horizontal, guide frame with shutter and w/o position signalling switch, without Com & metering function Manual operating mechanism with mechanical closing, without Spring charging motor, Ready-to-close signal. switch, Auxiliary switches 2NO+2NC, without Closing coil (CC), manual operating mechanism with mechanical closing, without Remote trip alarm reset coil (RR), without 2nd shunt trip, without 1st Shunt trip | 111000 | 1 | Z\ | 1
3WA1106-3AF43-0AA0 |  | Withdrawable circuit breaker with guide frame, IEC 60947-2, frame size 1, 4-poles, N-pole left, In=630A up to 690V AC 50/60Hz, breaking capacity S Icu=66/50kA at 500/690V, Trip unit ETU600 LSIG upgrade ready , colordisplay, bluetooth and USB interface, Protection LT, ST, INST, GFx, include N-protection, (internal N-sensor available), incl. trip alarm switch (1xCO), front connection double hole, guide frame with shutter and w/o position signalling switch, without Com & metering function Manual operating mechanism with mechanical closing, without Spring charging motor, Ready-to-close signal. switch, Auxiliary switches 2NO+2NC, without Closing coil (CC), manual operating mechanism with mechanical closing, without Remote trip alarm reset coil (RR), without 2nd shunt trip, without 1st Shunt trip | 118000 | 1 | Z\ | 1
3WA1106-3AF44-0AA0 |  | Withdrawable circuit breaker with guide frame, IEC 60947-2, frame size 1, 4-poles, N-pole left, In=630A up to 690V AC 50/60Hz, breaking capacity S Icu=66/50kA at 500/690V, Trip unit ETU600 LSIG upgrade ready , colordisplay, bluetooth and USB interface, Protection LT, ST, INST, GFx, include N-protection, (internal N-sensor available), incl. trip alarm switch (1xCO), rear connection flange, guide frame with shutter and w/o position signalling switch, without Com & metering function Manual operating mechanism with mechanical closing, without Spring charging motor, Ready-to-close signal. switch, Auxiliary switches 2NO+2NC, without Closing coil (CC), manual operating mechanism with mechanical closing, without Remote trip alarm reset coil (RR), without 2nd shunt trip, without 1st Shunt trip | 111000 | 1 | Z\ | 1
3WA1106-3CA01-0AA0 |  | Non-automatic circuit breaker Fixed-mounted version, IEC 60947-2, frame size 1, 3-poles, In=630A up to 690V AC 50/60Hz, breaking capacity S Icc=66/50kA at 500/690V, without electr. trip unit ETU, rear connection vertical, able to communication, Manual operating mechanism with mechanical closing, without Spring charging motor, Ready-to-close signal. switch, Auxiliary switches 2NO+2NC, without Closing coil (CC), manual operating mechanism with mechanical closing, without Remote trip alarm reset coil (RR), without 2nd shunt trip, without 1st Shunt trip | 55130 | 1 | Z\ | 1
3WA1106-3CA02-0AA0 |  | Non-automatic circuit breaker Fixed-mounted version, IEC 60947-2, frame size 1, 3-poles, In=630A up to 690V AC 50/60Hz, breaking capacity S Icc=66/50kA at 500/690V, without electr. trip unit ETU, rear connection horizontal, able to communication, Manual operating mechanism with mechanical closing, without Spring charging motor, Ready-to-close signal. switch, Auxiliary switches 2NO+2NC, without Closing coil (CC), manual operating mechanism with mechanical closing, without Remote trip alarm reset coil (RR), without 2nd shunt trip, without 1st Shunt trip | 53430 | 1 | Z\ | 1
3WA1106-3CA03-0AA0 |  | Non-automatic circuit breaker Fixed-mounted version, IEC 60947-2, frame size 1, 3-poles, In=630A up to 690V AC 50/60Hz, breaking capacity S Icc=66/50kA at 500/690V, without electr. trip unit ETU, front connection double hole, able to communication, Manual operating mechanism with mechanical closing, without Spring charging motor, Ready-to-close signal. switch, Auxiliary switches 2NO+2NC, without Closing coil (CC), manual operating mechanism with mechanical closing, without Remote trip alarm reset coil (RR), without 2nd shunt trip, without 1st Shunt trip | 58430 | 1 | Z\ | 1
3WA1106-3CA11-0AA0 |  | Non-automatic circuit breaker Fixed-mounted version, IEC 60947-2, frame size 1, 4-poles, N-pole left, In=630A up to 690V AC 50/60Hz, breaking capacity S Icc=66/50kA at 500/690V, without electr. trip unit ETU, rear connection vertical, able to communication, Manual operating mechanism with mechanical closing, without Spring charging motor, Ready-to-close signal. switch, Auxiliary switches 2NO+2NC, without Closing coil (CC), manual operating mechanism with mechanical closing, without Remote trip alarm reset coil (RR), without 2nd shunt trip, without 1st Shunt trip | 71330 | 1 | Z\ | 1
3WA1106-3CA12-0AA0 |  | Non-automatic circuit breaker Fixed-mounted version, IEC 60947-2, frame size 1, 4-poles, N-pole left, In=630A up to 690V AC 50/60Hz, breaking capacity S Icc=66/50kA at 500/690V, without electr. trip unit ETU, rear connection horizontal, able to communication, Manual operating mechanism with mechanical closing, without Spring charging motor, Ready-to-close signal. switch, Auxiliary switches 2NO+2NC, without Closing coil (CC), manual operating mechanism with mechanical closing, without Remote trip alarm reset coil (RR), without 2nd shunt trip, without 1st Shunt trip | 69130 | 1 | Z\ | 1
3WA1106-3CA13-0AA0 |  | Non-automatic circuit breaker Fixed-mounted version, IEC 60947-2, frame size 1, 4-poles, N-pole left, In=630A up to 690V AC 50/60Hz, breaking capacity S Icc=66/50kA at 500/690V, without electr. trip unit ETU, front connection double hole, able to communication, Manual operating mechanism with mechanical closing, without Spring charging motor, Ready-to-close signal. switch, Auxiliary switches 2NO+2NC, without Closing coil (CC), manual operating mechanism with mechanical closing, without Remote trip alarm reset coil (RR), without 2nd shunt trip, without 1st Shunt trip | 75730 | 1 | Z\ | 1
3WA1106-3CA21-0AA0 |  | AC non-automatic air circuit breaker 3WA, fixed-mounted version, IEC 60947-2, size 1, 4-pole, N pole on right, In=630 A up to 690 V AC 50/60 Hz, breaking capacity S, Icc=66/50 kA at 500/690 V, without electronic trip unit ETU, connection at rear vertical, able to communication, Manual operating mechanism with mechanical closing, without Spring charging motor, Ready-to-close signal. switch, Auxiliary switches 2NO+2NC, without Closing coil (CC), manual operating mechanism with mechanical closing, without Remote trip alarm reset coil (RR), without 2nd shunt trip, without 1st Shunt trip | 71330 | 1 | Z\ | 1
3WA1106-3CA22-0AA0 |  | AC non-automatic air circuit breaker 3WA, fixed-mounted version, IEC 60947-2, size 1, 4-pole, N pole on right, In=630 A up to 690 V AC 50/60 Hz, breaking capacity S, Icc=66/50 kA at 500/690 V, without electronic trip unit ETU, connection at rear horizontal able to communication, Manual operating mechanism with mechanical closing, without Spring charging motor, Ready-to-close signal. switch, Auxiliary switches 2NO+2NC, without Closing coil (CC), manual operating mechanism with mechanical closing, without Remote trip alarm reset coil (RR), without 2nd shunt trip, without 1st Shunt trip | 69130 | 1 | Z\ | 1
3WA1106-3CA23-0AA0 |  | AC non-automatic air circuit breaker 3WA, fixed-mounted version, IEC 60947-2, size 1, 4-pole, N pole on right, In=630 A up to 690 V AC 50/60 Hz, breaking capacity S, Icc=66/50 kA at 500/690 V, without electronic trip unit ETU, front connection double hole, able to communication, Manual operating mechanism with mechanical closing, without Spring charging motor, Ready-to-close signal. switch, Auxiliary switches 2NO+2NC, without Closing coil (CC), manual operating mechanism with mechanical closing, without Remote trip alarm reset coil (RR), without 2nd shunt trip, without 1st Shunt trip | 75730 | 1 | Z\ | 1
3WA1106-3CA31-0AA0 |  | Non-automatic circuit breaker withdrawable version, with guide frame, IEC 60947-2, frame size 1, 3-poles, In=630A up to 690V AC 50/60Hz, breaking capacity S Icc=66/50kA at 500/690V, without electr. trip unit ETU, rear connection vertical, guide frame with shutter and w/o position signalling switch, able to communication, Manual operating mechanism with mechanical closing, without Spring charging motor, Ready-to-close signal. switch, Auxiliary switches 2NO+2NC, without Closing coil (CC), manual operating mechanism with mechanical closing, without Remote trip alarm reset coil (RR), without 2nd shunt trip, without 1st Shunt trip | 73030 | 1 | Z\ | 1
3WA1106-3CA32-0AA0 |  | Non-automatic circuit breaker withdrawable version, with guide frame, IEC 60947-2, frame size 1, 3-poles, In=630A up to 690V AC 50/60Hz, breaking capacity S Icc=66/50kA at 500/690V, without electr. trip unit ETU, rear connection horizontal, guide frame with shutter and w/o position signalling switch, able to communication, Manual operating mechanism with mechanical closing, without Spring charging motor, Ready-to-close signal. switch, Auxiliary switches 2NO+2NC, without Closing coil (CC), manual operating mechanism with mechanical closing, without Remote trip alarm reset coil (RR), without 2nd shunt trip, without 1st Shunt trip | 71230 | 1 | Z\ | 1
3WA1106-3CA33-0AA0 |  | Non-automatic circuit breaker withdrawable version, with guide frame, IEC 60947-2, frame size 1, 3-poles, In=630A up to 690V AC 50/60Hz, breaking capacity S Icc=66/50kA at 500/690V, without electr. trip unit ETU, front connection double hole, guide frame with shutter and w/o position signalling switch, able to communication, Manual operating mechanism with mechanical closing, without Spring charging motor, Ready-to-close signal. switch, Auxiliary switches 2NO+2NC, without Closing coil (CC), manual operating mechanism with mechanical closing, without Remote trip alarm reset coil (RR), without 2nd shunt trip, without 1st Shunt trip | 76730 | 1 | Z\ | 1
3WA1106-3CA34-0AA0 |  | Non-automatic circuit breaker withdrawable version, with guide frame, IEC 60947-2, frame size 1, 3-poles, In=630A up to 690V AC 50/60Hz, breaking capacity S Icc=66/50kA at 500/690V, without electr. trip unit ETU, rear connection flange, guide frame with shutter and w/o position signalling switch, able to communication, Manual operating mechanism with mechanical closing, without Spring charging motor, Ready-to-close signal. switch, Auxiliary switches 2NO+2NC, without Closing coil (CC), manual operating mechanism with mechanical closing, without Remote trip alarm reset coil (RR), without 2nd shunt trip, without 1st Shunt trip | 71230 | 1 | Z\ | 1
3WA1106-3CA41-0AA0 |  | Non-automatic circuit breaker withdrawable version, with guide frame, IEC 60947-2, frame size 1, 4-poles, N-pole left, In=630A up to 690V AC 50/60Hz, breaking capacity S Icc=66/50kA at 500/690V, without electr. trip unit ETU, rear connection vertical, guide frame with shutter and w/o position signalling switch, able to communication, Manual operating mechanism with mechanical closing, without Spring charging motor, Ready-to-close signal. switch, Auxiliary switches 2NO+2NC, without Closing coil (CC), manual operating mechanism with mechanical closing, without Remote trip alarm reset coil (RR), without 2nd shunt trip, without 1st Shunt trip | 95030 | 1 | Z\ | 1
3WA1106-3CA42-0AA0 |  | Non-automatic circuit breaker withdrawable version, with guide frame, IEC 60947-2, frame size 1, 4-poles, N-pole left, In=630A up to 690V AC 50/60Hz, breaking capacity S Icc=66/50kA at 500/690V, without electr. trip unit ETU, rear connection horizontal, guide frame with shutter and w/o position signalling switch, able to communication, Manual operating mechanism with mechanical closing, without Spring charging motor, Ready-to-close signal. switch, Auxiliary switches 2NO+2NC, without Closing coil (CC), manual operating mechanism with mechanical closing, without Remote trip alarm reset coil (RR), without 2nd shunt trip, without 1st Shunt trip | 92630 | 1 | Z\ | 1
3WA1106-3CA43-0AA0 |  | Non-automatic circuit breaker withdrawable version, with guide frame, IEC 60947-2, frame size 1, 4-poles, N-pole left, In=630A up to 690V AC 50/60Hz, breaking capacity S Icc=66/50kA at 500/690V, without electr. trip unit ETU, front connection double hole, guide frame with shutter and w/o position signalling switch, able to communication, Manual operating mechanism with mechanical closing, without Spring charging motor, Ready-to-close signal. switch, Auxiliary switches 2NO+2NC, without Closing coil (CC), manual operating mechanism with mechanical closing, without Remote trip alarm reset coil (RR), without 2nd shunt trip, without 1st Shunt trip | 99830 | 1 | Z\ | 1
3WA1106-3CA44-0AA0 |  | Non-automatic circuit breaker withdrawable version, with guide frame, IEC 60947-2, frame size 1, 4-poles, N-pole left, In=630A up to 690V AC 50/60Hz, breaking capacity S Icc=66/50kA at 500/690V, without electr. trip unit ETU, rear connection flange, guide frame with shutter and w/o position signalling switch, able to communication, Manual operating mechanism with mechanical closing, without Spring charging motor, Ready-to-close signal. switch, Auxiliary switches 2NO+2NC, without Closing coil (CC), manual operating mechanism with mechanical closing, without Remote trip alarm reset coil (RR), without 2nd shunt trip, without 1st Shunt trip | 92630 | 1 | Z\ | 1
3WA1106-3CE30-8EA4-Z | T40 | Withdrawable circuit breaker without guide frame, IEC 60947-2, frame size 1, 3-poles, In=630A up to 690V AC 50/60Hz, breaking capacity S Icu=66/50kA at 500/690V, Trip unit ETU600 LSI upgrade ready , colordisplay, bluetooth and USB interface, Protection LT, ST, INST, N-protection required an external N-sensor, incl. trip alarm switch (1xCO), able to communication, with manual and motorized operating mechanism (M) 208-240 V AC / 220-250 V DC, Storage status and ready-to- close signaling switches, Auxiliary switches 4NO+4NC, Closing coil (CC) 100% OP 208-240 V AC / 220-250 V DC, applicable for continuous duty, without Remote trip alarm reset coil (RR), without 2nd shunt trip, Shunt trip (ST) 100% OP 208-240 V AC / 220-250 V DC, suitable for continuous duty, Option T40 = Door sealing frame IP41 | 91150 | 1 | Z\ | 1
3WA1106-3CF74-8BB1-Z | F19F20F23M71R55S08S33T40 | Withdrawable circuit breaker with guide frame, IEC 60947-2, frame size 1, 4-poles, N-pole left, In=630A up to 690V AC 50/60Hz, breaking capacity S Icu=66/50kA at 500/690V, Trip unit ETU600 LSIG upgrade ready , colordisplay, bluetooth and USB interface, Protection LT, ST, INST, GFx, include N-protection, (internal N-sensor available), incl. trip alarm switch (1xCO), rear connection flange, guide frame with shutter and position signall. switch (3xW), able to communication, with manual and motorized operating mechanism (M) 208-240 V AC / 220-250 V DC, Storage status and ready-to- close signaling switches, Auxiliary switches 4NO+4NC, Closing coil (CC) 100% OP 24-30 V DC, applicable for continuous duty, without Remote trip alarm reset coil (RR), Shunt trip (ST2) 100% OP 24-30 V DC, suitable for continuous duty, Shunt trip (ST) 100% OP 24-30 V DC, suitable for continuous duty, Option F19 = COM190 COM module PROFINET IO Modbus TCP 2 switched Ethernet ports circuit breaker internal Option F20 = ZSI200 module for zone selective Interlocking breaker internal Option F23 = Digital Input/Output module IOM230 (2x IN, 3x OUT), include adapter for secondary disconnect mounting, connection wires and CubicleBus terminating resistor. option M71 = changeover to CC/ST without communication capability Option R55 = Mutual mechanical interlocking with 2 m bowden cable for circuit breakers in withdraw- able design necessary once for each circuit breaker. Option S08 = Locking provision against unauthorized closing Secured Open; for with Ronis lock Option S33 = Locking provision for Padlock device for charging handle padlocks are not included Option T40 = Door sealing frame IP41 | 194680 | 1 | Z\ | 1
3WA1106-3EE01-0AA0 |  | Fixed-mounted circuit breaker IEC 60947-2, frame size 1, 3-poles, In=630A up to 690V AC 50/60Hz, breaking capacity S Icu=66/50kA at 500/690V, Trip unit ETU600 LSI upgrade ready , colordisplay, bluetooth and USB interface, Protection LT, ST, INST, N-protection required an external N-sensor, incl. trip alarm switch (1xCO), rear connection vertical, with internal voltage tap on lower stab of circuit breaker, with voltage tap module VTM680 and power supply of ETU600, able to communication, integrated metering type PMF-1 Energy Efficiency, Voltage, Active energy Ea Manual operating mechanism with mechanical closing, without Spring charging motor, Ready-to-close signal. switch, Auxiliary switches 2NO+2NC, without Closing coil (CC), manual operating mechanism with mechanical closing, without Remote trip alarm reset coil (RR), without 2nd shunt trip, without 1st Shunt trip | 66270 | 1 | Z\ | 1
3WA1106-3EE02-0AA0 |  | Fixed-mounted circuit breaker IEC 60947-2, frame size 1, 3-poles, In=630A up to 690V AC 50/60Hz, breaking capacity S Icu=66/50kA at 500/690V, Trip unit ETU600 LSI upgrade ready , colordisplay, bluetooth and USB interface, Protection LT, ST, INST, N-protection required an external N-sensor, incl. trip alarm switch (1xCO), rear connection horizontal, with internal voltage tap on lower stab of circuit breaker, with voltage tap module VTM680 and power supply of ETU600, able to communication, integrated metering type PMF-1 Energy Efficiency, Voltage, Active energy Ea Manual operating mechanism with mechanical closing, without Spring charging motor, Ready-to-close signal. switch, Auxiliary switches 2NO+2NC, without Closing coil (CC), manual operating mechanism with mechanical closing, without Remote trip alarm reset coil (RR), without 2nd shunt trip, without 1st Shunt trip | 64570 | 1 | Z\ | 1
3WA1106-3EE03-0AA0 |  | Fixed-mounted circuit breaker IEC 60947-2, frame size 1, 3-poles, In=630A up to 690V AC 50/60Hz, breaking capacity S Icu=66/50kA at 500/690V, Trip unit ETU600 LSI upgrade ready , colordisplay, bluetooth and USB interface, Protection LT, ST, INST, N-protection required an external N-sensor, incl. trip alarm switch (1xCO), front connection double hole, with internal voltage tap on lower stab of circuit breaker, with voltage tap module VTM680 and power supply of ETU600, able to communication, integrated metering type PMF-1 Energy Efficiency, Voltage, Active energy Ea Manual operating mechanism with mechanical closing, without Spring charging motor, Ready-to-close signal. switch, Auxiliary switches 2NO+2NC, without Closing coil (CC), manual operating mechanism with mechanical closing, without Remote trip alarm reset coil (RR), without 2nd shunt trip, without 1st Shunt trip | 69570 | 1 | Z\ | 1
3WA1106-3EE11-0AA0 |  | Fixed-mounted circuit breaker IEC 60947-2, frame size 1, 4-poles, N-pole left, In=630A up to 690V AC 50/60Hz, breaking capacity S Icu=66/50kA at 500/690V, Trip unit ETU600 LSI upgrade ready , colordisplay, bluetooth and USB interface, Protection LT, ST, INST, include N-protection, (internal N-sensor available), incl. trip alarm switch (1xCO), rear connection vertical, with internal voltage tap on lower stab of circuit breaker, with voltage tap module VTM680 and power supply of ETU600, able to communication, integrated metering type PMF-1 Energy Efficiency, Voltage, Active energy Ea Manual operating mechanism with mechanical closing, without Spring charging motor, Ready-to-close signal. switch, Auxiliary switches 2NO+2NC, without Closing coil (CC), manual operating mechanism with mechanical closing, without Remote trip alarm reset coil (RR), without 2nd shunt trip, without 1st Shunt trip | 84570 | 1 | Z\ | 1
3WA1106-3EE12-0AA0 |  | Fixed-mounted circuit breaker IEC 60947-2, frame size 1, 4-poles, N-pole left, In=630A up to 690V AC 50/60Hz, breaking capacity S Icu=66/50kA at 500/690V, Trip unit ETU600 LSI upgrade ready , colordisplay, bluetooth and USB interface, Protection LT, ST, INST, include N-protection, (internal N-sensor available), incl. trip alarm switch (1xCO), rear connection horizontal, with internal voltage tap on lower stab of circuit breaker, with voltage tap module VTM680 and power supply of ETU600, able to communication, integrated metering type PMF-1 Energy Efficiency, Voltage, Active energy Ea Manual operating mechanism with mechanical closing, without Spring charging motor, Ready-to-close signal. switch, Auxiliary switches 2NO+2NC, without Closing coil (CC), manual operating mechanism with mechanical closing, without Remote trip alarm reset coil (RR), without 2nd shunt trip, without 1st Shunt trip | 82370 | 1 | Z\ | 1
3WA1106-3EE13-0AA0 |  | Fixed-mounted circuit breaker IEC 60947-2, frame size 1, 4-poles, N-pole left, In=630A up to 690V AC 50/60Hz, breaking capacity S Icu=66/50kA at 500/690V, Trip unit ETU600 LSI upgrade ready , colordisplay, bluetooth and USB interface, Protection LT, ST, INST, include N-protection, (internal N-sensor available), incl. trip alarm switch (1xCO), front connection double hole, with internal voltage tap on lower stab of circuit breaker, with voltage tap module VTM680 and power supply of ETU600, able to communication, integrated metering type PMF-1 Energy Efficiency, Voltage, Active energy Ea Manual operating mechanism with mechanical closing, without Spring charging motor, Ready-to-close signal. switch, Auxiliary switches 2NO+2NC, without Closing coil (CC), manual operating mechanism with mechanical closing, without Remote trip alarm reset coil (RR), without 2nd shunt trip, without 1st Shunt trip | 89070 | 1 | Z\ | 1
3WA1106-3EE21-0AA0 |  | fixed-mounted circuit breaker, IEC 60947-2, size 1, 4-pole, N pole on right, In=630 A up to 690 V AC 50/60 Hz, breaking capacity S Icu=66/50 kA at 500/690 V, tripping unit ETU600 LSI upgradeable, color display, Bluetooth, USB interface, basic protection LT, ST, INST, including protection of the N conductor (internal neutral point sensor available), trip alarm switch (1 x CO), connection at rear vertical, with internal voltage tap on lower stab of circuit breaker, with voltage tap module VTM680 and power supply of ETU600, able to communication, integrated metering type PMF-1 Energy Efficiency, Voltage, Active energy Ea Manual operating mechanism with mechanical closing, without Spring charging motor, Ready-to-close signal. switch, Auxiliary switches 2NO+2NC, without Closing coil (CC), manual operating mechanism with mechanical closing, without Remote trip alarm reset coil (RR), without 2nd shunt trip, without 1st Shunt trip | 84570 | 1 | Z\ | 1
3WA1106-3EE22-0AA0 |  | fixed-mounted circuit breaker, IEC 60947-2, size 1, 4-pole, N pole on right, In=630 A up to 690 V AC 50/60 Hz, breaking capacity S Icu=66/50 kA at 500/690 V, tripping unit ETU600 LSI upgradeable, color display, Bluetooth, USB interface, basic protection LT, ST, INST, including protection of the N conductor (internal neutral point sensor available), trip alarm switch (1 x CO), connection at rear horizontal with internal voltage tap on lower stab of circuit breaker, with voltage tap module VTM680 and power supply of ETU600, able to communication, integrated metering type PMF-1 Energy Efficiency, Voltage, Active energy Ea Manual operating mechanism with mechanical closing, without Spring charging motor, Ready-to-close signal. switch, Auxiliary switches 2NO+2NC, without Closing coil (CC), manual operating mechanism with mechanical closing, without Remote trip alarm reset coil (RR), without 2nd shunt trip, without 1st Shunt trip | 82370 | 1 | Z\ | 1
3WA1106-3EE23-0AA0 |  | fixed-mounted circuit breaker, IEC 60947-2, size 1, 4-pole, N pole on right, In=630 A up to 690 V AC 50/60 Hz, breaking capacity S Icu=66/50 kA at 500/690 V, tripping unit ETU600 LSI upgradeable, color display, Bluetooth, USB interface, basic protection LT, ST, INST, including protection of the N conductor (internal neutral point sensor available), trip alarm switch (1 x CO), front connection double hole, with internal voltage tap on lower stab of circuit breaker, with voltage tap module VTM680 and power supply of ETU600, able to communication, integrated metering type PMF-1 Energy Efficiency, Voltage, Active energy Ea Manual operating mechanism with mechanical closing, without Spring charging motor, Ready-to-close signal. switch, Auxiliary switches 2NO+2NC, without Closing coil (CC), manual operating mechanism with mechanical closing, without Remote trip alarm reset coil (RR), without 2nd shunt trip, without 1st Shunt trip | 89070 | 1 | Z\ | 1
3WA1106-3EE31-0AA0 |  | Withdrawable circuit breaker with guide frame, IEC 60947-2, frame size 1, 3-poles, In=630A up to 690V AC 50/60Hz, breaking capacity S Icu=66/50kA at 500/690V, Trip unit ETU600 LSI upgrade ready , colordisplay, bluetooth and USB interface, Protection LT, ST, INST, N-protection required an external N-sensor, incl. trip alarm switch (1xCO), rear connection vertical, guide frame with shutter and w/o position signalling switch, with internal voltage tap on lower stab of circuit breaker, with voltage tap module VTM680 and power supply of ETU600, able to communication, integrated metering type PMF-1 Energy Efficiency, Voltage, Active energy Ea Manual operating mechanism with mechanical closing, without Spring charging motor, Ready-to-close signal. switch, Auxiliary switches 2NO+2NC, without Closing coil (CC), manual operating mechanism with mechanical closing, without Remote trip alarm reset coil (RR), without 2nd shunt trip, without 1st Shunt trip | 86670 | 1 | Z\ | 1
3WA1106-3EE32-0AA0 |  | Withdrawable circuit breaker with guide frame, IEC 60947-2, frame size 1, 3-poles, In=630A up to 690V AC 50/60Hz, breaking capacity S Icu=66/50kA at 500/690V, Trip unit ETU600 LSI upgrade ready , colordisplay, bluetooth and USB interface, Protection LT, ST, INST, N-protection required an external N-sensor, incl. trip alarm switch (1xCO), rear connection horizontal, guide frame with shutter and w/o position signalling switch, with internal voltage tap on lower stab of circuit breaker, with voltage tap module VTM680 and power supply of ETU600, able to communication, integrated metering type PMF-1 Energy Efficiency, Voltage, Active energy Ea Manual operating mechanism with mechanical closing, without Spring charging motor, Ready-to-close signal. switch, Auxiliary switches 2NO+2NC, without Closing coil (CC), manual operating mechanism with mechanical closing, without Remote trip alarm reset coil (RR), without 2nd shunt trip, without 1st Shunt trip | 84870 | 1 | Z\ | 1
3WA1106-3EE33-0AA0 |  | Withdrawable circuit breaker with guide frame, IEC 60947-2, frame size 1, 3-poles, In=630A up to 690V AC 50/60Hz, breaking capacity S Icu=66/50kA at 500/690V, Trip unit ETU600 LSI upgrade ready , colordisplay, bluetooth and USB interface, Protection LT, ST, INST, N-protection required an external N-sensor, incl. trip alarm switch (1xCO), front connection double hole, guide frame with shutter and w/o position signalling switch, with internal voltage tap on lower stab of circuit breaker, with voltage tap module VTM680 and power supply of ETU600, able to communication, integrated metering type PMF-1 Energy Efficiency, Voltage, Active energy Ea Manual operating mechanism with mechanical closing, without Spring charging motor, Ready-to-close signal. switch, Auxiliary switches 2NO+2NC, without Closing coil (CC), manual operating mechanism with mechanical closing, without Remote trip alarm reset coil (RR), without 2nd shunt trip, without 1st Shunt trip | 90270 | 1 | Z\ | 1
3WA1106-3EE34-0AA0 |  | Withdrawable circuit breaker with guide frame, IEC 60947-2, frame size 1, 3-poles, In=630A up to 690V AC 50/60Hz, breaking capacity S Icu=66/50kA at 500/690V, Trip unit ETU600 LSI upgrade ready , colordisplay, bluetooth and USB interface, Protection LT, ST, INST, N-protection required an external N-sensor, incl. trip alarm switch (1xCO), rear connection flange, guide frame with shutter and w/o position signalling switch, with internal voltage tap on lower stab of circuit breaker, with voltage tap module VTM680 and power supply of ETU600, able to communication, integrated metering type PMF-1 Energy Efficiency, Voltage, Active energy Ea Manual operating mechanism with mechanical closing, without Spring charging motor, Ready-to-close signal. switch, Auxiliary switches 2NO+2NC, without Closing coil (CC), manual operating mechanism with mechanical closing, without Remote trip alarm reset coil (RR), without 2nd shunt trip, without 1st Shunt trip | 84870 | 1 | Z\ | 1
3WA1106-3EE41-0AA0 |  | Withdrawable circuit breaker with guide frame, IEC 60947-2, frame size 1, 4-poles, N-pole left, In=630A up to 690V AC 50/60Hz, breaking capacity S Icu=66/50kA at 500/690V, Trip unit ETU600 LSI upgrade ready , colordisplay, bluetooth and USB interface, Protection LT, ST, INST, include N-protection, (internal N-sensor available), incl. trip alarm switch (1xCO), rear connection vertical, guide frame with shutter and w/o position signalling switch, with internal voltage tap on lower stab of circuit breaker, with voltage tap module VTM680 and power supply of ETU600, able to communication, integrated metering type PMF-1 Energy Efficiency, Voltage, Active energy Ea Manual operating mechanism with mechanical closing, without Spring charging motor, Ready-to-close signal. switch, Auxiliary switches 2NO+2NC, without Closing coil (CC), manual operating mechanism with mechanical closing, without Remote trip alarm reset coil (RR), without 2nd shunt trip, without 1st Shunt trip | 111870 | 1 | Z\ | 1
3WA1106-3EE42-0AA0 |  | Withdrawable circuit breaker with guide frame, IEC 60947-2, frame size 1, 4-poles, N-pole left, In=630A up to 690V AC 50/60Hz, breaking capacity S Icu=66/50kA at 500/690V, Trip unit ETU600 LSI upgrade ready , colordisplay, bluetooth and USB interface, Protection LT, ST, INST, include N-protection, (internal N-sensor available), incl. trip alarm switch (1xCO), rear connection horizontal, guide frame with shutter and w/o position signalling switch, with internal voltage tap on lower stab of circuit breaker, with voltage tap module VTM680 and power supply of ETU600, able to communication, integrated metering type PMF-1 Energy Efficiency, Voltage, Active energy Ea Manual operating mechanism with mechanical closing, without Spring charging motor, Ready-to-close signal. switch, Auxiliary switches 2NO+2NC, without Closing coil (CC), manual operating mechanism with mechanical closing, without Remote trip alarm reset coil (RR), without 2nd shunt trip, without 1st Shunt trip | 108870 | 1 | Z\ | 1
3WA1106-3EE43-0AA0 |  | Withdrawable circuit breaker with guide frame, IEC 60947-2, frame size 1, 4-poles, N-pole left, In=630A up to 690V AC 50/60Hz, breaking capacity S Icu=66/50kA at 500/690V, Trip unit ETU600 LSI upgrade ready , colordisplay, bluetooth and USB interface, Protection LT, ST, INST, include N-protection, (internal N-sensor available), incl. trip alarm switch (1xCO), front connection double hole, guide frame with shutter and w/o position signalling switch, with internal voltage tap on lower stab of circuit breaker, with voltage tap module VTM680 and power supply of ETU600, able to communication, integrated metering type PMF-1 Energy Efficiency, Voltage, Active energy Ea Manual operating mechanism with mechanical closing, without Spring charging motor, Ready-to-close signal. switch, Auxiliary switches 2NO+2NC, without Closing coil (CC), manual operating mechanism with mechanical closing, without Remote trip alarm reset coil (RR), without 2nd shunt trip, without 1st Shunt trip | 115870 | 1 | Z\ | 1
3WA1106-3EE44-0AA0 |  | Withdrawable circuit breaker with guide frame, IEC 60947-2, frame size 1, 4-poles, N-pole left, In=630A up to 690V AC 50/60Hz, breaking capacity S Icu=66/50kA at 500/690V, Trip unit ETU600 LSI upgrade ready , colordisplay, bluetooth and USB interface, Protection LT, ST, INST, include N-protection, (internal N-sensor available), incl. trip alarm switch (1xCO), rear connection flange, guide frame with shutter and w/o position signalling switch, with internal voltage tap on lower stab of circuit breaker, with voltage tap module VTM680 and power supply of ETU600, able to communication, integrated metering type PMF-1 Energy Efficiency, Voltage, Active energy Ea Manual operating mechanism with mechanical closing, without Spring charging motor, Ready-to-close signal. switch, Auxiliary switches 2NO+2NC, without Closing coil (CC), manual operating mechanism with mechanical closing, without Remote trip alarm reset coil (RR), without 2nd shunt trip, without 1st Shunt trip | 108870 | 1 | Z\ | 1
3WA1106-3EF01-0AA0 |  | Fixed-mounted circuit breaker IEC 60947-2, frame size 1, 3-poles, In=630A up to 690V AC 50/60Hz, breaking capacity S Icu=66/50kA at 500/690V, Trip unit ETU600 LSIG upgrade ready , colordisplay, bluetooth and USB interface, Protection LT, ST, INST, GFx, N-protection required an external N-sensor, incl. trip alarm switch (1xCO), rear connection vertical, with internal voltage tap on lower stab of circuit breaker, with voltage tap module VTM680 and power supply of ETU600, able to communication, integrated metering type PMF-1 Energy Efficiency, Voltage, Active energy Ea Manual operating mechanism with mechanical closing, without Spring charging motor, Ready-to-close signal. switch, Auxiliary switches 2NO+2NC, without Closing coil (CC), manual operating mechanism with mechanical closing, without Remote trip alarm reset coil (RR), without 2nd shunt trip, without 1st Shunt trip | 76870 | 1 | Z\ | 1
3WA1106-3EF02-0AA0 |  | Fixed-mounted circuit breaker IEC 60947-2, frame size 1, 3-poles, In=630A up to 690V AC 50/60Hz, breaking capacity S Icu=66/50kA at 500/690V, Trip unit ETU600 LSIG upgrade ready , colordisplay, bluetooth and USB interface, Protection LT, ST, INST, GFx, N-protection required an external N-sensor, incl. trip alarm switch (1xCO), rear connection horizontal, with internal voltage tap on lower stab of circuit breaker, with voltage tap module VTM680 and power supply of ETU600, able to communication, integrated metering type PMF-1 Energy Efficiency, Voltage, Active energy Ea Manual operating mechanism with mechanical closing, without Spring charging motor, Ready-to-close signal. switch, Auxiliary switches 2NO+2NC, without Closing coil (CC), manual operating mechanism with mechanical closing, without Remote trip alarm reset coil (RR), without 2nd shunt trip, without 1st Shunt trip | 75170 | 1 | Z\ | 1
3WA1106-3EF03-0AA0 |  | Fixed-mounted circuit breaker IEC 60947-2, frame size 1, 3-poles, In=630A up to 690V AC 50/60Hz, breaking capacity S Icu=66/50kA at 500/690V, Trip unit ETU600 LSIG upgrade ready , colordisplay, bluetooth and USB interface, Protection LT, ST, INST, GFx, N-protection required an external N-sensor, incl. trip alarm switch (1xCO), front connection double hole, with internal voltage tap on lower stab of circuit breaker, with voltage tap module VTM680 and power supply of ETU600, able to communication, integrated metering type PMF-1 Energy Efficiency, Voltage, Active energy Ea Manual operating mechanism with mechanical closing, without Spring charging motor, Ready-to-close signal. switch, Auxiliary switches 2NO+2NC, without Closing coil (CC), manual operating mechanism with mechanical closing, without Remote trip alarm reset coil (RR), without 2nd shunt trip, without 1st Shunt trip | 80170 | 1 | Z\ | 1
3WA1106-3EF11-0AA0 |  | Fixed-mounted circuit breaker IEC 60947-2, frame size 1, 4-poles, N-pole left, In=630A up to 690V AC 50/60Hz, breaking capacity S Icu=66/50kA at 500/690V, Trip unit ETU600 LSIG upgrade ready , colordisplay, bluetooth and USB interface, Protection LT, ST, INST, GFx, include N-protection, (internal N-sensor available), incl. trip alarm switch (1xCO), rear connection vertical, with internal voltage tap on lower stab of circuit breaker, with voltage tap module VTM680 and power supply of ETU600, able to communication, integrated metering type PMF-1 Energy Efficiency, Voltage, Active energy Ea Manual operating mechanism with mechanical closing, without Spring charging motor, Ready-to-close signal. switch, Auxiliary switches 2NO+2NC, without Closing coil (CC), manual operating mechanism with mechanical closing, without Remote trip alarm reset coil (RR), without 2nd shunt trip, without 1st Shunt trip | 95270 | 1 | Z\ | 1
3WA1106-3EF12-0AA0 |  | Fixed-mounted circuit breaker IEC 60947-2, frame size 1, 4-poles, N-pole left, In=630A up to 690V AC 50/60Hz, breaking capacity S Icu=66/50kA at 500/690V, Trip unit ETU600 LSIG upgrade ready , colordisplay, bluetooth and USB interface, Protection LT, ST, INST, GFx, include N-protection, (internal N-sensor available), incl. trip alarm switch (1xCO), rear connection horizontal, with internal voltage tap on lower stab of circuit breaker, with voltage tap module VTM680 and power supply of ETU600, able to communication, integrated metering type PMF-1 Energy Efficiency, Voltage, Active energy Ea Manual operating mechanism with mechanical closing, without Spring charging motor, Ready-to-close signal. switch, Auxiliary switches 2NO+2NC, without Closing coil (CC), manual operating mechanism with mechanical closing, without Remote trip alarm reset coil (RR), without 2nd shunt trip, without 1st Shunt trip | 92970 | 1 | Z\ | 1
3WA1106-3EF13-0AA0 |  | Fixed-mounted circuit breaker IEC 60947-2, frame size 1, 4-poles, N-pole left, In=630A up to 690V AC 50/60Hz, breaking capacity S Icu=66/50kA at 500/690V, Trip unit ETU600 LSIG upgrade ready , colordisplay, bluetooth and USB interface, Protection LT, ST, INST, GFx, include N-protection, (internal N-sensor available), incl. trip alarm switch (1xCO), front connection double hole, with internal voltage tap on lower stab of circuit breaker, with voltage tap module VTM680 and power supply of ETU600, able to communication, integrated metering type PMF-1 Energy Efficiency, Voltage, Active energy Ea Manual operating mechanism with mechanical closing, without Spring charging motor, Ready-to-close signal. switch, Auxiliary switches 2NO+2NC, without Closing coil (CC), manual operating mechanism with mechanical closing, without Remote trip alarm reset coil (RR), without 2nd shunt trip, without 1st Shunt trip | 99670 | 1 | Z\ | 1
3WA1106-3EF21-0AA0 |  | fixed-mounted circuit breaker, IEC 60947-2, size 1, 4-pole, N pole on right, In=630 A up to 690 V AC 50/60 Hz, breaking capacity S Icu=66/50 kA at 500/690 V, tripping unit ETU600 LSIG upgradeable, color display, Bluetooth, USB interface, basic protection LT, ST, INST, GFx, including protection of the N conductor (internal neutral point sensor available), trip alarm switch (1 x CO), connection at rear vertical, with internal voltage tap on lower stab of circuit breaker, with voltage tap module VTM680 and power supply of ETU600, able to communication, integrated metering type PMF-1 Energy Efficiency, Voltage, Active energy Ea Manual operating mechanism with mechanical closing, without Spring charging motor, Ready-to-close signal. switch, Auxiliary switches 2NO+2NC, without Closing coil (CC), manual operating mechanism with mechanical closing, without Remote trip alarm reset coil (RR), without 2nd shunt trip, without 1st Shunt trip | 95270 | 1 | Z\ | 1
3WA1106-3EF22-0AA0 |  | fixed-mounted circuit breaker, IEC 60947-2, size 1, 4-pole, N pole on right, In=630 A up to 690 V AC 50/60 Hz, breaking capacity S Icu=66/50 kA at 500/690 V, tripping unit ETU600 LSIG upgradeable, color display, Bluetooth, USB interface, basic protection LT, ST, INST, GFx, including protection of the N conductor (internal neutral point sensor available), trip alarm switch (1 x CO), connection at rear horizontal with internal voltage tap on lower stab of circuit breaker, with voltage tap module VTM680 and power supply of ETU600, able to communication, integrated metering type PMF-1 Energy Efficiency, Voltage, Active energy Ea Manual operating mechanism with mechanical closing, without Spring charging motor, Ready-to-close signal. switch, Auxiliary switches 2NO+2NC, without Closing coil (CC), manual operating mechanism with mechanical closing, without Remote trip alarm reset coil (RR), without 2nd shunt trip, without 1st Shunt trip | 92970 | 1 | Z\ | 1
3WA1106-3EF23-0AA0 |  | fixed-mounted circuit breaker, IEC 60947-2, size 1, 4-pole, N pole on right, In=630 A up to 690 V AC 50/60 Hz, breaking capacity S Icu=66/50 kA at 500/690 V, tripping unit ETU600 LSIG upgradeable, color display, Bluetooth, USB interface, basic protection LT, ST, INST, GFx, including protection of the N conductor (internal neutral point sensor available), trip alarm switch (1 x CO), front connection double hole, with internal voltage tap on lower stab of circuit breaker, with voltage tap module VTM680 and power supply of ETU600, able to communication, integrated metering type PMF-1 Energy Efficiency, Voltage, Active energy Ea Manual operating mechanism with mechanical closing, without Spring charging motor, Ready-to-close signal. switch, Auxiliary switches 2NO+2NC, without Closing coil (CC), manual operating mechanism with mechanical closing, without Remote trip alarm reset coil (RR), without 2nd shunt trip, without 1st Shunt trip | 99670 | 1 | Z\ | 1
3WA1106-3EF31-0AA0 |  | Withdrawable circuit breaker with guide frame, IEC 60947-2, frame size 1, 3-poles, In=630A up to 690V AC 50/60Hz, breaking capacity S Icu=66/50kA at 500/690V, Trip unit ETU600 LSIG upgrade ready , colordisplay, bluetooth and USB interface, Protection LT, ST, INST, GFx, N-protection required an external N-sensor, incl. trip alarm switch (1xCO), rear connection vertical, guide frame with shutter and w/o position signalling switch, with internal voltage tap on lower stab of circuit breaker, with voltage tap module VTM680 and power supply of ETU600, able to communication, integrated metering type PMF-1 Energy Efficiency, Voltage, Active energy Ea Manual operating mechanism with mechanical closing, without Spring charging motor, Ready-to-close signal. switch, Auxiliary switches 2NO+2NC, without Closing coil (CC), manual operating mechanism with mechanical closing, without Remote trip alarm reset coil (RR), without 2nd shunt trip, without 1st Shunt trip | 97270 | 1 | Z\ | 1
3WA1106-3EF32-0AA0 |  | Withdrawable circuit breaker with guide frame, IEC 60947-2, frame size 1, 3-poles, In=630A up to 690V AC 50/60Hz, breaking capacity S Icu=66/50kA at 500/690V, Trip unit ETU600 LSIG upgrade ready , colordisplay, bluetooth and USB interface, Protection LT, ST, INST, GFx, N-protection required an external N-sensor, incl. trip alarm switch (1xCO), rear connection horizontal, guide frame with shutter and w/o position signalling switch, with internal voltage tap on lower stab of circuit breaker, with voltage tap module VTM680 and power supply of ETU600, able to communication, integrated metering type PMF-1 Energy Efficiency, Voltage, Active energy Ea Manual operating mechanism with mechanical closing, without Spring charging motor, Ready-to-close signal. switch, Auxiliary switches 2NO+2NC, without Closing coil (CC), manual operating mechanism with mechanical closing, without Remote trip alarm reset coil (RR), without 2nd shunt trip, without 1st Shunt trip | 95470 | 1 | Z\ | 1
3WA1106-3EF33-0AA0 |  | Withdrawable circuit breaker with guide frame, IEC 60947-2, frame size 1, 3-poles, In=630A up to 690V AC 50/60Hz, breaking capacity S Icu=66/50kA at 500/690V, Trip unit ETU600 LSIG upgrade ready , colordisplay, bluetooth and USB interface, Protection LT, ST, INST, GFx, N-protection required an external N-sensor, incl. trip alarm switch (1xCO), front connection double hole, guide frame with shutter and w/o position signalling switch, with internal voltage tap on lower stab of circuit breaker, with voltage tap module VTM680 and power supply of ETU600, able to communication, integrated metering type PMF-1 Energy Efficiency, Voltage, Active energy Ea Manual operating mechanism with mechanical closing, without Spring charging motor, Ready-to-close signal. switch, Auxiliary switches 2NO+2NC, without Closing coil (CC), manual operating mechanism with mechanical closing, without Remote trip alarm reset coil (RR), without 2nd shunt trip, without 1st Shunt trip | 100870 | 1 | Z\ | 1
3WA1106-3EF34-0AA0 |  | Withdrawable circuit breaker with guide frame, IEC 60947-2, frame size 1, 3-poles, In=630A up to 690V AC 50/60Hz, breaking capacity S Icu=66/50kA at 500/690V, Trip unit ETU600 LSIG upgrade ready , colordisplay, bluetooth and USB interface, Protection LT, ST, INST, GFx, N-protection required an external N-sensor, incl. trip alarm switch (1xCO), rear connection flange, guide frame with shutter and w/o position signalling switch, with internal voltage tap on lower stab of circuit breaker, with voltage tap module VTM680 and power supply of ETU600, able to communication, integrated metering type PMF-1 Energy Efficiency, Voltage, Active energy Ea Manual operating mechanism with mechanical closing, without Spring charging motor, Ready-to-close signal. switch, Auxiliary switches 2NO+2NC, without Closing coil (CC), manual operating mechanism with mechanical closing, without Remote trip alarm reset coil (RR), without 2nd shunt trip, without 1st Shunt trip | 95470 | 1 | Z\ | 1
3WA1106-3EF41-0AA0 |  | Withdrawable circuit breaker with guide frame, IEC 60947-2, frame size 1, 4-poles, N-pole left, In=630A up to 690V AC 50/60Hz, breaking capacity S Icu=66/50kA at 500/690V, Trip unit ETU600 LSIG upgrade ready , colordisplay, bluetooth and USB interface, Protection LT, ST, INST, GFx, include N-protection, (internal N-sensor available), incl. trip alarm switch (1xCO), rear connection vertical, guide frame with shutter and w/o position signalling switch, with internal voltage tap on lower stab of circuit breaker, with voltage tap module VTM680 and power supply of ETU600, able to communication, integrated metering type PMF-1 Energy Efficiency, Voltage, Active energy Ea Manual operating mechanism with mechanical closing, without Spring charging motor, Ready-to-close signal. switch, Auxiliary switches 2NO+2NC, without Closing coil (CC), manual operating mechanism with mechanical closing, without Remote trip alarm reset coil (RR), without 2nd shunt trip, without 1st Shunt trip | 121870 | 1 | Z\ | 1
3WA1106-3EF42-0AA0 |  | Withdrawable circuit breaker with guide frame, IEC 60947-2, frame size 1, 4-poles, N-pole left, In=630A up to 690V AC 50/60Hz, breaking capacity S Icu=66/50kA at 500/690V, Trip unit ETU600 LSIG upgrade ready , colordisplay, bluetooth and USB interface, Protection LT, ST, INST, GFx, include N-protection, (internal N-sensor available), incl. trip alarm switch (1xCO), rear connection horizontal, guide frame with shutter and w/o position signalling switch, with internal voltage tap on lower stab of circuit breaker, with voltage tap module VTM680 and power supply of ETU600, able to communication, integrated metering type PMF-1 Energy Efficiency, Voltage, Active energy Ea Manual operating mechanism with mechanical closing, without Spring charging motor, Ready-to-close signal. switch, Auxiliary switches 2NO+2NC, without Closing coil (CC), manual operating mechanism with mechanical closing, without Remote trip alarm reset coil (RR), without 2nd shunt trip, without 1st Shunt trip | 119870 | 1 | Z\ | 1
3WA1106-3EF43-0AA0 |  | Withdrawable circuit breaker with guide frame, IEC 60947-2, frame size 1, 4-poles, N-pole left, In=630A up to 690V AC 50/60Hz, breaking capacity S Icu=66/50kA at 500/690V, Trip unit ETU600 LSIG upgrade ready , colordisplay, bluetooth and USB interface, Protection LT, ST, INST, GFx, include N-protection, (internal N-sensor available), incl. trip alarm switch (1xCO), front connection double hole, guide frame with shutter and w/o position signalling switch, with internal voltage tap on lower stab of circuit breaker, with voltage tap module VTM680 and power supply of ETU600, able to communication, integrated metering type PMF-1 Energy Efficiency, Voltage, Active energy Ea Manual operating mechanism with mechanical closing, without Spring charging motor, Ready-to-close signal. switch, Auxiliary switches 2NO+2NC, without Closing coil (CC), manual operating mechanism with mechanical closing, without Remote trip alarm reset coil (RR), without 2nd shunt trip, without 1st Shunt trip | 126870 | 1 | Z\ | 1
3WA1106-3EF44-0AA0 |  | Withdrawable circuit breaker with guide frame, IEC 60947-2, frame size 1, 4-poles, N-pole left, In=630A up to 690V AC 50/60Hz, breaking capacity S Icu=66/50kA at 500/690V, Trip unit ETU600 LSIG upgrade ready , colordisplay, bluetooth and USB interface, Protection LT, ST, INST, GFx, include N-protection, (internal N-sensor available), incl. trip alarm switch (1xCO), rear connection flange, guide frame with shutter and w/o position signalling switch, with internal voltage tap on lower stab of circuit breaker, with voltage tap module VTM680 and power supply of ETU600, able to communication, integrated metering type PMF-1 Energy Efficiency, Voltage, Active energy Ea Manual operating mechanism with mechanical closing, without Spring charging motor, Ready-to-close signal. switch, Auxiliary switches 2NO+2NC, without Closing coil (CC), manual operating mechanism with mechanical closing, without Remote trip alarm reset coil (RR), without 2nd shunt trip, without 1st Shunt trip | 119870 | 1 | Z\ | 1
3WA1106-3FE01-0AA0 |  | Fixed-mounted circuit breaker IEC 60947-2, frame size 1, 3-poles, In=630A up to 690V AC 50/60Hz, breaking capacity S Icu=66/50kA at 500/690V, Trip unit ETU600 LSI upgrade ready , colordisplay, bluetooth and USB interface, Protection LT, ST, INST, N-protection required an external N-sensor, incl. trip alarm switch (1xCO), rear connection vertical, with internal voltage tap on lower stab of circuit breaker, with voltage tap module VTM680 and power supply of ETU600, able to communication, integrated metering type PMF-2 Basic Power Monitoring, Voltage, Energy, Power, Power factor, Frequency, Unbalance, Temperature, Manual operating mechanism with mechanical closing, without Spring charging motor, Ready-to-close signal. switch, Auxiliary switches 2NO+2NC, without Closing coil (CC), manual operating mechanism with mechanical closing, without Remote trip alarm reset coil (RR), without 2nd shunt trip, without 1st Shunt trip | 75100 | 1 | Z\ | 1
3WA1106-3FE02-0AA0 |  | Fixed-mounted circuit breaker IEC 60947-2, frame size 1, 3-poles, In=630A up to 690V AC 50/60Hz, breaking capacity S Icu=66/50kA at 500/690V, Trip unit ETU600 LSI upgrade ready , colordisplay, bluetooth and USB interface, Protection LT, ST, INST, N-protection required an external N-sensor, incl. trip alarm switch (1xCO), rear connection horizontal, with internal voltage tap on lower stab of circuit breaker, with voltage tap module VTM680 and power supply of ETU600, able to communication, integrated metering type PMF-2 Basic Power Monitoring, Voltage, Energy, Power, Power factor, Frequency, Unbalance, Temperature, Manual operating mechanism with mechanical closing, without Spring charging motor, Ready-to-close signal. switch, Auxiliary switches 2NO+2NC, without Closing coil (CC), manual operating mechanism with mechanical closing, without Remote trip alarm reset coil (RR), without 2nd shunt trip, without 1st Shunt trip | 73400 | 1 | Z\ | 1
3WA1106-3FE03-0AA0 |  | Fixed-mounted circuit breaker IEC 60947-2, frame size 1, 3-poles, In=630A up to 690V AC 50/60Hz, breaking capacity S Icu=66/50kA at 500/690V, Trip unit ETU600 LSI upgrade ready , colordisplay, bluetooth and USB interface, Protection LT, ST, INST, N-protection required an external N-sensor, incl. trip alarm switch (1xCO), front connection double hole, with internal voltage tap on lower stab of circuit breaker, with voltage tap module VTM680 and power supply of ETU600, able to communication, integrated metering type PMF-2 Basic Power Monitoring, Voltage, Energy, Power, Power factor, Frequency, Unbalance, Temperature, Manual operating mechanism with mechanical closing, without Spring charging motor, Ready-to-close signal. switch, Auxiliary switches 2NO+2NC, without Closing coil (CC), manual operating mechanism with mechanical closing, without Remote trip alarm reset coil (RR), without 2nd shunt trip, without 1st Shunt trip | 78400 | 1 | Z\ | 1
3WA1106-3FE11-0AA0 |  | Fixed-mounted circuit breaker IEC 60947-2, frame size 1, 4-poles, N-pole left, In=630A up to 690V AC 50/60Hz, breaking capacity S Icu=66/50kA at 500/690V, Trip unit ETU600 LSI upgrade ready , colordisplay, bluetooth and USB interface, Protection LT, ST, INST, include N-protection, (internal N-sensor available), incl. trip alarm switch (1xCO), rear connection vertical, with internal voltage tap on lower stab of circuit breaker, with voltage tap module VTM680 and power supply of ETU600, able to communication, integrated metering type PMF-2 Basic Power Monitoring, Voltage, Energy, Power, Power factor, Frequency, Unbalance, Temperature, Manual operating mechanism with mechanical closing, without Spring charging motor, Ready-to-close signal. switch, Auxiliary switches 2NO+2NC, without Closing coil (CC), manual operating mechanism with mechanical closing, without Remote trip alarm reset coil (RR), without 2nd shunt trip, without 1st Shunt trip | 93400 | 1 | Z\ | 1
3WA1106-3FE12-0AA0 |  | Fixed-mounted circuit breaker IEC 60947-2, frame size 1, 4-poles, N-pole left, In=630A up to 690V AC 50/60Hz, breaking capacity S Icu=66/50kA at 500/690V, Trip unit ETU600 LSI upgrade ready , colordisplay, bluetooth and USB interface, Protection LT, ST, INST, include N-protection, (internal N-sensor available), incl. trip alarm switch (1xCO), rear connection horizontal, with internal voltage tap on lower stab of circuit breaker, with voltage tap module VTM680 and power supply of ETU600, able to communication, integrated metering type PMF-2 Basic Power Monitoring, Voltage, Energy, Power, Power factor, Frequency, Unbalance, Temperature, Manual operating mechanism with mechanical closing, without Spring charging motor, Ready-to-close signal. switch, Auxiliary switches 2NO+2NC, without Closing coil (CC), manual operating mechanism with mechanical closing, without Remote trip alarm reset coil (RR), without 2nd shunt trip, without 1st Shunt trip | 91200 | 1 | Z\ | 1
3WA1106-3FE13-0AA0 |  | Fixed-mounted circuit breaker IEC 60947-2, frame size 1, 4-poles, N-pole left, In=630A up to 690V AC 50/60Hz, breaking capacity S Icu=66/50kA at 500/690V, Trip unit ETU600 LSI upgrade ready , colordisplay, bluetooth and USB interface, Protection LT, ST, INST, include N-protection, (internal N-sensor available), incl. trip alarm switch (1xCO), front connection double hole, with internal voltage tap on lower stab of circuit breaker, with voltage tap module VTM680 and power supply of ETU600, able to communication, integrated metering type PMF-2 Basic Power Monitoring, Voltage, Energy, Power, Power factor, Frequency, Unbalance, Temperature, Manual operating mechanism with mechanical closing, without Spring charging motor, Ready-to-close signal. switch, Auxiliary switches 2NO+2NC, without Closing coil (CC), manual operating mechanism with mechanical closing, without Remote trip alarm reset coil (RR), without 2nd shunt trip, without 1st Shunt trip | 97900 | 1 | Z\ | 1
3WA1106-3FE21-0AA0 |  | fixed-mounted circuit breaker, IEC 60947-2, size 1, 4-pole, N pole on right, In=630 A up to 690 V AC 50/60 Hz, breaking capacity S Icu=66/50 kA at 500/690 V, tripping unit ETU600 LSI upgradeable, color display, Bluetooth, USB interface, basic protection LT, ST, INST, including protection of the N conductor (internal neutral point sensor available), trip alarm switch (1 x CO), connection at rear vertical, with internal voltage tap on lower stab of circuit breaker, with voltage tap module VTM680 and power supply of ETU600, able to communication, integrated metering type PMF-2 Basic Power Monitoring, Voltage, Energy, Power, Power factor, Frequency, Unbalance, Temperature, Manual operating mechanism with mechanical closing, without Spring charging motor, Ready-to-close signal. switch, Auxiliary switches 2NO+2NC, without Closing coil (CC), manual operating mechanism with mechanical closing, without Remote trip alarm reset coil (RR), without 2nd shunt trip, without 1st Shunt trip | 93400 | 1 | Z\ | 1
3WA1106-3FE22-0AA0 |  | fixed-mounted circuit breaker, IEC 60947-2, size 1, 4-pole, N pole on right, In=630 A up to 690 V AC 50/60 Hz, breaking capacity S Icu=66/50 kA at 500/690 V, tripping unit ETU600 LSI upgradeable, color display, Bluetooth, USB interface, basic protection LT, ST, INST, including protection of the N conductor (internal neutral point sensor available), trip alarm switch (1 x CO), connection at rear horizontal with internal voltage tap on lower stab of circuit breaker, with voltage tap module VTM680 and power supply of ETU600, able to communication, integrated metering type PMF-2 Basic Power Monitoring, Voltage, Energy, Power, Power factor, Frequency, Unbalance, Temperature, Manual operating mechanism with mechanical closing, without Spring charging motor, Ready-to-close signal. switch, Auxiliary switches 2NO+2NC, without Closing coil (CC), manual operating mechanism with mechanical closing, without Remote trip alarm reset coil (RR), without 2nd shunt trip, without 1st Shunt trip | 91200 | 1 | Z\ | 1
3WA1106-3FE23-0AA0 |  | fixed-mounted circuit breaker, IEC 60947-2, size 1, 4-pole, N pole on right, In=630 A up to 690 V AC 50/60 Hz, breaking capacity S Icu=66/50 kA at 500/690 V, tripping unit ETU600 LSI upgradeable, color display, Bluetooth, USB interface, basic protection LT, ST, INST, including protection of the N conductor (internal neutral point sensor available), trip alarm switch (1 x CO), front connection double hole, with internal voltage tap on lower stab of circuit breaker, with voltage tap module VTM680 and power supply of ETU600, able to communication, integrated metering type PMF-2 Basic Power Monitoring, Voltage, Energy, Power, Power factor, Frequency, Unbalance, Temperature, Manual operating mechanism with mechanical closing, without Spring charging motor, Ready-to-close signal. switch, Auxiliary switches 2NO+2NC, without Closing coil (CC), manual operating mechanism with mechanical closing, without Remote trip alarm reset coil (RR), without 2nd shunt trip, without 1st Shunt trip | 97900 | 1 | Z\ | 1
3WA1106-3FE31-0AA0 |  | Withdrawable circuit breaker with guide frame, IEC 60947-2, frame size 1, 3-poles, In=630A up to 690V AC 50/60Hz, breaking capacity S Icu=66/50kA at 500/690V, Trip unit ETU600 LSI upgrade ready , colordisplay, bluetooth and USB interface, Protection LT, ST, INST, N-protection required an external N-sensor, incl. trip alarm switch (1xCO), rear connection vertical, guide frame with shutter and w/o position signalling switch, with internal voltage tap on lower stab of circuit breaker, with voltage tap module VTM680 and power supply of ETU600, able to communication, integrated metering type PMF-2 Basic Power Monitoring, Voltage, Energy, Power, Power factor, Frequency, Unbalance, Temperature, Manual operating mechanism with mechanical closing, without Spring charging motor, Ready-to-close signal. switch, Auxiliary switches 2NO+2NC, without Closing coil (CC), manual operating mechanism with mechanical closing, without Remote trip alarm reset coil (RR), without 2nd shunt trip, without 1st Shunt trip | 95500 | 1 | Z\ | 1
3WA1106-3FE32-0AA0 |  | Withdrawable circuit breaker with guide frame, IEC 60947-2, frame size 1, 3-poles, In=630A up to 690V AC 50/60Hz, breaking capacity S Icu=66/50kA at 500/690V, Trip unit ETU600 LSI upgrade ready , colordisplay, bluetooth and USB interface, Protection LT, ST, INST, N-protection required an external N-sensor, incl. trip alarm switch (1xCO), rear connection horizontal, guide frame with shutter and w/o position signalling switch, with internal voltage tap on lower stab of circuit breaker, with voltage tap module VTM680 and power supply of ETU600, able to communication, integrated metering type PMF-2 Basic Power Monitoring, Voltage, Energy, Power, Power factor, Frequency, Unbalance, Temperature, Manual operating mechanism with mechanical closing, without Spring charging motor, Ready-to-close signal. switch, Auxiliary switches 2NO+2NC, without Closing coil (CC), manual operating mechanism with mechanical closing, without Remote trip alarm reset coil (RR), without 2nd shunt trip, without 1st Shunt trip | 93700 | 1 | Z\ | 1
3WA1106-3FE33-0AA0 |  | Withdrawable circuit breaker with guide frame, IEC 60947-2, frame size 1, 3-poles, In=630A up to 690V AC 50/60Hz, breaking capacity S Icu=66/50kA at 500/690V, Trip unit ETU600 LSI upgrade ready , colordisplay, bluetooth and USB interface, Protection LT, ST, INST, N-protection required an external N-sensor, incl. trip alarm switch (1xCO), front connection double hole, guide frame with shutter and w/o position signalling switch, with internal voltage tap on lower stab of circuit breaker, with voltage tap module VTM680 and power supply of ETU600, able to communication, integrated metering type PMF-2 Basic Power Monitoring, Voltage, Energy, Power, Power factor, Frequency, Unbalance, Temperature, Manual operating mechanism with mechanical closing, without Spring charging motor, Ready-to-close signal. switch, Auxiliary switches 2NO+2NC, without Closing coil (CC), manual operating mechanism with mechanical closing, without Remote trip alarm reset coil (RR), without 2nd shunt trip, without 1st Shunt trip | 99100 | 1 | Z\ | 1
3WA1106-3FE34-0AA0 |  | Withdrawable circuit breaker with guide frame, IEC 60947-2, frame size 1, 3-poles, In=630A up to 690V AC 50/60Hz, breaking capacity S Icu=66/50kA at 500/690V, Trip unit ETU600 LSI upgrade ready , colordisplay, bluetooth and USB interface, Protection LT, ST, INST, N-protection required an external N-sensor, incl. trip alarm switch (1xCO), rear connection flange, guide frame with shutter and w/o position signalling switch, with internal voltage tap on lower stab of circuit breaker, with voltage tap module VTM680 and power supply of ETU600, able to communication, integrated metering type PMF-2 Basic Power Monitoring, Voltage, Energy, Power, Power factor, Frequency, Unbalance, Temperature, Manual operating mechanism with mechanical closing, without Spring charging motor, Ready-to-close signal. switch, Auxiliary switches 2NO+2NC, without Closing coil (CC), manual operating mechanism with mechanical closing, without Remote trip alarm reset coil (RR), without 2nd shunt trip, without 1st Shunt trip | 93700 | 1 | Z\ | 1
3WA1106-3FE41-0AA0 |  | Withdrawable circuit breaker with guide frame, IEC 60947-2, frame size 1, 4-poles, N-pole left, In=630A up to 690V AC 50/60Hz, breaking capacity S Icu=66/50kA at 500/690V, Trip unit ETU600 LSI upgrade ready , colordisplay, bluetooth and USB interface, Protection LT, ST, INST, include N-protection, (internal N-sensor available), incl. trip alarm switch (1xCO), rear connection vertical, guide frame with shutter and w/o position signalling switch, with internal voltage tap on lower stab of circuit breaker, with voltage tap module VTM680 and power supply of ETU600, able to communication, integrated metering type PMF-2 Basic Power Monitoring, Voltage, Energy, Power, Power factor, Frequency, Unbalance, Temperature, Manual operating mechanism with mechanical closing, without Spring charging motor, Ready-to-close signal. switch, Auxiliary switches 2NO+2NC, without Closing coil (CC), manual operating mechanism with mechanical closing, without Remote trip alarm reset coil (RR), without 2nd shunt trip, without 1st Shunt trip | 120700 | 1 | Z\ | 1
3WA1106-3FE42-0AA0 |  | Withdrawable circuit breaker with guide frame, IEC 60947-2, frame size 1, 4-poles, N-pole left, In=630A up to 690V AC 50/60Hz, breaking capacity S Icu=66/50kA at 500/690V, Trip unit ETU600 LSI upgrade ready , colordisplay, bluetooth and USB interface, Protection LT, ST, INST, include N-protection, (internal N-sensor available), incl. trip alarm switch (1xCO), rear connection horizontal, guide frame with shutter and w/o position signalling switch, with internal voltage tap on lower stab of circuit breaker, with voltage tap module VTM680 and power supply of ETU600, able to communication, integrated metering type PMF-2 Basic Power Monitoring, Voltage, Energy, Power, Power factor, Frequency, Unbalance, Temperature, Manual operating mechanism with mechanical closing, without Spring charging motor, Ready-to-close signal. switch, Auxiliary switches 2NO+2NC, without Closing coil (CC), manual operating mechanism with mechanical closing, without Remote trip alarm reset coil (RR), without 2nd shunt trip, without 1st Shunt trip | 117700 | 1 | Z\ | 1
3WA1106-3FE43-0AA0 |  | Withdrawable circuit breaker with guide frame, IEC 60947-2, frame size 1, 4-poles, N-pole left, In=630A up to 690V AC 50/60Hz, breaking capacity S Icu=66/50kA at 500/690V, Trip unit ETU600 LSI upgrade ready , colordisplay, bluetooth and USB interface, Protection LT, ST, INST, include N-protection, (internal N-sensor available), incl. trip alarm switch (1xCO), front connection double hole, guide frame with shutter and w/o position signalling switch, with internal voltage tap on lower stab of circuit breaker, with voltage tap module VTM680 and power supply of ETU600, able to communication, integrated metering type PMF-2 Basic Power Monitoring, Voltage, Energy, Power, Power factor, Frequency, Unbalance, Temperature, Manual operating mechanism with mechanical closing, without Spring charging motor, Ready-to-close signal. switch, Auxiliary switches 2NO+2NC, without Closing coil (CC), manual operating mechanism with mechanical closing, without Remote trip alarm reset coil (RR), without 2nd shunt trip, without 1st Shunt trip | 124700 | 1 | Z\ | 1
3WA1106-3FE44-0AA0 |  | Withdrawable circuit breaker with guide frame, IEC 60947-2, frame size 1, 4-poles, N-pole left, In=630A up to 690V AC 50/60Hz, breaking capacity S Icu=66/50kA at 500/690V, Trip unit ETU600 LSI upgrade ready , colordisplay, bluetooth and USB interface, Protection LT, ST, INST, include N-protection, (internal N-sensor available), incl. trip alarm switch (1xCO), rear connection flange, guide frame with shutter and w/o position signalling switch, with internal voltage tap on lower stab of circuit breaker, with voltage tap module VTM680 and power supply of ETU600, able to communication, integrated metering type PMF-2 Basic Power Monitoring, Voltage, Energy, Power, Power factor, Frequency, Unbalance, Temperature, Manual operating mechanism with mechanical closing, without Spring charging motor, Ready-to-close signal. switch, Auxiliary switches 2NO+2NC, without Closing coil (CC), manual operating mechanism with mechanical closing, without Remote trip alarm reset coil (RR), without 2nd shunt trip, without 1st Shunt trip | 117700 | 1 | Z\ | 1
3WA1106-3FF01-0AA0 |  | Fixed-mounted circuit breaker IEC 60947-2, frame size 1, 3-poles, In=630A up to 690V AC 50/60Hz, breaking capacity S Icu=66/50kA at 500/690V, Trip unit ETU600 LSIG upgrade ready , colordisplay, bluetooth and USB interface, Protection LT, ST, INST, GFx, N-protection required an external N-sensor, incl. trip alarm switch (1xCO), rear connection vertical, with internal voltage tap on lower stab of circuit breaker, with voltage tap module VTM680 and power supply of ETU600, able to communication, integrated metering type PMF-2 Basic Power Monitoring, Voltage, Energy, Power, Power factor, Frequency, Unbalance, Temperature, Manual operating mechanism with mechanical closing, without Spring charging motor, Ready-to-close signal. switch, Auxiliary switches 2NO+2NC, without Closing coil (CC), manual operating mechanism with mechanical closing, without Remote trip alarm reset coil (RR), without 2nd shunt trip, without 1st Shunt trip | 85700 | 1 | Z\ | 1
3WA1106-3FF02-0AA0 |  | Fixed-mounted circuit breaker IEC 60947-2, frame size 1, 3-poles, In=630A up to 690V AC 50/60Hz, breaking capacity S Icu=66/50kA at 500/690V, Trip unit ETU600 LSIG upgrade ready , colordisplay, bluetooth and USB interface, Protection LT, ST, INST, GFx, N-protection required an external N-sensor, incl. trip alarm switch (1xCO), rear connection horizontal, with internal voltage tap on lower stab of circuit breaker, with voltage tap module VTM680 and power supply of ETU600, able to communication, integrated metering type PMF-2 Basic Power Monitoring, Voltage, Energy, Power, Power factor, Frequency, Unbalance, Temperature, Manual operating mechanism with mechanical closing, without Spring charging motor, Ready-to-close signal. switch, Auxiliary switches 2NO+2NC, without Closing coil (CC), manual operating mechanism with mechanical closing, without Remote trip alarm reset coil (RR), without 2nd shunt trip, without 1st Shunt trip | 84000 | 1 | Z\ | 1
3WA1106-3FF03-0AA0 |  | Fixed-mounted circuit breaker IEC 60947-2, frame size 1, 3-poles, In=630A up to 690V AC 50/60Hz, breaking capacity S Icu=66/50kA at 500/690V, Trip unit ETU600 LSIG upgrade ready , colordisplay, bluetooth and USB interface, Protection LT, ST, INST, GFx, N-protection required an external N-sensor, incl. trip alarm switch (1xCO), front connection double hole, with internal voltage tap on lower stab of circuit breaker, with voltage tap module VTM680 and power supply of ETU600, able to communication, integrated metering type PMF-2 Basic Power Monitoring, Voltage, Energy, Power, Power factor, Frequency, Unbalance, Temperature, Manual operating mechanism with mechanical closing, without Spring charging motor, Ready-to-close signal. switch, Auxiliary switches 2NO+2NC, without Closing coil (CC), manual operating mechanism with mechanical closing, without Remote trip alarm reset coil (RR), without 2nd shunt trip, without 1st Shunt trip | 89000 | 1 | Z\ | 1
3WA1106-3FF11-0AA0 |  | Fixed-mounted circuit breaker IEC 60947-2, frame size 1, 4-poles, N-pole left, In=630A up to 690V AC 50/60Hz, breaking capacity S Icu=66/50kA at 500/690V, Trip unit ETU600 LSIG upgrade ready , colordisplay, bluetooth and USB interface, Protection LT, ST, INST, GFx, include N-protection, (internal N-sensor available), incl. trip alarm switch (1xCO), rear connection vertical, with internal voltage tap on lower stab of circuit breaker, with voltage tap module VTM680 and power supply of ETU600, able to communication, integrated metering type PMF-2 Basic Power Monitoring, Voltage, Energy, Power, Power factor, Frequency, Unbalance, Temperature, Manual operating mechanism with mechanical closing, without Spring charging motor, Ready-to-close signal. switch, Auxiliary switches 2NO+2NC, without Closing coil (CC), manual operating mechanism with mechanical closing, without Remote trip alarm reset coil (RR), without 2nd shunt trip, without 1st Shunt trip | 104100 | 1 | Z\ | 1
3WA1106-3FF12-0AA0 |  | Fixed-mounted circuit breaker IEC 60947-2, frame size 1, 4-poles, N-pole left, In=630A up to 690V AC 50/60Hz, breaking capacity S Icu=66/50kA at 500/690V, Trip unit ETU600 LSIG upgrade ready , colordisplay, bluetooth and USB interface, Protection LT, ST, INST, GFx, include N-protection, (internal N-sensor available), incl. trip alarm switch (1xCO), rear connection horizontal, with internal voltage tap on lower stab of circuit breaker, with voltage tap module VTM680 and power supply of ETU600, able to communication, integrated metering type PMF-2 Basic Power Monitoring, Voltage, Energy, Power, Power factor, Frequency, Unbalance, Temperature, Manual operating mechanism with mechanical closing, without Spring charging motor, Ready-to-close signal. switch, Auxiliary switches 2NO+2NC, without Closing coil (CC), manual operating mechanism with mechanical closing, without Remote trip alarm reset coil (RR), without 2nd shunt trip, without 1st Shunt trip | 101800 | 1 | Z\ | 1
3WA1106-3FF13-0AA0 |  | Fixed-mounted circuit breaker IEC 60947-2, frame size 1, 4-poles, N-pole left, In=630A up to 690V AC 50/60Hz, breaking capacity S Icu=66/50kA at 500/690V, Trip unit ETU600 LSIG upgrade ready , colordisplay, bluetooth and USB interface, Protection LT, ST, INST, GFx, include N-protection, (internal N-sensor available), incl. trip alarm switch (1xCO), front connection double hole, with internal voltage tap on lower stab of circuit breaker, with voltage tap module VTM680 and power supply of ETU600, able to communication, integrated metering type PMF-2 Basic Power Monitoring, Voltage, Energy, Power, Power factor, Frequency, Unbalance, Temperature, Manual operating mechanism with mechanical closing, without Spring charging motor, Ready-to-close signal. switch, Auxiliary switches 2NO+2NC, without Closing coil (CC), manual operating mechanism with mechanical closing, without Remote trip alarm reset coil (RR), without 2nd shunt trip, without 1st Shunt trip | 108500 | 1 | Z\ | 1
3WA1106-3FF21-0AA0 |  | fixed-mounted circuit breaker, IEC 60947-2, size 1, 4-pole, N pole on right, In=630 A up to 690 V AC 50/60 Hz, breaking capacity S Icu=66/50 kA at 500/690 V, tripping unit ETU600 LSIG upgradeable, color display, Bluetooth, USB interface, basic protection LT, ST, INST, GFx, including protection of the N conductor (internal neutral point sensor available), trip alarm switch (1 x CO), connection at rear vertical, with internal voltage tap on lower stab of circuit breaker, with voltage tap module VTM680 and power supply of ETU600, able to communication, integrated metering type PMF-2 Basic Power Monitoring, Voltage, Energy, Power, Power factor, Frequency, Unbalance, Temperature, Manual operating mechanism with mechanical closing, without Spring charging motor, Ready-to-close signal. switch, Auxiliary switches 2NO+2NC, without Closing coil (CC), manual operating mechanism with mechanical closing, without Remote trip alarm reset coil (RR), without 2nd shunt trip, without 1st Shunt trip | 104100 | 1 | Z\ | 1
3WA1106-3FF22-0AA0 |  | fixed-mounted circuit breaker, IEC 60947-2, size 1, 4-pole, N pole on right, In=630 A up to 690 V AC 50/60 Hz, breaking capacity S Icu=66/50 kA at 500/690 V, tripping unit ETU600 LSIG upgradeable, color display, Bluetooth, USB interface, basic protection LT, ST, INST, GFx, including protection of the N conductor (internal neutral point sensor available), trip alarm switch (1 x CO), connection at rear horizontal with internal voltage tap on lower stab of circuit breaker, with voltage tap module VTM680 and power supply of ETU600, able to communication, integrated metering type PMF-2 Basic Power Monitoring, Voltage, Energy, Power, Power factor, Frequency, Unbalance, Temperature, Manual operating mechanism with mechanical closing, without Spring charging motor, Ready-to-close signal. switch, Auxiliary switches 2NO+2NC, without Closing coil (CC), manual operating mechanism with mechanical closing, without Remote trip alarm reset coil (RR), without 2nd shunt trip, without 1st Shunt trip | 101800 | 1 | Z\ | 1
3WA1106-3FF23-0AA0 |  | fixed-mounted circuit breaker, IEC 60947-2, size 1, 4-pole, N pole on right, In=630 A up to 690 V AC 50/60 Hz, breaking capacity S Icu=66/50 kA at 500/690 V, tripping unit ETU600 LSIG upgradeable, color display, Bluetooth, USB interface, basic protection LT, ST, INST, GFx, including protection of the N conductor (internal neutral point sensor available), trip alarm switch (1 x CO), front connection double hole, with internal voltage tap on lower stab of circuit breaker, with voltage tap module VTM680 and power supply of ETU600, able to communication, integrated metering type PMF-2 Basic Power Monitoring, Voltage, Energy, Power, Power factor, Frequency, Unbalance, Temperature, Manual operating mechanism with mechanical closing, without Spring charging motor, Ready-to-close signal. switch, Auxiliary switches 2NO+2NC, without Closing coil (CC), manual operating mechanism with mechanical closing, without Remote trip alarm reset coil (RR), without 2nd shunt trip, without 1st Shunt trip | 108500 | 1 | Z\ | 1
3WA1106-3FF31-0AA0 |  | Withdrawable circuit breaker with guide frame, IEC 60947-2, frame size 1, 3-poles, In=630A up to 690V AC 50/60Hz, breaking capacity S Icu=66/50kA at 500/690V, Trip unit ETU600 LSIG upgrade ready , colordisplay, bluetooth and USB interface, Protection LT, ST, INST, GFx, N-protection required an external N-sensor, incl. trip alarm switch (1xCO), rear connection vertical, guide frame with shutter and w/o position signalling switch, with internal voltage tap on lower stab of circuit breaker, with voltage tap module VTM680 and power supply of ETU600, able to communication, integrated metering type PMF-2 Basic Power Monitoring, Voltage, Energy, Power, Power factor, Frequency, Unbalance, Temperature, Manual operating mechanism with mechanical closing, without Spring charging motor, Ready-to-close signal. switch, Auxiliary switches 2NO+2NC, without Closing coil (CC), manual operating mechanism with mechanical closing, without Remote trip alarm reset coil (RR), without 2nd shunt trip, without 1st Shunt trip | 106100 | 1 | Z\ | 1
3WA1106-3FF32-0AA0 |  | Withdrawable circuit breaker with guide frame, IEC 60947-2, frame size 1, 3-poles, In=630A up to 690V AC 50/60Hz, breaking capacity S Icu=66/50kA at 500/690V, Trip unit ETU600 LSIG upgrade ready , colordisplay, bluetooth and USB interface, Protection LT, ST, INST, GFx, N-protection required an external N-sensor, incl. trip alarm switch (1xCO), rear connection horizontal, guide frame with shutter and w/o position signalling switch, with internal voltage tap on lower stab of circuit breaker, with voltage tap module VTM680 and power supply of ETU600, able to communication, integrated metering type PMF-2 Basic Power Monitoring, Voltage, Energy, Power, Power factor, Frequency, Unbalance, Temperature, Manual operating mechanism with mechanical closing, without Spring charging motor, Ready-to-close signal. switch, Auxiliary switches 2NO+2NC, without Closing coil (CC), manual operating mechanism with mechanical closing, without Remote trip alarm reset coil (RR), without 2nd shunt trip, without 1st Shunt trip | 104300 | 1 | Z\ | 1
3WA1106-3FF33-0AA0 |  | Withdrawable circuit breaker with guide frame, IEC 60947-2, frame size 1, 3-poles, In=630A up to 690V AC 50/60Hz, breaking capacity S Icu=66/50kA at 500/690V, Trip unit ETU600 LSIG upgrade ready , colordisplay, bluetooth and USB interface, Protection LT, ST, INST, GFx, N-protection required an external N-sensor, incl. trip alarm switch (1xCO), front connection double hole, guide frame with shutter and w/o position signalling switch, with internal voltage tap on lower stab of circuit breaker, with voltage tap module VTM680 and power supply of ETU600, able to communication, integrated metering type PMF-2 Basic Power Monitoring, Voltage, Energy, Power, Power factor, Frequency, Unbalance, Temperature, Manual operating mechanism with mechanical closing, without Spring charging motor, Ready-to-close signal. switch, Auxiliary switches 2NO+2NC, without Closing coil (CC), manual operating mechanism with mechanical closing, without Remote trip alarm reset coil (RR), without 2nd shunt trip, without 1st Shunt trip | 109700 | 1 | Z\ | 1
3WA1106-3FF34-0AA0 |  | Withdrawable circuit breaker with guide frame, IEC 60947-2, frame size 1, 3-poles, In=630A up to 690V AC 50/60Hz, breaking capacity S Icu=66/50kA at 500/690V, Trip unit ETU600 LSIG upgrade ready , colordisplay, bluetooth and USB interface, Protection LT, ST, INST, GFx, N-protection required an external N-sensor, incl. trip alarm switch (1xCO), rear connection flange, guide frame with shutter and w/o position signalling switch, with internal voltage tap on lower stab of circuit breaker, with voltage tap module VTM680 and power supply of ETU600, able to communication, integrated metering type PMF-2 Basic Power Monitoring, Voltage, Energy, Power, Power factor, Frequency, Unbalance, Temperature, Manual operating mechanism with mechanical closing, without Spring charging motor, Ready-to-close signal. switch, Auxiliary switches 2NO+2NC, without Closing coil (CC), manual operating mechanism with mechanical closing, without Remote trip alarm reset coil (RR), without 2nd shunt trip, without 1st Shunt trip | 104300 | 1 | Z\ | 1
3WA1106-3FF41-0AA0 |  | Withdrawable circuit breaker with guide frame, IEC 60947-2, frame size 1, 4-poles, N-pole left, In=630A up to 690V AC 50/60Hz, breaking capacity S Icu=66/50kA at 500/690V, Trip unit ETU600 LSIG upgrade ready , colordisplay, bluetooth and USB interface, Protection LT, ST, INST, GFx, include N-protection, (internal N-sensor available), incl. trip alarm switch (1xCO), rear connection vertical, guide frame with shutter and w/o position signalling switch, with internal voltage tap on lower stab of circuit breaker, with voltage tap module VTM680 and power supply of ETU600, able to communication, integrated metering type PMF-2 Basic Power Monitoring, Voltage, Energy, Power, Power factor, Frequency, Unbalance, Temperature, Manual operating mechanism with mechanical closing, without Spring charging motor, Ready-to-close signal. switch, Auxiliary switches 2NO+2NC, without Closing coil (CC), manual operating mechanism with mechanical closing, without Remote trip alarm reset coil (RR), without 2nd shunt trip, without 1st Shunt trip | 130700 | 1 | Z\ | 1
3WA1106-3FF42-0AA0 |  | Withdrawable circuit breaker with guide frame, IEC 60947-2, frame size 1, 4-poles, N-pole left, In=630A up to 690V AC 50/60Hz, breaking capacity S Icu=66/50kA at 500/690V, Trip unit ETU600 LSIG upgrade ready , colordisplay, bluetooth and USB interface, Protection LT, ST, INST, GFx, include N-protection, (internal N-sensor available), incl. trip alarm switch (1xCO), rear connection horizontal, guide frame with shutter and w/o position signalling switch, with internal voltage tap on lower stab of circuit breaker, with voltage tap module VTM680 and power supply of ETU600, able to communication, integrated metering type PMF-2 Basic Power Monitoring, Voltage, Energy, Power, Power factor, Frequency, Unbalance, Temperature, Manual operating mechanism with mechanical closing, without Spring charging motor, Ready-to-close signal. switch, Auxiliary switches 2NO+2NC, without Closing coil (CC), manual operating mechanism with mechanical closing, without Remote trip alarm reset coil (RR), without 2nd shunt trip, without 1st Shunt trip | 128700 | 1 | Z\ | 1
3WA1106-3FF43-0AA0 |  | Withdrawable circuit breaker with guide frame, IEC 60947-2, frame size 1, 4-poles, N-pole left, In=630A up to 690V AC 50/60Hz, breaking capacity S Icu=66/50kA at 500/690V, Trip unit ETU600 LSIG upgrade ready , colordisplay, bluetooth and USB interface, Protection LT, ST, INST, GFx, include N-protection, (internal N-sensor available), incl. trip alarm switch (1xCO), front connection double hole, guide frame with shutter and w/o position signalling switch, with internal voltage tap on lower stab of circuit breaker, with voltage tap module VTM680 and power supply of ETU600, able to communication, integrated metering type PMF-2 Basic Power Monitoring, Voltage, Energy, Power, Power factor, Frequency, Unbalance, Temperature, Manual operating mechanism with mechanical closing, without Spring charging motor, Ready-to-close signal. switch, Auxiliary switches 2NO+2NC, without Closing coil (CC), manual operating mechanism with mechanical closing, without Remote trip alarm reset coil (RR), without 2nd shunt trip, without 1st Shunt trip | 135700 | 1 | Z\ | 1
3WA1106-3FF44-0AA0 |  | Withdrawable circuit breaker with guide frame, IEC 60947-2, frame size 1, 4-poles, N-pole left, In=630A up to 690V AC 50/60Hz, breaking capacity S Icu=66/50kA at 500/690V, Trip unit ETU600 LSIG upgrade ready , colordisplay, bluetooth and USB interface, Protection LT, ST, INST, GFx, include N-protection, (internal N-sensor available), incl. trip alarm switch (1xCO), rear connection flange, guide frame with shutter and w/o position signalling switch, with internal voltage tap on lower stab of circuit breaker, with voltage tap module VTM680 and power supply of ETU600, able to communication, integrated metering type PMF-2 Basic Power Monitoring, Voltage, Energy, Power, Power factor, Frequency, Unbalance, Temperature, Manual operating mechanism with mechanical closing, without Spring charging motor, Ready-to-close signal. switch, Auxiliary switches 2NO+2NC, without Closing coil (CC), manual operating mechanism with mechanical closing, without Remote trip alarm reset coil (RR), without 2nd shunt trip, without 1st Shunt trip | 128700 | 1 | Z\ | 1
3WA1106-3GE01-0AA0 |  | Fixed-mounted circuit breaker IEC 60947-2, frame size 1, 3-poles, In=630A up to 690V AC 50/60Hz, breaking capacity S Icu=66/50kA at 500/690V, Trip unit ETU600 LSI upgrade ready , colordisplay, bluetooth and USB interface, Protection LT, ST, INST, N-protection required an external N-sensor, incl. trip alarm switch (1xCO), rear connection vertical, with internal voltage tap on lower stab of circuit breaker, with voltage tap module VTM680 and power supply of ETU600, able to communication, integrated metering type PMF-3 Advanced Power Monitor., Voltage, Energy, Power, Power factor, Frequency, Unbalance, Temperature, Power quality, Manual operating mechanism with mechanical closing, without Spring charging motor, Ready-to-close signal. switch, Auxiliary switches 2NO+2NC, without Closing coil (CC), manual operating mechanism with mechanical closing, without Remote trip alarm reset coil (RR), without 2nd shunt trip, without 1st Shunt trip | 81500 | 1 | Z\ | 1
3WA1106-3GE02-0AA0 |  | Fixed-mounted circuit breaker IEC 60947-2, frame size 1, 3-poles, In=630A up to 690V AC 50/60Hz, breaking capacity S Icu=66/50kA at 500/690V, Trip unit ETU600 LSI upgrade ready , colordisplay, bluetooth and USB interface, Protection LT, ST, INST, N-protection required an external N-sensor, incl. trip alarm switch (1xCO), rear connection horizontal, with internal voltage tap on lower stab of circuit breaker, with voltage tap module VTM680 and power supply of ETU600, able to communication, integrated metering type PMF-3 Advanced Power Monitor., Voltage, Energy, Power, Power factor, Frequency, Unbalance, Temperature, Power quality, Manual operating mechanism with mechanical closing, without Spring charging motor, Ready-to-close signal. switch, Auxiliary switches 2NO+2NC, without Closing coil (CC), manual operating mechanism with mechanical closing, without Remote trip alarm reset coil (RR), without 2nd shunt trip, without 1st Shunt trip | 79800 | 1 | Z\ | 1
3WA1106-3GE03-0AA0 |  | Fixed-mounted circuit breaker IEC 60947-2, frame size 1, 3-poles, In=630A up to 690V AC 50/60Hz, breaking capacity S Icu=66/50kA at 500/690V, Trip unit ETU600 LSI upgrade ready , colordisplay, bluetooth and USB interface, Protection LT, ST, INST, N-protection required an external N-sensor, incl. trip alarm switch (1xCO), front connection double hole, with internal voltage tap on lower stab of circuit breaker, with voltage tap module VTM680 and power supply of ETU600, able to communication, integrated metering type PMF-3 Advanced Power Monitor., Voltage, Energy, Power, Power factor, Frequency, Unbalance, Temperature, Power quality, Manual operating mechanism with mechanical closing, without Spring charging motor, Ready-to-close signal. switch, Auxiliary switches 2NO+2NC, without Closing coil (CC), manual operating mechanism with mechanical closing, without Remote trip alarm reset coil (RR), without 2nd shunt trip, without 1st Shunt trip | 84800 | 1 | Z\ | 1
3WA1106-3GE11-0AA0 |  | Fixed-mounted circuit breaker IEC 60947-2, frame size 1, 4-poles, N-pole left, In=630A up to 690V AC 50/60Hz, breaking capacity S Icu=66/50kA at 500/690V, Trip unit ETU600 LSI upgrade ready , colordisplay, bluetooth and USB interface, Protection LT, ST, INST, include N-protection, (internal N-sensor available), incl. trip alarm switch (1xCO), rear connection vertical, with internal voltage tap on lower stab of circuit breaker, with voltage tap module VTM680 and power supply of ETU600, able to communication, integrated metering type PMF-3 Advanced Power Monitor., Voltage, Energy, Power, Power factor, Frequency, Unbalance, Temperature, Power quality, Manual operating mechanism with mechanical closing, without Spring charging motor, Ready-to-close signal. switch, Auxiliary switches 2NO+2NC, without Closing coil (CC), manual operating mechanism with mechanical closing, without Remote trip alarm reset coil (RR), without 2nd shunt trip, without 1st Shunt trip | 99800 | 1 | Z\ | 1
3WA1106-3GE12-0AA0 |  | Fixed-mounted circuit breaker IEC 60947-2, frame size 1, 4-poles, N-pole left, In=630A up to 690V AC 50/60Hz, breaking capacity S Icu=66/50kA at 500/690V, Trip unit ETU600 LSI upgrade ready , colordisplay, bluetooth and USB interface, Protection LT, ST, INST, include N-protection, (internal N-sensor available), incl. trip alarm switch (1xCO), rear connection horizontal, with internal voltage tap on lower stab of circuit breaker, with voltage tap module VTM680 and power supply of ETU600, able to communication, integrated metering type PMF-3 Advanced Power Monitor., Voltage, Energy, Power, Power factor, Frequency, Unbalance, Temperature, Power quality, Manual operating mechanism with mechanical closing, without Spring charging motor, Ready-to-close signal. switch, Auxiliary switches 2NO+2NC, without Closing coil (CC), manual operating mechanism with mechanical closing, without Remote trip alarm reset coil (RR), without 2nd shunt trip, without 1st Shunt trip | 97600 | 1 | Z\ | 1
3WA1106-3GE13-0AA0 |  | Fixed-mounted circuit breaker IEC 60947-2, frame size 1, 4-poles, N-pole left, In=630A up to 690V AC 50/60Hz, breaking capacity S Icu=66/50kA at 500/690V, Trip unit ETU600 LSI upgrade ready , colordisplay, bluetooth and USB interface, Protection LT, ST, INST, include N-protection, (internal N-sensor available), incl. trip alarm switch (1xCO), front connection double hole, with internal voltage tap on lower stab of circuit breaker, with voltage tap module VTM680 and power supply of ETU600, able to communication, integrated metering type PMF-3 Advanced Power Monitor., Voltage, Energy, Power, Power factor, Frequency, Unbalance, Temperature, Power quality, Manual operating mechanism with mechanical closing, without Spring charging motor, Ready-to-close signal. switch, Auxiliary switches 2NO+2NC, without Closing coil (CC), manual operating mechanism with mechanical closing, without Remote trip alarm reset coil (RR), without 2nd shunt trip, without 1st Shunt trip | 104300 | 1 | Z\ | 1
3WA1106-3GE21-0AA0 |  | fixed-mounted circuit breaker, IEC 60947-2, size 1, 4-pole, N pole on right, In=630 A up to 690 V AC 50/60 Hz, breaking capacity S Icu=66/50 kA at 500/690 V, tripping unit ETU600 LSI upgradeable, color display, Bluetooth, USB interface, basic protection LT, ST, INST, including protection of the N conductor (internal neutral point sensor available), trip alarm switch (1 x CO), connection at rear vertical, with internal voltage tap on lower stab of circuit breaker, with voltage tap module VTM680 and power supply of ETU600, able to communication, integrated metering type PMF-3 Advanced Power Monitor., Voltage, Energy, Power, Power factor, Frequency, Unbalance, Temperature, Power quality, Manual operating mechanism with mechanical closing, without Spring charging motor, Ready-to-close signal. switch, Auxiliary switches 2NO+2NC, without Closing coil (CC), manual operating mechanism with mechanical closing, without Remote trip alarm reset coil (RR), without 2nd shunt trip, without 1st Shunt trip | 99800 | 1 | Z\ | 1
3WA1106-3GE22-0AA0 |  | fixed-mounted circuit breaker, IEC 60947-2, size 1, 4-pole, N pole on right, In=630 A up to 690 V AC 50/60 Hz, breaking capacity S Icu=66/50 kA at 500/690 V, tripping unit ETU600 LSI upgradeable, color display, Bluetooth, USB interface, basic protection LT, ST, INST, including protection of the N conductor (internal neutral point sensor available), trip alarm switch (1 x CO), connection at rear horizontal with internal voltage tap on lower stab of circuit breaker, with voltage tap module VTM680 and power supply of ETU600, able to communication, integrated metering type PMF-3 Advanced Power Monitor., Voltage, Energy, Power, Power factor, Frequency, Unbalance, Temperature, Power quality, Manual operating mechanism with mechanical closing, without Spring charging motor, Ready-to-close signal. switch, Auxiliary switches 2NO+2NC, without Closing coil (CC), manual operating mechanism with mechanical closing, without Remote trip alarm reset coil (RR), without 2nd shunt trip, without 1st Shunt trip | 97600 | 1 | Z\ | 1
3WA1106-3GE23-0AA0 |  | fixed-mounted circuit breaker, IEC 60947-2, size 1, 4-pole, N pole on right, In=630 A up to 690 V AC 50/60 Hz, breaking capacity S Icu=66/50 kA at 500/690 V, tripping unit ETU600 LSI upgradeable, color display, Bluetooth, USB interface, basic protection LT, ST, INST, including protection of the N conductor (internal neutral point sensor available), trip alarm switch (1 x CO), front connection double hole, with internal voltage tap on lower stab of circuit breaker, with voltage tap module VTM680 and power supply of ETU600, able to communication, integrated metering type PMF-3 Advanced Power Monitor., Voltage, Energy, Power, Power factor, Frequency, Unbalance, Temperature, Power quality, Manual operating mechanism with mechanical closing, without Spring charging motor, Ready-to-close signal. switch, Auxiliary switches 2NO+2NC, without Closing coil (CC), manual operating mechanism with mechanical closing, without Remote trip alarm reset coil (RR), without 2nd shunt trip, without 1st Shunt trip | 104300 | 1 | Z\ | 1
3WA1106-3GE31-0AA0 |  | Withdrawable circuit breaker with guide frame, IEC 60947-2, frame size 1, 3-poles, In=630A up to 690V AC 50/60Hz, breaking capacity S Icu=66/50kA at 500/690V, Trip unit ETU600 LSI upgrade ready , colordisplay, bluetooth and USB interface, Protection LT, ST, INST, N-protection required an external N-sensor, incl. trip alarm switch (1xCO), rear connection vertical, guide frame with shutter and w/o position signalling switch, with internal voltage tap on lower stab of circuit breaker, with voltage tap module VTM680 and power supply of ETU600, able to communication, integrated metering type PMF-3 Advanced Power Monitor., Voltage, Energy, Power, Power factor, Frequency, Unbalance, Temperature, Power quality, Manual operating mechanism with mechanical closing, without Spring charging motor, Ready-to-close signal. switch, Auxiliary switches 2NO+2NC, without Closing coil (CC), manual operating mechanism with mechanical closing, without Remote trip alarm reset coil (RR), without 2nd shunt trip, without 1st Shunt trip | 101900 | 1 | Z\ | 1
3WA1106-3GE32-0AA0 |  | Withdrawable circuit breaker with guide frame, IEC 60947-2, frame size 1, 3-poles, In=630A up to 690V AC 50/60Hz, breaking capacity S Icu=66/50kA at 500/690V, Trip unit ETU600 LSI upgrade ready , colordisplay, bluetooth and USB interface, Protection LT, ST, INST, N-protection required an external N-sensor, incl. trip alarm switch (1xCO), rear connection horizontal, guide frame with shutter and w/o position signalling switch, with internal voltage tap on lower stab of circuit breaker, with voltage tap module VTM680 and power supply of ETU600, able to communication, integrated metering type PMF-3 Advanced Power Monitor., Voltage, Energy, Power, Power factor, Frequency, Unbalance, Temperature, Power quality, Manual operating mechanism with mechanical closing, without Spring charging motor, Ready-to-close signal. switch, Auxiliary switches 2NO+2NC, without Closing coil (CC), manual operating mechanism with mechanical closing, without Remote trip alarm reset coil (RR), without 2nd shunt trip, without 1st Shunt trip | 100100 | 1 | Z\ | 1
3WA1106-3GE33-0AA0 |  | Withdrawable circuit breaker with guide frame, IEC 60947-2, frame size 1, 3-poles, In=630A up to 690V AC 50/60Hz, breaking capacity S Icu=66/50kA at 500/690V, Trip unit ETU600 LSI upgrade ready , colordisplay, bluetooth and USB interface, Protection LT, ST, INST, N-protection required an external N-sensor, incl. trip alarm switch (1xCO), front connection double hole, guide frame with shutter and w/o position signalling switch, with internal voltage tap on lower stab of circuit breaker, with voltage tap module VTM680 and power supply of ETU600, able to communication, integrated metering type PMF-3 Advanced Power Monitor., Voltage, Energy, Power, Power factor, Frequency, Unbalance, Temperature, Power quality, Manual operating mechanism with mechanical closing, without Spring charging motor, Ready-to-close signal. switch, Auxiliary switches 2NO+2NC, without Closing coil (CC), manual operating mechanism with mechanical closing, without Remote trip alarm reset coil (RR), without 2nd shunt trip, without 1st Shunt trip | 105500 | 1 | Z\ | 1
3WA1106-3GE34-0AA0 |  | Withdrawable circuit breaker with guide frame, IEC 60947-2, frame size 1, 3-poles, In=630A up to 690V AC 50/60Hz, breaking capacity S Icu=66/50kA at 500/690V, Trip unit ETU600 LSI upgrade ready , colordisplay, bluetooth and USB interface, Protection LT, ST, INST, N-protection required an external N-sensor, incl. trip alarm switch (1xCO), rear connection flange, guide frame with shutter and w/o position signalling switch, with internal voltage tap on lower stab of circuit breaker, with voltage tap module VTM680 and power supply of ETU600, able to communication, integrated metering type PMF-3 Advanced Power Monitor., Voltage, Energy, Power, Power factor, Frequency, Unbalance, Temperature, Power quality, Manual operating mechanism with mechanical closing, without Spring charging motor, Ready-to-close signal. switch, Auxiliary switches 2NO+2NC, without Closing coil (CC), manual operating mechanism with mechanical closing, without Remote trip alarm reset coil (RR), without 2nd shunt trip, without 1st Shunt trip | 100100 | 1 | Z\ | 1
3WA1106-3GE41-0AA0 |  | Withdrawable circuit breaker with guide frame, IEC 60947-2, frame size 1, 4-poles, N-pole left, In=630A up to 690V AC 50/60Hz, breaking capacity S Icu=66/50kA at 500/690V, Trip unit ETU600 LSI upgrade ready , colordisplay, bluetooth and USB interface, Protection LT, ST, INST, include N-protection, (internal N-sensor available), incl. trip alarm switch (1xCO), rear connection vertical, guide frame with shutter and w/o position signalling switch, with internal voltage tap on lower stab of circuit breaker, with voltage tap module VTM680 and power supply of ETU600, able to communication, integrated metering type PMF-3 Advanced Power Monitor., Voltage, Energy, Power, Power factor, Frequency, Unbalance, Temperature, Power quality, Manual operating mechanism with mechanical closing, without Spring charging motor, Ready-to-close signal. switch, Auxiliary switches 2NO+2NC, without Closing coil (CC), manual operating mechanism with mechanical closing, without Remote trip alarm reset coil (RR), without 2nd shunt trip, without 1st Shunt trip | 127100 | 1 | Z\ | 1
3WA1106-3GE42-0AA0 |  | Withdrawable circuit breaker with guide frame, IEC 60947-2, frame size 1, 4-poles, N-pole left, In=630A up to 690V AC 50/60Hz, breaking capacity S Icu=66/50kA at 500/690V, Trip unit ETU600 LSI upgrade ready , colordisplay, bluetooth and USB interface, Protection LT, ST, INST, include N-protection, (internal N-sensor available), incl. trip alarm switch (1xCO), rear connection horizontal, guide frame with shutter and w/o position signalling switch, with internal voltage tap on lower stab of circuit breaker, with voltage tap module VTM680 and power supply of ETU600, able to communication, integrated metering type PMF-3 Advanced Power Monitor., Voltage, Energy, Power, Power factor, Frequency, Unbalance, Temperature, Power quality, Manual operating mechanism with mechanical closing, without Spring charging motor, Ready-to-close signal. switch, Auxiliary switches 2NO+2NC, without Closing coil (CC), manual operating mechanism with mechanical closing, without Remote trip alarm reset coil (RR), without 2nd shunt trip, without 1st Shunt trip | 124100 | 1 | Z\ | 1
3WA1106-3GE43-0AA0 |  | Withdrawable circuit breaker with guide frame, IEC 60947-2, frame size 1, 4-poles, N-pole left, In=630A up to 690V AC 50/60Hz, breaking capacity S Icu=66/50kA at 500/690V, Trip unit ETU600 LSI upgrade ready , colordisplay, bluetooth and USB interface, Protection LT, ST, INST, include N-protection, (internal N-sensor available), incl. trip alarm switch (1xCO), front connection double hole, guide frame with shutter and w/o position signalling switch, with internal voltage tap on lower stab of circuit breaker, with voltage tap module VTM680 and power supply of ETU600, able to communication, integrated metering type PMF-3 Advanced Power Monitor., Voltage, Energy, Power, Power factor, Frequency, Unbalance, Temperature, Power quality, Manual operating mechanism with mechanical closing, without Spring charging motor, Ready-to-close signal. switch, Auxiliary switches 2NO+2NC, without Closing coil (CC), manual operating mechanism with mechanical closing, without Remote trip alarm reset coil (RR), without 2nd shunt trip, without 1st Shunt trip | 131100 | 1 | Z\ | 1
3WA1106-3GE44-0AA0 |  | Withdrawable circuit breaker with guide frame, IEC 60947-2, frame size 1, 4-poles, N-pole left, In=630A up to 690V AC 50/60Hz, breaking capacity S Icu=66/50kA at 500/690V, Trip unit ETU600 LSI upgrade ready , colordisplay, bluetooth and USB interface, Protection LT, ST, INST, include N-protection, (internal N-sensor available), incl. trip alarm switch (1xCO), rear connection flange, guide frame with shutter and w/o position signalling switch, with internal voltage tap on lower stab of circuit breaker, with voltage tap module VTM680 and power supply of ETU600, able to communication, integrated metering type PMF-3 Advanced Power Monitor., Voltage, Energy, Power, Power factor, Frequency, Unbalance, Temperature, Power quality, Manual operating mechanism with mechanical closing, without Spring charging motor, Ready-to-close signal. switch, Auxiliary switches 2NO+2NC, without Closing coil (CC), manual operating mechanism with mechanical closing, without Remote trip alarm reset coil (RR), without 2nd shunt trip, without 1st Shunt trip | 124100 | 1 | Z\ | 1
3WA1106-3GF01-0AA0 |  | Fixed-mounted circuit breaker IEC 60947-2, frame size 1, 3-poles, In=630A up to 690V AC 50/60Hz, breaking capacity S Icu=66/50kA at 500/690V, Trip unit ETU600 LSIG upgrade ready , colordisplay, bluetooth and USB interface, Protection LT, ST, INST, GFx, N-protection required an external N-sensor, incl. trip alarm switch (1xCO), rear connection vertical, with internal voltage tap on lower stab of circuit breaker, with voltage tap module VTM680 and power supply of ETU600, able to communication, integrated metering type PMF-3 Advanced Power Monitor., Voltage, Energy, Power, Power factor, Frequency, Unbalance, Temperature, Power quality, Manual operating mechanism with mechanical closing, without Spring charging motor, Ready-to-close signal. switch, Auxiliary switches 2NO+2NC, without Closing coil (CC), manual operating mechanism with mechanical closing, without Remote trip alarm reset coil (RR), without 2nd shunt trip, without 1st Shunt trip | 92100 | 1 | Z\ | 1
3WA1106-3GF02-0AA0 |  | Fixed-mounted circuit breaker IEC 60947-2, frame size 1, 3-poles, In=630A up to 690V AC 50/60Hz, breaking capacity S Icu=66/50kA at 500/690V, Trip unit ETU600 LSIG upgrade ready , colordisplay, bluetooth and USB interface, Protection LT, ST, INST, GFx, N-protection required an external N-sensor, incl. trip alarm switch (1xCO), rear connection horizontal, with internal voltage tap on lower stab of circuit breaker, with voltage tap module VTM680 and power supply of ETU600, able to communication, integrated metering type PMF-3 Advanced Power Monitor., Voltage, Energy, Power, Power factor, Frequency, Unbalance, Temperature, Power quality, Manual operating mechanism with mechanical closing, without Spring charging motor, Ready-to-close signal. switch, Auxiliary switches 2NO+2NC, without Closing coil (CC), manual operating mechanism with mechanical closing, without Remote trip alarm reset coil (RR), without 2nd shunt trip, without 1st Shunt trip | 90400 | 1 | Z\ | 1
3WA1106-3GF03-0AA0 |  | Fixed-mounted circuit breaker IEC 60947-2, frame size 1, 3-poles, In=630A up to 690V AC 50/60Hz, breaking capacity S Icu=66/50kA at 500/690V, Trip unit ETU600 LSIG upgrade ready , colordisplay, bluetooth and USB interface, Protection LT, ST, INST, GFx, N-protection required an external N-sensor, incl. trip alarm switch (1xCO), front connection double hole, with internal voltage tap on lower stab of circuit breaker, with voltage tap module VTM680 and power supply of ETU600, able to communication, integrated metering type PMF-3 Advanced Power Monitor., Voltage, Energy, Power, Power factor, Frequency, Unbalance, Temperature, Power quality, Manual operating mechanism with mechanical closing, without Spring charging motor, Ready-to-close signal. switch, Auxiliary switches 2NO+2NC, without Closing coil (CC), manual operating mechanism with mechanical closing, without Remote trip alarm reset coil (RR), without 2nd shunt trip, without 1st Shunt trip | 95400 | 1 | Z\ | 1
3WA1106-3GF11-0AA0 |  | Fixed-mounted circuit breaker IEC 60947-2, frame size 1, 4-poles, N-pole left, In=630A up to 690V AC 50/60Hz, breaking capacity S Icu=66/50kA at 500/690V, Trip unit ETU600 LSIG upgrade ready , colordisplay, bluetooth and USB interface, Protection LT, ST, INST, GFx, include N-protection, (internal N-sensor available), incl. trip alarm switch (1xCO), rear connection vertical, with internal voltage tap on lower stab of circuit breaker, with voltage tap module VTM680 and power supply of ETU600, able to communication, integrated metering type PMF-3 Advanced Power Monitor., Voltage, Energy, Power, Power factor, Frequency, Unbalance, Temperature, Power quality, Manual operating mechanism with mechanical closing, without Spring charging motor, Ready-to-close signal. switch, Auxiliary switches 2NO+2NC, without Closing coil (CC), manual operating mechanism with mechanical closing, without Remote trip alarm reset coil (RR), without 2nd shunt trip, without 1st Shunt trip | 110500 | 1 | Z\ | 1
3WA1106-3GF12-0AA0 |  | Fixed-mounted circuit breaker IEC 60947-2, frame size 1, 4-poles, N-pole left, In=630A up to 690V AC 50/60Hz, breaking capacity S Icu=66/50kA at 500/690V, Trip unit ETU600 LSIG upgrade ready , colordisplay, bluetooth and USB interface, Protection LT, ST, INST, GFx, include N-protection, (internal N-sensor available), incl. trip alarm switch (1xCO), rear connection horizontal, with internal voltage tap on lower stab of circuit breaker, with voltage tap module VTM680 and power supply of ETU600, able to communication, integrated metering type PMF-3 Advanced Power Monitor., Voltage, Energy, Power, Power factor, Frequency, Unbalance, Temperature, Power quality, Manual operating mechanism with mechanical closing, without Spring charging motor, Ready-to-close signal. switch, Auxiliary switches 2NO+2NC, without Closing coil (CC), manual operating mechanism with mechanical closing, without Remote trip alarm reset coil (RR), without 2nd shunt trip, without 1st Shunt trip | 108200 | 1 | Z\ | 1
3WA1106-3GF13-0AA0 |  | Fixed-mounted circuit breaker IEC 60947-2, frame size 1, 4-poles, N-pole left, In=630A up to 690V AC 50/60Hz, breaking capacity S Icu=66/50kA at 500/690V, Trip unit ETU600 LSIG upgrade ready , colordisplay, bluetooth and USB interface, Protection LT, ST, INST, GFx, include N-protection, (internal N-sensor available), incl. trip alarm switch (1xCO), front connection double hole, with internal voltage tap on lower stab of circuit breaker, with voltage tap module VTM680 and power supply of ETU600, able to communication, integrated metering type PMF-3 Advanced Power Monitor., Voltage, Energy, Power, Power factor, Frequency, Unbalance, Temperature, Power quality, Manual operating mechanism with mechanical closing, without Spring charging motor, Ready-to-close signal. switch, Auxiliary switches 2NO+2NC, without Closing coil (CC), manual operating mechanism with mechanical closing, without Remote trip alarm reset coil (RR), without 2nd shunt trip, without 1st Shunt trip | 114900 | 1 | Z\ | 1
3WA1106-3GF21-0AA0 |  | fixed-mounted circuit breaker, IEC 60947-2, size 1, 4-pole, N pole on right, In=630 A up to 690 V AC 50/60 Hz, breaking capacity S Icu=66/50 kA at 500/690 V, tripping unit ETU600 LSIG upgradeable, color display, Bluetooth, USB interface, basic protection LT, ST, INST, GFx, including protection of the N conductor (internal neutral point sensor available), trip alarm switch (1 x CO), connection at rear vertical, with internal voltage tap on lower stab of circuit breaker, with voltage tap module VTM680 and power supply of ETU600, able to communication, integrated metering type PMF-3 Advanced Power Monitor., Voltage, Energy, Power, Power factor, Frequency, Unbalance, Temperature, Power quality, Manual operating mechanism with mechanical closing, without Spring charging motor, Ready-to-close signal. switch, Auxiliary switches 2NO+2NC, without Closing coil (CC), manual operating mechanism with mechanical closing, without Remote trip alarm reset coil (RR), without 2nd shunt trip, without 1st Shunt trip | 110500 | 1 | Z\ | 1
3WA1106-3GF22-0AA0 |  | fixed-mounted circuit breaker, IEC 60947-2, size 1, 4-pole, N pole on right, In=630 A up to 690 V AC 50/60 Hz, breaking capacity S Icu=66/50 kA at 500/690 V, tripping unit ETU600 LSIG upgradeable, color display, Bluetooth, USB interface, basic protection LT, ST, INST, GFx, including protection of the N conductor (internal neutral point sensor available), trip alarm switch (1 x CO), connection at rear horizontal with internal voltage tap on lower stab of circuit breaker, with voltage tap module VTM680 and power supply of ETU600, able to communication, integrated metering type PMF-3 Advanced Power Monitor., Voltage, Energy, Power, Power factor, Frequency, Unbalance, Temperature, Power quality, Manual operating mechanism with mechanical closing, without Spring charging motor, Ready-to-close signal. switch, Auxiliary switches 2NO+2NC, without Closing coil (CC), manual operating mechanism with mechanical closing, without Remote trip alarm reset coil (RR), without 2nd shunt trip, without 1st Shunt trip | 108200 | 1 | Z\ | 1
3WA1106-3GF23-0AA0 |  | fixed-mounted circuit breaker, IEC 60947-2, size 1, 4-pole, N pole on right, In=630 A up to 690 V AC 50/60 Hz, breaking capacity S Icu=66/50 kA at 500/690 V, tripping unit ETU600 LSIG upgradeable, color display, Bluetooth, USB interface, basic protection LT, ST, INST, GFx, including protection of the N conductor (internal neutral point sensor available), trip alarm switch (1 x CO), front connection double hole, with internal voltage tap on lower stab of circuit breaker, with voltage tap module VTM680 and power supply of ETU600, able to communication, integrated metering type PMF-3 Advanced Power Monitor., Voltage, Energy, Power, Power factor, Frequency, Unbalance, Temperature, Power quality, Manual operating mechanism with mechanical closing, without Spring charging motor, Ready-to-close signal. switch, Auxiliary switches 2NO+2NC, without Closing coil (CC), manual operating mechanism with mechanical closing, without Remote trip alarm reset coil (RR), without 2nd shunt trip, without 1st Shunt trip | 114900 | 1 | Z\ | 1
3WA1106-3GF31-0AA0 |  | Withdrawable circuit breaker with guide frame, IEC 60947-2, frame size 1, 3-poles, In=630A up to 690V AC 50/60Hz, breaking capacity S Icu=66/50kA at 500/690V, Trip unit ETU600 LSIG upgrade ready , colordisplay, bluetooth and USB interface, Protection LT, ST, INST, GFx, N-protection required an external N-sensor, incl. trip alarm switch (1xCO), rear connection vertical, guide frame with shutter and w/o position signalling switch, with internal voltage tap on lower stab of circuit breaker, with voltage tap module VTM680 and power supply of ETU600, able to communication, integrated metering type PMF-3 Advanced Power Monitor., Voltage, Energy, Power, Power factor, Frequency, Unbalance, Temperature, Power quality, Manual operating mechanism with mechanical closing, without Spring charging motor, Ready-to-close signal. switch, Auxiliary switches 2NO+2NC, without Closing coil (CC), manual operating mechanism with mechanical closing, without Remote trip alarm reset coil (RR), without 2nd shunt trip, without 1st Shunt trip | 112500 | 1 | Z\ | 1
3WA1106-3GF32-0AA0 |  | Withdrawable circuit breaker with guide frame, IEC 60947-2, frame size 1, 3-poles, In=630A up to 690V AC 50/60Hz, breaking capacity S Icu=66/50kA at 500/690V, Trip unit ETU600 LSIG upgrade ready , colordisplay, bluetooth and USB interface, Protection LT, ST, INST, GFx, N-protection required an external N-sensor, incl. trip alarm switch (1xCO), rear connection horizontal, guide frame with shutter and w/o position signalling switch, with internal voltage tap on lower stab of circuit breaker, with voltage tap module VTM680 and power supply of ETU600, able to communication, integrated metering type PMF-3 Advanced Power Monitor., Voltage, Energy, Power, Power factor, Frequency, Unbalance, Temperature, Power quality, Manual operating mechanism with mechanical closing, without Spring charging motor, Ready-to-close signal. switch, Auxiliary switches 2NO+2NC, without Closing coil (CC), manual operating mechanism with mechanical closing, without Remote trip alarm reset coil (RR), without 2nd shunt trip, without 1st Shunt trip | 110700 | 1 | Z\ | 1
3WA1106-3GF33-0AA0 |  | Withdrawable circuit breaker with guide frame, IEC 60947-2, frame size 1, 3-poles, In=630A up to 690V AC 50/60Hz, breaking capacity S Icu=66/50kA at 500/690V, Trip unit ETU600 LSIG upgrade ready , colordisplay, bluetooth and USB interface, Protection LT, ST, INST, GFx, N-protection required an external N-sensor, incl. trip alarm switch (1xCO), front connection double hole, guide frame with shutter and w/o position signalling switch, with internal voltage tap on lower stab of circuit breaker, with voltage tap module VTM680 and power supply of ETU600, able to communication, integrated metering type PMF-3 Advanced Power Monitor., Voltage, Energy, Power, Power factor, Frequency, Unbalance, Temperature, Power quality, Manual operating mechanism with mechanical closing, without Spring charging motor, Ready-to-close signal. switch, Auxiliary switches 2NO+2NC, without Closing coil (CC), manual operating mechanism with mechanical closing, without Remote trip alarm reset coil (RR), without 2nd shunt trip, without 1st Shunt trip | 116100 | 1 | Z\ | 1
3WA1106-3GF34-0AA0 |  | Withdrawable circuit breaker with guide frame, IEC 60947-2, frame size 1, 3-poles, In=630A up to 690V AC 50/60Hz, breaking capacity S Icu=66/50kA at 500/690V, Trip unit ETU600 LSIG upgrade ready , colordisplay, bluetooth and USB interface, Protection LT, ST, INST, GFx, N-protection required an external N-sensor, incl. trip alarm switch (1xCO), rear connection flange, guide frame with shutter and w/o position signalling switch, with internal voltage tap on lower stab of circuit breaker, with voltage tap module VTM680 and power supply of ETU600, able to communication, integrated metering type PMF-3 Advanced Power Monitor., Voltage, Energy, Power, Power factor, Frequency, Unbalance, Temperature, Power quality, Manual operating mechanism with mechanical closing, without Spring charging motor, Ready-to-close signal. switch, Auxiliary switches 2NO+2NC, without Closing coil (CC), manual operating mechanism with mechanical closing, without Remote trip alarm reset coil (RR), without 2nd shunt trip, without 1st Shunt trip | 110700 | 1 | Z\ | 1
3WA1106-3GF41-0AA0 |  | Withdrawable circuit breaker with guide frame, IEC 60947-2, frame size 1, 4-poles, N-pole left, In=630A up to 690V AC 50/60Hz, breaking capacity S Icu=66/50kA at 500/690V, Trip unit ETU600 LSIG upgrade ready , colordisplay, bluetooth and USB interface, Protection LT, ST, INST, GFx, include N-protection, (internal N-sensor available), incl. trip alarm switch (1xCO), rear connection vertical, guide frame with shutter and w/o position signalling switch, with internal voltage tap on lower stab of circuit breaker, with voltage tap module VTM680 and power supply of ETU600, able to communication, integrated metering type PMF-3 Advanced Power Monitor., Voltage, Energy, Power, Power factor, Frequency, Unbalance, Temperature, Power quality, Manual operating mechanism with mechanical closing, without Spring charging motor, Ready-to-close signal. switch, Auxiliary switches 2NO+2NC, without Closing coil (CC), manual operating mechanism with mechanical closing, without Remote trip alarm reset coil (RR), without 2nd shunt trip, without 1st Shunt trip | 137100 | 1 | Z\ | 1
3WA1106-3GF42-0AA0 |  | Withdrawable circuit breaker with guide frame, IEC 60947-2, frame size 1, 4-poles, N-pole left, In=630A up to 690V AC 50/60Hz, breaking capacity S Icu=66/50kA at 500/690V, Trip unit ETU600 LSIG upgrade ready , colordisplay, bluetooth and USB interface, Protection LT, ST, INST, GFx, include N-protection, (internal N-sensor available), incl. trip alarm switch (1xCO), rear connection horizontal, guide frame with shutter and w/o position signalling switch, with internal voltage tap on lower stab of circuit breaker, with voltage tap module VTM680 and power supply of ETU600, able to communication, integrated metering type PMF-3 Advanced Power Monitor., Voltage, Energy, Power, Power factor, Frequency, Unbalance, Temperature, Power quality, Manual operating mechanism with mechanical closing, without Spring charging motor, Ready-to-close signal. switch, Auxiliary switches 2NO+2NC, without Closing coil (CC), manual operating mechanism with mechanical closing, without Remote trip alarm reset coil (RR), without 2nd shunt trip, without 1st Shunt trip | 135100 | 1 | Z\ | 1
3WA1106-3GF43-0AA0 |  | Withdrawable circuit breaker with guide frame, IEC 60947-2, frame size 1, 4-poles, N-pole left, In=630A up to 690V AC 50/60Hz, breaking capacity S Icu=66/50kA at 500/690V, Trip unit ETU600 LSIG upgrade ready , colordisplay, bluetooth and USB interface, Protection LT, ST, INST, GFx, include N-protection, (internal N-sensor available), incl. trip alarm switch (1xCO), front connection double hole, guide frame with shutter and w/o position signalling switch, with internal voltage tap on lower stab of circuit breaker, with voltage tap module VTM680 and power supply of ETU600, able to communication, integrated metering type PMF-3 Advanced Power Monitor., Voltage, Energy, Power, Power factor, Frequency, Unbalance, Temperature, Power quality, Manual operating mechanism with mechanical closing, without Spring charging motor, Ready-to-close signal. switch, Auxiliary switches 2NO+2NC, without Closing coil (CC), manual operating mechanism with mechanical closing, without Remote trip alarm reset coil (RR), without 2nd shunt trip, without 1st Shunt trip | 142100 | 1 | Z\ | 1
3WA1106-3GF44-0AA0 |  | Withdrawable circuit breaker with guide frame, IEC 60947-2, frame size 1, 4-poles, N-pole left, In=630A up to 690V AC 50/60Hz, breaking capacity S Icu=66/50kA at 500/690V, Trip unit ETU600 LSIG upgrade ready , colordisplay, bluetooth and USB interface, Protection LT, ST, INST, GFx, include N-protection, (internal N-sensor available), incl. trip alarm switch (1xCO), rear connection flange, guide frame with shutter and w/o position signalling switch, with internal voltage tap on lower stab of circuit breaker, with voltage tap module VTM680 and power supply of ETU600, able to communication, integrated metering type PMF-3 Advanced Power Monitor., Voltage, Energy, Power, Power factor, Frequency, Unbalance, Temperature, Power quality, Manual operating mechanism with mechanical closing, without Spring charging motor, Ready-to-close signal. switch, Auxiliary switches 2NO+2NC, without Closing coil (CC), manual operating mechanism with mechanical closing, without Remote trip alarm reset coil (RR), without 2nd shunt trip, without 1st Shunt trip | 135100 | 1 | Z\ | 1
3WA1106-3LE01-0AA0 |  | Fixed-mounted circuit breaker IEC 60947-2, frame size 1, 3-poles, In=630A up to 690V AC 50/60Hz, breaking capacity S Icu=66/50kA at 500/690V, Trip unit ETU600 LSI upgrade ready , colordisplay, bluetooth and USB interface, Protection LT, ST, INST, N-protection required an external N-sensor, incl. trip alarm switch (1xCO), rear connection vertical, with internal voltage tap on upper stab of circuit breaker, with voltage tap module VTM680 and power supply of ETU600, able to communication, integrated metering type PMF-1 Energy Efficiency, Voltage, Active energy Ea Manual operating mechanism with mechanical closing, without Spring charging motor, Ready-to-close signal. switch, Auxiliary switches 2NO+2NC, without Closing coil (CC), manual operating mechanism with mechanical closing, without Remote trip alarm reset coil (RR), without 2nd shunt trip, without 1st Shunt trip | 66270 | 1 | Z\ | 1
3WA1106-3LE02-0AA0 |  | Fixed-mounted circuit breaker IEC 60947-2, frame size 1, 3-poles, In=630A up to 690V AC 50/60Hz, breaking capacity S Icu=66/50kA at 500/690V, Trip unit ETU600 LSI upgrade ready , colordisplay, bluetooth and USB interface, Protection LT, ST, INST, N-protection required an external N-sensor, incl. trip alarm switch (1xCO), rear connection horizontal, with internal voltage tap on upper stab of circuit breaker, with voltage tap module VTM680 and power supply of ETU600, able to communication, integrated metering type PMF-1 Energy Efficiency, Voltage, Active energy Ea Manual operating mechanism with mechanical closing, without Spring charging motor, Ready-to-close signal. switch, Auxiliary switches 2NO+2NC, without Closing coil (CC), manual operating mechanism with mechanical closing, without Remote trip alarm reset coil (RR), without 2nd shunt trip, without 1st Shunt trip | 64570 | 1 | Z\ | 1
3WA1106-3LE03-0AA0 |  | Fixed-mounted circuit breaker IEC 60947-2, frame size 1, 3-poles, In=630A up to 690V AC 50/60Hz, breaking capacity S Icu=66/50kA at 500/690V, Trip unit ETU600 LSI upgrade ready , colordisplay, bluetooth and USB interface, Protection LT, ST, INST, N-protection required an external N-sensor, incl. trip alarm switch (1xCO), front connection double hole, with internal voltage tap on upper stab of circuit breaker, with voltage tap module VTM680 and power supply of ETU600, able to communication, integrated metering type PMF-1 Energy Efficiency, Voltage, Active energy Ea Manual operating mechanism with mechanical closing, without Spring charging motor, Ready-to-close signal. switch, Auxiliary switches 2NO+2NC, without Closing coil (CC), manual operating mechanism with mechanical closing, without Remote trip alarm reset coil (RR), without 2nd shunt trip, without 1st Shunt trip | 69570 | 1 | Z\ | 1
3WA1106-3LE11-0AA0 |  | Fixed-mounted circuit breaker IEC 60947-2, frame size 1, 4-poles, N-pole left, In=630A up to 690V AC 50/60Hz, breaking capacity S Icu=66/50kA at 500/690V, Trip unit ETU600 LSI upgrade ready , colordisplay, bluetooth and USB interface, Protection LT, ST, INST, include N-protection, (internal N-sensor available), incl. trip alarm switch (1xCO), rear connection vertical, with internal voltage tap on upper stab of circuit breaker, with voltage tap module VTM680 and power supply of ETU600, able to communication, integrated metering type PMF-1 Energy Efficiency, Voltage, Active energy Ea Manual operating mechanism with mechanical closing, without Spring charging motor, Ready-to-close signal. switch, Auxiliary switches 2NO+2NC, without Closing coil (CC), manual operating mechanism with mechanical closing, without Remote trip alarm reset coil (RR), without 2nd shunt trip, without 1st Shunt trip | 84570 | 1 | Z\ | 1
3WA1106-3LE12-0AA0 |  | Fixed-mounted circuit breaker IEC 60947-2, frame size 1, 4-poles, N-pole left, In=630A up to 690V AC 50/60Hz, breaking capacity S Icu=66/50kA at 500/690V, Trip unit ETU600 LSI upgrade ready , colordisplay, bluetooth and USB interface, Protection LT, ST, INST, include N-protection, (internal N-sensor available), incl. trip alarm switch (1xCO), rear connection horizontal, with internal voltage tap on upper stab of circuit breaker, with voltage tap module VTM680 and power supply of ETU600, able to communication, integrated metering type PMF-1 Energy Efficiency, Voltage, Active energy Ea Manual operating mechanism with mechanical closing, without Spring charging motor, Ready-to-close signal. switch, Auxiliary switches 2NO+2NC, without Closing coil (CC), manual operating mechanism with mechanical closing, without Remote trip alarm reset coil (RR), without 2nd shunt trip, without 1st Shunt trip | 82370 | 1 | Z\ | 1
3WA1106-3LE13-0AA0 |  | Fixed-mounted circuit breaker IEC 60947-2, frame size 1, 4-poles, N-pole left, In=630A up to 690V AC 50/60Hz, breaking capacity S Icu=66/50kA at 500/690V, Trip unit ETU600 LSI upgrade ready , colordisplay, bluetooth and USB interface, Protection LT, ST, INST, include N-protection, (internal N-sensor available), incl. trip alarm switch (1xCO), front connection double hole, with internal voltage tap on upper stab of circuit breaker, with voltage tap module VTM680 and power supply of ETU600, able to communication, integrated metering type PMF-1 Energy Efficiency, Voltage, Active energy Ea Manual operating mechanism with mechanical closing, without Spring charging motor, Ready-to-close signal. switch, Auxiliary switches 2NO+2NC, without Closing coil (CC), manual operating mechanism with mechanical closing, without Remote trip alarm reset coil (RR), without 2nd shunt trip, without 1st Shunt trip | 89070 | 1 | Z\ | 1
3WA1106-3LE21-0AA0 |  | fixed-mounted circuit breaker, IEC 60947-2, size 1, 4-pole, N pole on right, In=630 A up to 690 V AC 50/60 Hz, breaking capacity S Icu=66/50 kA at 500/690 V, tripping unit ETU600 LSI upgradeable, color display, Bluetooth, USB interface, basic protection LT, ST, INST, including protection of the N conductor (internal neutral point sensor available), trip alarm switch (1 x CO), connection at rear vertical, with internal voltage tap on upper stab of circuit breaker, with voltage tap module VTM680 and power supply of ETU600, able to communication, integrated metering type PMF-1 Energy Efficiency, Voltage, Active energy Ea Manual operating mechanism with mechanical closing, without Spring charging motor, Ready-to-close signal. switch, Auxiliary switches 2NO+2NC, without Closing coil (CC), manual operating mechanism with mechanical closing, without Remote trip alarm reset coil (RR), without 2nd shunt trip, without 1st Shunt trip | 84570 | 1 | Z\ | 1
3WA1106-3LE22-0AA0 |  | fixed-mounted circuit breaker, IEC 60947-2, size 1, 4-pole, N pole on right, In=630 A up to 690 V AC 50/60 Hz, breaking capacity S Icu=66/50 kA at 500/690 V, tripping unit ETU600 LSI upgradeable, color display, Bluetooth, USB interface, basic protection LT, ST, INST, including protection of the N conductor (internal neutral point sensor available), trip alarm switch (1 x CO), connection at rear horizontal with internal voltage tap on upper stab of circuit breaker, with voltage tap module VTM680 and power supply of ETU600, able to communication, integrated metering type PMF-1 Energy Efficiency, Voltage, Active energy Ea Manual operating mechanism with mechanical closing, without Spring charging motor, Ready-to-close signal. switch, Auxiliary switches 2NO+2NC, without Closing coil (CC), manual operating mechanism with mechanical closing, without Remote trip alarm reset coil (RR), without 2nd shunt trip, without 1st Shunt trip | 82370 | 1 | Z\ | 1
3WA1106-3LE23-0AA0 |  | fixed-mounted circuit breaker, IEC 60947-2, size 1, 4-pole, N pole on right, In=630 A up to 690 V AC 50/60 Hz, breaking capacity S Icu=66/50 kA at 500/690 V, tripping unit ETU600 LSI upgradeable, color display, Bluetooth, USB interface, basic protection LT, ST, INST, including protection of the N conductor (internal neutral point sensor available), trip alarm switch (1 x CO), front connection double hole, with internal voltage tap on upper stab of circuit breaker, with voltage tap module VTM680 and power supply of ETU600, able to communication, integrated metering type PMF-1 Energy Efficiency, Voltage, Active energy Ea Manual operating mechanism with mechanical closing, without Spring charging motor, Ready-to-close signal. switch, Auxiliary switches 2NO+2NC, without Closing coil (CC), manual operating mechanism with mechanical closing, without Remote trip alarm reset coil (RR), without 2nd shunt trip, without 1st Shunt trip | 89070 | 1 | Z\ | 1
3WA1106-3LE31-0AA0 |  | Withdrawable circuit breaker with guide frame, IEC 60947-2, frame size 1, 3-poles, In=630A up to 690V AC 50/60Hz, breaking capacity S Icu=66/50kA at 500/690V, Trip unit ETU600 LSI upgrade ready , colordisplay, bluetooth and USB interface, Protection LT, ST, INST, N-protection required an external N-sensor, incl. trip alarm switch (1xCO), rear connection vertical, guide frame with shutter and w/o position signalling switch, with internal voltage tap on upper stab of circuit breaker, with voltage tap module VTM680 and power supply of ETU600, able to communication, integrated metering type PMF-1 Energy Efficiency, Voltage, Active energy Ea Manual operating mechanism with mechanical closing, without Spring charging motor, Ready-to-close signal. switch, Auxiliary switches 2NO+2NC, without Closing coil (CC), manual operating mechanism with mechanical closing, without Remote trip alarm reset coil (RR), without 2nd shunt trip, without 1st Shunt trip | 86670 | 1 | Z\ | 1
3WA1106-3LE32-0AA0 |  | Withdrawable circuit breaker with guide frame, IEC 60947-2, frame size 1, 3-poles, In=630A up to 690V AC 50/60Hz, breaking capacity S Icu=66/50kA at 500/690V, Trip unit ETU600 LSI upgrade ready , colordisplay, bluetooth and USB interface, Protection LT, ST, INST, N-protection required an external N-sensor, incl. trip alarm switch (1xCO), rear connection horizontal, guide frame with shutter and w/o position signalling switch, with internal voltage tap on upper stab of circuit breaker, with voltage tap module VTM680 and power supply of ETU600, able to communication, integrated metering type PMF-1 Energy Efficiency, Voltage, Active energy Ea Manual operating mechanism with mechanical closing, without Spring charging motor, Ready-to-close signal. switch, Auxiliary switches 2NO+2NC, without Closing coil (CC), manual operating mechanism with mechanical closing, without Remote trip alarm reset coil (RR), without 2nd shunt trip, without 1st Shunt trip | 84870 | 1 | Z\ | 1
3WA1106-3LE33-0AA0 |  | Withdrawable circuit breaker with guide frame, IEC 60947-2, frame size 1, 3-poles, In=630A up to 690V AC 50/60Hz, breaking capacity S Icu=66/50kA at 500/690V, Trip unit ETU600 LSI upgrade ready , colordisplay, bluetooth and USB interface, Protection LT, ST, INST, N-protection required an external N-sensor, incl. trip alarm switch (1xCO), front connection double hole, guide frame with shutter and w/o position signalling switch, with internal voltage tap on upper stab of circuit breaker, with voltage tap module VTM680 and power supply of ETU600, able to communication, integrated metering type PMF-1 Energy Efficiency, Voltage, Active energy Ea Manual operating mechanism with mechanical closing, without Spring charging motor, Ready-to-close signal. switch, Auxiliary switches 2NO+2NC, without Closing coil (CC), manual operating mechanism with mechanical closing, without Remote trip alarm reset coil (RR), without 2nd shunt trip, without 1st Shunt trip | 90270 | 1 | Z\ | 1
3WA1106-3LE34-0AA0 |  | Withdrawable circuit breaker with guide frame, IEC 60947-2, frame size 1, 3-poles, In=630A up to 690V AC 50/60Hz, breaking capacity S Icu=66/50kA at 500/690V, Trip unit ETU600 LSI upgrade ready , colordisplay, bluetooth and USB interface, Protection LT, ST, INST, N-protection required an external N-sensor, incl. trip alarm switch (1xCO), rear connection flange, guide frame with shutter and w/o position signalling switch, with internal voltage tap on upper stab of circuit breaker, with voltage tap module VTM680 and power supply of ETU600, able to communication, integrated metering type PMF-1 Energy Efficiency, Voltage, Active energy Ea Manual operating mechanism with mechanical closing, without Spring charging motor, Ready-to-close signal. switch, Auxiliary switches 2NO+2NC, without Closing coil (CC), manual operating mechanism with mechanical closing, without Remote trip alarm reset coil (RR), without 2nd shunt trip, without 1st Shunt trip | 84870 | 1 | Z\ | 1
3WA1106-3LE41-0AA0 |  | Withdrawable circuit breaker with guide frame, IEC 60947-2, frame size 1, 4-poles, N-pole left, In=630A up to 690V AC 50/60Hz, breaking capacity S Icu=66/50kA at 500/690V, Trip unit ETU600 LSI upgrade ready , colordisplay, bluetooth and USB interface, Protection LT, ST, INST, include N-protection, (internal N-sensor available), incl. trip alarm switch (1xCO), rear connection vertical, guide frame with shutter and w/o position signalling switch, with internal voltage tap on upper stab of circuit breaker, with voltage tap module VTM680 and power supply of ETU600, able to communication, integrated metering type PMF-1 Energy Efficiency, Voltage, Active energy Ea Manual operating mechanism with mechanical closing, without Spring charging motor, Ready-to-close signal. switch, Auxiliary switches 2NO+2NC, without Closing coil (CC), manual operating mechanism with mechanical closing, without Remote trip alarm reset coil (RR), without 2nd shunt trip, without 1st Shunt trip | 111870 | 1 | Z\ | 1
3WA1106-3LE42-0AA0 |  | Withdrawable circuit breaker with guide frame, IEC 60947-2, frame size 1, 4-poles, N-pole left, In=630A up to 690V AC 50/60Hz, breaking capacity S Icu=66/50kA at 500/690V, Trip unit ETU600 LSI upgrade ready , colordisplay, bluetooth and USB interface, Protection LT, ST, INST, include N-protection, (internal N-sensor available), incl. trip alarm switch (1xCO), rear connection horizontal, guide frame with shutter and w/o position signalling switch, with internal voltage tap on upper stab of circuit breaker, with voltage tap module VTM680 and power supply of ETU600, able to communication, integrated metering type PMF-1 Energy Efficiency, Voltage, Active energy Ea Manual operating mechanism with mechanical closing, without Spring charging motor, Ready-to-close signal. switch, Auxiliary switches 2NO+2NC, without Closing coil (CC), manual operating mechanism with mechanical closing, without Remote trip alarm reset coil (RR), without 2nd shunt trip, without 1st Shunt trip | 108870 | 1 | Z\ | 1
3WA1106-3LE43-0AA0 |  | Withdrawable circuit breaker with guide frame, IEC 60947-2, frame size 1, 4-poles, N-pole left, In=630A up to 690V AC 50/60Hz, breaking capacity S Icu=66/50kA at 500/690V, Trip unit ETU600 LSI upgrade ready , colordisplay, bluetooth and USB interface, Protection LT, ST, INST, include N-protection, (internal N-sensor available), incl. trip alarm switch (1xCO), front connection double hole, guide frame with shutter and w/o position signalling switch, with internal voltage tap on upper stab of circuit breaker, with voltage tap module VTM680 and power supply of ETU600, able to communication, integrated metering type PMF-1 Energy Efficiency, Voltage, Active energy Ea Manual operating mechanism with mechanical closing, without Spring charging motor, Ready-to-close signal. switch, Auxiliary switches 2NO+2NC, without Closing coil (CC), manual operating mechanism with mechanical closing, without Remote trip alarm reset coil (RR), without 2nd shunt trip, without 1st Shunt trip | 115870 | 1 | Z\ | 1
3WA1106-3LE44-0AA0 |  | Withdrawable circuit breaker with guide frame, IEC 60947-2, frame size 1, 4-poles, N-pole left, In=630A up to 690V AC 50/60Hz, breaking capacity S Icu=66/50kA at 500/690V, Trip unit ETU600 LSI upgrade ready , colordisplay, bluetooth and USB interface, Protection LT, ST, INST, include N-protection, (internal N-sensor available), incl. trip alarm switch (1xCO), rear connection flange, guide frame with shutter and w/o position signalling switch, with internal voltage tap on upper stab of circuit breaker, with voltage tap module VTM680 and power supply of ETU600, able to communication, integrated metering type PMF-1 Energy Efficiency, Voltage, Active energy Ea Manual operating mechanism with mechanical closing, without Spring charging motor, Ready-to-close signal. switch, Auxiliary switches 2NO+2NC, without Closing coil (CC), manual operating mechanism with mechanical closing, without Remote trip alarm reset coil (RR), without 2nd shunt trip, without 1st Shunt trip | 108870 | 1 | Z\ | 1
3WA1106-3LF01-0AA0 |  | Fixed-mounted circuit breaker IEC 60947-2, frame size 1, 3-poles, In=630A up to 690V AC 50/60Hz, breaking capacity S Icu=66/50kA at 500/690V, Trip unit ETU600 LSIG upgrade ready , colordisplay, bluetooth and USB interface, Protection LT, ST, INST, GFx, N-protection required an external N-sensor, incl. trip alarm switch (1xCO), rear connection vertical, with internal voltage tap on upper stab of circuit breaker, with voltage tap module VTM680 and power supply of ETU600, able to communication, integrated metering type PMF-1 Energy Efficiency, Voltage, Active energy Ea Manual operating mechanism with mechanical closing, without Spring charging motor, Ready-to-close signal. switch, Auxiliary switches 2NO+2NC, without Closing coil (CC), manual operating mechanism with mechanical closing, without Remote trip alarm reset coil (RR), without 2nd shunt trip, without 1st Shunt trip | 76870 | 1 | Z\ | 1
3WA1106-3LF02-0AA0 |  | Fixed-mounted circuit breaker IEC 60947-2, frame size 1, 3-poles, In=630A up to 690V AC 50/60Hz, breaking capacity S Icu=66/50kA at 500/690V, Trip unit ETU600 LSIG upgrade ready , colordisplay, bluetooth and USB interface, Protection LT, ST, INST, GFx, N-protection required an external N-sensor, incl. trip alarm switch (1xCO), rear connection horizontal, with internal voltage tap on upper stab of circuit breaker, with voltage tap module VTM680 and power supply of ETU600, able to communication, integrated metering type PMF-1 Energy Efficiency, Voltage, Active energy Ea Manual operating mechanism with mechanical closing, without Spring charging motor, Ready-to-close signal. switch, Auxiliary switches 2NO+2NC, without Closing coil (CC), manual operating mechanism with mechanical closing, without Remote trip alarm reset coil (RR), without 2nd shunt trip, without 1st Shunt trip | 75170 | 1 | Z\ | 1
3WA1106-3LF03-0AA0 |  | Fixed-mounted circuit breaker IEC 60947-2, frame size 1, 3-poles, In=630A up to 690V AC 50/60Hz, breaking capacity S Icu=66/50kA at 500/690V, Trip unit ETU600 LSIG upgrade ready , colordisplay, bluetooth and USB interface, Protection LT, ST, INST, GFx, N-protection required an external N-sensor, incl. trip alarm switch (1xCO), front connection double hole, with internal voltage tap on upper stab of circuit breaker, with voltage tap module VTM680 and power supply of ETU600, able to communication, integrated metering type PMF-1 Energy Efficiency, Voltage, Active energy Ea Manual operating mechanism with mechanical closing, without Spring charging motor, Ready-to-close signal. switch, Auxiliary switches 2NO+2NC, without Closing coil (CC), manual operating mechanism with mechanical closing, without Remote trip alarm reset coil (RR), without 2nd shunt trip, without 1st Shunt trip | 80170 | 1 | Z\ | 1
3WA1106-3LF11-0AA0 |  | Fixed-mounted circuit breaker IEC 60947-2, frame size 1, 4-poles, N-pole left, In=630A up to 690V AC 50/60Hz, breaking capacity S Icu=66/50kA at 500/690V, Trip unit ETU600 LSIG upgrade ready , colordisplay, bluetooth and USB interface, Protection LT, ST, INST, GFx, include N-protection, (internal N-sensor available), incl. trip alarm switch (1xCO), rear connection vertical, with internal voltage tap on upper stab of circuit breaker, with voltage tap module VTM680 and power supply of ETU600, able to communication, integrated metering type PMF-1 Energy Efficiency, Voltage, Active energy Ea Manual operating mechanism with mechanical closing, without Spring charging motor, Ready-to-close signal. switch, Auxiliary switches 2NO+2NC, without Closing coil (CC), manual operating mechanism with mechanical closing, without Remote trip alarm reset coil (RR), without 2nd shunt trip, without 1st Shunt trip | 95270 | 1 | Z\ | 1
3WA1106-3LF12-0AA0 |  | Fixed-mounted circuit breaker IEC 60947-2, frame size 1, 4-poles, N-pole left, In=630A up to 690V AC 50/60Hz, breaking capacity S Icu=66/50kA at 500/690V, Trip unit ETU600 LSIG upgrade ready , colordisplay, bluetooth and USB interface, Protection LT, ST, INST, GFx, include N-protection, (internal N-sensor available), incl. trip alarm switch (1xCO), rear connection horizontal, with internal voltage tap on upper stab of circuit breaker, with voltage tap module VTM680 and power supply of ETU600, able to communication, integrated metering type PMF-1 Energy Efficiency, Voltage, Active energy Ea Manual operating mechanism with mechanical closing, without Spring charging motor, Ready-to-close signal. switch, Auxiliary switches 2NO+2NC, without Closing coil (CC), manual operating mechanism with mechanical closing, without Remote trip alarm reset coil (RR), without 2nd shunt trip, without 1st Shunt trip | 92970 | 1 | Z\ | 1
3WA1106-3LF13-0AA0 |  | Fixed-mounted circuit breaker IEC 60947-2, frame size 1, 4-poles, N-pole left, In=630A up to 690V AC 50/60Hz, breaking capacity S Icu=66/50kA at 500/690V, Trip unit ETU600 LSIG upgrade ready , colordisplay, bluetooth and USB interface, Protection LT, ST, INST, GFx, include N-protection, (internal N-sensor available), incl. trip alarm switch (1xCO), front connection double hole, with internal voltage tap on upper stab of circuit breaker, with voltage tap module VTM680 and power supply of ETU600, able to communication, integrated metering type PMF-1 Energy Efficiency, Voltage, Active energy Ea Manual operating mechanism with mechanical closing, without Spring charging motor, Ready-to-close signal. switch, Auxiliary switches 2NO+2NC, without Closing coil (CC), manual operating mechanism with mechanical closing, without Remote trip alarm reset coil (RR), without 2nd shunt trip, without 1st Shunt trip | 99670 | 1 | Z\ | 1
3WA1106-3LF21-0AA0 |  | fixed-mounted circuit breaker, IEC 60947-2, size 1, 4-pole, N pole on right, In=630 A up to 690 V AC 50/60 Hz, breaking capacity S Icu=66/50 kA at 500/690 V, tripping unit ETU600 LSIG upgradeable, color display, Bluetooth, USB interface, basic protection LT, ST, INST, GFx, including protection of the N conductor (internal neutral point sensor available), trip alarm switch (1 x CO), connection at rear vertical, with internal voltage tap on upper stab of circuit breaker, with voltage tap module VTM680 and power supply of ETU600, able to communication, integrated metering type PMF-1 Energy Efficiency, Voltage, Active energy Ea Manual operating mechanism with mechanical closing, without Spring charging motor, Ready-to-close signal. switch, Auxiliary switches 2NO+2NC, without Closing coil (CC), manual operating mechanism with mechanical closing, without Remote trip alarm reset coil (RR), without 2nd shunt trip, without 1st Shunt trip | 95270 | 1 | Z\ | 1
3WA1106-3LF22-0AA0 |  | fixed-mounted circuit breaker, IEC 60947-2, size 1, 4-pole, N pole on right, In=630 A up to 690 V AC 50/60 Hz, breaking capacity S Icu=66/50 kA at 500/690 V, tripping unit ETU600 LSIG upgradeable, color display, Bluetooth, USB interface, basic protection LT, ST, INST, GFx, including protection of the N conductor (internal neutral point sensor available), trip alarm switch (1 x CO), connection at rear horizontal with internal voltage tap on upper stab of circuit breaker, with voltage tap module VTM680 and power supply of ETU600, able to communication, integrated metering type PMF-1 Energy Efficiency, Voltage, Active energy Ea Manual operating mechanism with mechanical closing, without Spring charging motor, Ready-to-close signal. switch, Auxiliary switches 2NO+2NC, without Closing coil (CC), manual operating mechanism with mechanical closing, without Remote trip alarm reset coil (RR), without 2nd shunt trip, without 1st Shunt trip | 92970 | 1 | Z\ | 1
3WA1106-3LF23-0AA0 |  | fixed-mounted circuit breaker, IEC 60947-2, size 1, 4-pole, N pole on right, In=630 A up to 690 V AC 50/60 Hz, breaking capacity S Icu=66/50 kA at 500/690 V, tripping unit ETU600 LSIG upgradeable, color display, Bluetooth, USB interface, basic protection LT, ST, INST, GFx, including protection of the N conductor (internal neutral point sensor available), trip alarm switch (1 x CO), front connection double hole, with internal voltage tap on upper stab of circuit breaker, with voltage tap module VTM680 and power supply of ETU600, able to communication, integrated metering type PMF-1 Energy Efficiency, Voltage, Active energy Ea Manual operating mechanism with mechanical closing, without Spring charging motor, Ready-to-close signal. switch, Auxiliary switches 2NO+2NC, without Closing coil (CC), manual operating mechanism with mechanical closing, without Remote trip alarm reset coil (RR), without 2nd shunt trip, without 1st Shunt trip | 99670 | 1 | Z\ | 1
3WA1106-3LF31-0AA0 |  | Withdrawable circuit breaker with guide frame, IEC 60947-2, frame size 1, 3-poles, In=630A up to 690V AC 50/60Hz, breaking capacity S Icu=66/50kA at 500/690V, Trip unit ETU600 LSIG upgrade ready , colordisplay, bluetooth and USB interface, Protection LT, ST, INST, GFx, N-protection required an external N-sensor, incl. trip alarm switch (1xCO), rear connection vertical, guide frame with shutter and w/o position signalling switch, with internal voltage tap on upper stab of circuit breaker, with voltage tap module VTM680 and power supply of ETU600, able to communication, integrated metering type PMF-1 Energy Efficiency, Voltage, Active energy Ea Manual operating mechanism with mechanical closing, without Spring charging motor, Ready-to-close signal. switch, Auxiliary switches 2NO+2NC, without Closing coil (CC), manual operating mechanism with mechanical closing, without Remote trip alarm reset coil (RR), without 2nd shunt trip, without 1st Shunt trip | 97270 | 1 | Z\ | 1
3WA1106-3LF32-0AA0 |  | Withdrawable circuit breaker with guide frame, IEC 60947-2, frame size 1, 3-poles, In=630A up to 690V AC 50/60Hz, breaking capacity S Icu=66/50kA at 500/690V, Trip unit ETU600 LSIG upgrade ready , colordisplay, bluetooth and USB interface, Protection LT, ST, INST, GFx, N-protection required an external N-sensor, incl. trip alarm switch (1xCO), rear connection horizontal, guide frame with shutter and w/o position signalling switch, with internal voltage tap on upper stab of circuit breaker, with voltage tap module VTM680 and power supply of ETU600, able to communication, integrated metering type PMF-1 Energy Efficiency, Voltage, Active energy Ea Manual operating mechanism with mechanical closing, without Spring charging motor, Ready-to-close signal. switch, Auxiliary switches 2NO+2NC, without Closing coil (CC), manual operating mechanism with mechanical closing, without Remote trip alarm reset coil (RR), without 2nd shunt trip, without 1st Shunt trip | 95470 | 1 | Z\ | 1
3WA1106-3LF33-0AA0 |  | Withdrawable circuit breaker with guide frame, IEC 60947-2, frame size 1, 3-poles, In=630A up to 690V AC 50/60Hz, breaking capacity S Icu=66/50kA at 500/690V, Trip unit ETU600 LSIG upgrade ready , colordisplay, bluetooth and USB interface, Protection LT, ST, INST, GFx, N-protection required an external N-sensor, incl. trip alarm switch (1xCO), front connection double hole, guide frame with shutter and w/o position signalling switch, with internal voltage tap on upper stab of circuit breaker, with voltage tap module VTM680 and power supply of ETU600, able to communication, integrated metering type PMF-1 Energy Efficiency, Voltage, Active energy Ea Manual operating mechanism with mechanical closing, without Spring charging motor, Ready-to-close signal. switch, Auxiliary switches 2NO+2NC, without Closing coil (CC), manual operating mechanism with mechanical closing, without Remote trip alarm reset coil (RR), without 2nd shunt trip, without 1st Shunt trip | 100870 | 1 | Z\ | 1
3WA1106-3LF34-0AA0 |  | Withdrawable circuit breaker with guide frame, IEC 60947-2, frame size 1, 3-poles, In=630A up to 690V AC 50/60Hz, breaking capacity S Icu=66/50kA at 500/690V, Trip unit ETU600 LSIG upgrade ready , colordisplay, bluetooth and USB interface, Protection LT, ST, INST, GFx, N-protection required an external N-sensor, incl. trip alarm switch (1xCO), rear connection flange, guide frame with shutter and w/o position signalling switch, with internal voltage tap on upper stab of circuit breaker, with voltage tap module VTM680 and power supply of ETU600, able to communication, integrated metering type PMF-1 Energy Efficiency, Voltage, Active energy Ea Manual operating mechanism with mechanical closing, without Spring charging motor, Ready-to-close signal. switch, Auxiliary switches 2NO+2NC, without Closing coil (CC), manual operating mechanism with mechanical closing, without Remote trip alarm reset coil (RR), without 2nd shunt trip, without 1st Shunt trip | 95470 | 1 | Z\ | 1
3WA1106-3LF41-0AA0 |  | Withdrawable circuit breaker with guide frame, IEC 60947-2, frame size 1, 4-poles, N-pole left, In=630A up to 690V AC 50/60Hz, breaking capacity S Icu=66/50kA at 500/690V, Trip unit ETU600 LSIG upgrade ready , colordisplay, bluetooth and USB interface, Protection LT, ST, INST, GFx, include N-protection, (internal N-sensor available), incl. trip alarm switch (1xCO), rear connection vertical, guide frame with shutter and w/o position signalling switch, with internal voltage tap on upper stab of circuit breaker, with voltage tap module VTM680 and power supply of ETU600, able to communication, integrated metering type PMF-1 Energy Efficiency, Voltage, Active energy Ea Manual operating mechanism with mechanical closing, without Spring charging motor, Ready-to-close signal. switch, Auxiliary switches 2NO+2NC, without Closing coil (CC), manual operating mechanism with mechanical closing, without Remote trip alarm reset coil (RR), without 2nd shunt trip, without 1st Shunt trip | 121870 | 1 | Z\ | 1
3WA1106-3LF42-0AA0 |  | Withdrawable circuit breaker with guide frame, IEC 60947-2, frame size 1, 4-poles, N-pole left, In=630A up to 690V AC 50/60Hz, breaking capacity S Icu=66/50kA at 500/690V, Trip unit ETU600 LSIG upgrade ready , colordisplay, bluetooth and USB interface, Protection LT, ST, INST, GFx, include N-protection, (internal N-sensor available), incl. trip alarm switch (1xCO), rear connection horizontal, guide frame with shutter and w/o position signalling switch, with internal voltage tap on upper stab of circuit breaker, with voltage tap module VTM680 and power supply of ETU600, able to communication, integrated metering type PMF-1 Energy Efficiency, Voltage, Active energy Ea Manual operating mechanism with mechanical closing, without Spring charging motor, Ready-to-close signal. switch, Auxiliary switches 2NO+2NC, without Closing coil (CC), manual operating mechanism with mechanical closing, without Remote trip alarm reset coil (RR), without 2nd shunt trip, without 1st Shunt trip | 119870 | 1 | Z\ | 1
3WA1106-3LF43-0AA0 |  | Withdrawable circuit breaker with guide frame, IEC 60947-2, frame size 1, 4-poles, N-pole left, In=630A up to 690V AC 50/60Hz, breaking capacity S Icu=66/50kA at 500/690V, Trip unit ETU600 LSIG upgrade ready , colordisplay, bluetooth and USB interface, Protection LT, ST, INST, GFx, include N-protection, (internal N-sensor available), incl. trip alarm switch (1xCO), front connection double hole, guide frame with shutter and w/o position signalling switch, with internal voltage tap on upper stab of circuit breaker, with voltage tap module VTM680 and power supply of ETU600, able to communication, integrated metering type PMF-1 Energy Efficiency, Voltage, Active energy Ea Manual operating mechanism with mechanical closing, without Spring charging motor, Ready-to-close signal. switch, Auxiliary switches 2NO+2NC, without Closing coil (CC), manual operating mechanism with mechanical closing, without Remote trip alarm reset coil (RR), without 2nd shunt trip, without 1st Shunt trip | 126870 | 1 | Z\ | 1
3WA1106-3LF44-0AA0 |  | Withdrawable circuit breaker with guide frame, IEC 60947-2, frame size 1, 4-poles, N-pole left, In=630A up to 690V AC 50/60Hz, breaking capacity S Icu=66/50kA at 500/690V, Trip unit ETU600 LSIG upgrade ready , colordisplay, bluetooth and USB interface, Protection LT, ST, INST, GFx, include N-protection, (internal N-sensor available), incl. trip alarm switch (1xCO), rear connection flange, guide frame with shutter and w/o position signalling switch, with internal voltage tap on upper stab of circuit breaker, with voltage tap module VTM680 and power supply of ETU600, able to communication, integrated metering type PMF-1 Energy Efficiency, Voltage, Active energy Ea Manual operating mechanism with mechanical closing, without Spring charging motor, Ready-to-close signal. switch, Auxiliary switches 2NO+2NC, without Closing coil (CC), manual operating mechanism with mechanical closing, without Remote trip alarm reset coil (RR), without 2nd shunt trip, without 1st Shunt trip | 119870 | 1 | Z\ | 1
3WA1106-3ME01-0AA0 |  | Fixed-mounted circuit breaker IEC 60947-2, frame size 1, 3-poles, In=630A up to 690V AC 50/60Hz, breaking capacity S Icu=66/50kA at 500/690V, Trip unit ETU600 LSI upgrade ready , colordisplay, bluetooth and USB interface, Protection LT, ST, INST, N-protection required an external N-sensor, incl. trip alarm switch (1xCO), rear connection vertical, with internal voltage tap on upper stab of circuit breaker, with voltage tap module VTM680 and power supply of ETU600, able to communication, integrated metering type PMF-2 Basic Power Monitoring, Voltage, Energy, Power, Power factor, Frequency, Unbalance, Temperature, Manual operating mechanism with mechanical closing, without Spring charging motor, Ready-to-close signal. switch, Auxiliary switches 2NO+2NC, without Closing coil (CC), manual operating mechanism with mechanical closing, without Remote trip alarm reset coil (RR), without 2nd shunt trip, without 1st Shunt trip | 75100 | 1 | Z\ | 1
3WA1106-3ME02-0AA0 |  | Fixed-mounted circuit breaker IEC 60947-2, frame size 1, 3-poles, In=630A up to 690V AC 50/60Hz, breaking capacity S Icu=66/50kA at 500/690V, Trip unit ETU600 LSI upgrade ready , colordisplay, bluetooth and USB interface, Protection LT, ST, INST, N-protection required an external N-sensor, incl. trip alarm switch (1xCO), rear connection horizontal, with internal voltage tap on upper stab of circuit breaker, with voltage tap module VTM680 and power supply of ETU600, able to communication, integrated metering type PMF-2 Basic Power Monitoring, Voltage, Energy, Power, Power factor, Frequency, Unbalance, Temperature, Manual operating mechanism with mechanical closing, without Spring charging motor, Ready-to-close signal. switch, Auxiliary switches 2NO+2NC, without Closing coil (CC), manual operating mechanism with mechanical closing, without Remote trip alarm reset coil (RR), without 2nd shunt trip, without 1st Shunt trip | 73400 | 1 | Z\ | 1
3WA1106-3ME03-0AA0 |  | Fixed-mounted circuit breaker IEC 60947-2, frame size 1, 3-poles, In=630A up to 690V AC 50/60Hz, breaking capacity S Icu=66/50kA at 500/690V, Trip unit ETU600 LSI upgrade ready , colordisplay, bluetooth and USB interface, Protection LT, ST, INST, N-protection required an external N-sensor, incl. trip alarm switch (1xCO), front connection double hole, with internal voltage tap on upper stab of circuit breaker, with voltage tap module VTM680 and power supply of ETU600, able to communication, integrated metering type PMF-2 Basic Power Monitoring, Voltage, Energy, Power, Power factor, Frequency, Unbalance, Temperature, Manual operating mechanism with mechanical closing, without Spring charging motor, Ready-to-close signal. switch, Auxiliary switches 2NO+2NC, without Closing coil (CC), manual operating mechanism with mechanical closing, without Remote trip alarm reset coil (RR), without 2nd shunt trip, without 1st Shunt trip | 78400 | 1 | Z\ | 1
3WA1106-3ME11-0AA0 |  | Fixed-mounted circuit breaker IEC 60947-2, frame size 1, 4-poles, N-pole left, In=630A up to 690V AC 50/60Hz, breaking capacity S Icu=66/50kA at 500/690V, Trip unit ETU600 LSI upgrade ready , colordisplay, bluetooth and USB interface, Protection LT, ST, INST, include N-protection, (internal N-sensor available), incl. trip alarm switch (1xCO), rear connection vertical, with internal voltage tap on upper stab of circuit breaker, with voltage tap module VTM680 and power supply of ETU600, able to communication, integrated metering type PMF-2 Basic Power Monitoring, Voltage, Energy, Power, Power factor, Frequency, Unbalance, Temperature, Manual operating mechanism with mechanical closing, without Spring charging motor, Ready-to-close signal. switch, Auxiliary switches 2NO+2NC, without Closing coil (CC), manual operating mechanism with mechanical closing, without Remote trip alarm reset coil (RR), without 2nd shunt trip, without 1st Shunt trip | 93400 | 1 | Z\ | 1
3WA1106-3ME12-0AA0 |  | Fixed-mounted circuit breaker IEC 60947-2, frame size 1, 4-poles, N-pole left, In=630A up to 690V AC 50/60Hz, breaking capacity S Icu=66/50kA at 500/690V, Trip unit ETU600 LSI upgrade ready , colordisplay, bluetooth and USB interface, Protection LT, ST, INST, include N-protection, (internal N-sensor available), incl. trip alarm switch (1xCO), rear connection horizontal, with internal voltage tap on upper stab of circuit breaker, with voltage tap module VTM680 and power supply of ETU600, able to communication, integrated metering type PMF-2 Basic Power Monitoring, Voltage, Energy, Power, Power factor, Frequency, Unbalance, Temperature, Manual operating mechanism with mechanical closing, without Spring charging motor, Ready-to-close signal. switch, Auxiliary switches 2NO+2NC, without Closing coil (CC), manual operating mechanism with mechanical closing, without Remote trip alarm reset coil (RR), without 2nd shunt trip, without 1st Shunt trip | 91200 | 1 | Z\ | 1
3WA1106-3ME13-0AA0 |  | Fixed-mounted circuit breaker IEC 60947-2, frame size 1, 4-poles, N-pole left, In=630A up to 690V AC 50/60Hz, breaking capacity S Icu=66/50kA at 500/690V, Trip unit ETU600 LSI upgrade ready , colordisplay, bluetooth and USB interface, Protection LT, ST, INST, include N-protection, (internal N-sensor available), incl. trip alarm switch (1xCO), front connection double hole, with internal voltage tap on upper stab of circuit breaker, with voltage tap module VTM680 and power supply of ETU600, able to communication, integrated metering type PMF-2 Basic Power Monitoring, Voltage, Energy, Power, Power factor, Frequency, Unbalance, Temperature, Manual operating mechanism with mechanical closing, without Spring charging motor, Ready-to-close signal. switch, Auxiliary switches 2NO+2NC, without Closing coil (CC), manual operating mechanism with mechanical closing, without Remote trip alarm reset coil (RR), without 2nd shunt trip, without 1st Shunt trip | 97900 | 1 | Z\ | 1
3WA1106-3ME21-0AA0 |  | fixed-mounted circuit breaker, IEC 60947-2, size 1, 4-pole, N pole on right, In=630 A up to 690 V AC 50/60 Hz, breaking capacity S Icu=66/50 kA at 500/690 V, tripping unit ETU600 LSI upgradeable, color display, Bluetooth, USB interface, basic protection LT, ST, INST, including protection of the N conductor (internal neutral point sensor available), trip alarm switch (1 x CO), connection at rear vertical, with internal voltage tap on upper stab of circuit breaker, with voltage tap module VTM680 and power supply of ETU600, able to communication, integrated metering type PMF-2 Basic Power Monitoring, Voltage, Energy, Power, Power factor, Frequency, Unbalance, Temperature, Manual operating mechanism with mechanical closing, without Spring charging motor, Ready-to-close signal. switch, Auxiliary switches 2NO+2NC, without Closing coil (CC), manual operating mechanism with mechanical closing, without Remote trip alarm reset coil (RR), without 2nd shunt trip, without 1st Shunt trip | 93400 | 1 | Z\ | 1
3WA1106-3ME22-0AA0 |  | fixed-mounted circuit breaker, IEC 60947-2, size 1, 4-pole, N pole on right, In=630 A up to 690 V AC 50/60 Hz, breaking capacity S Icu=66/50 kA at 500/690 V, tripping unit ETU600 LSI upgradeable, color display, Bluetooth, USB interface, basic protection LT, ST, INST, including protection of the N conductor (internal neutral point sensor available), trip alarm switch (1 x CO), connection at rear horizontal with internal voltage tap on upper stab of circuit breaker, with voltage tap module VTM680 and power supply of ETU600, able to communication, integrated metering type PMF-2 Basic Power Monitoring, Voltage, Energy, Power, Power factor, Frequency, Unbalance, Temperature, Manual operating mechanism with mechanical closing, without Spring charging motor, Ready-to-close signal. switch, Auxiliary switches 2NO+2NC, without Closing coil (CC), manual operating mechanism with mechanical closing, without Remote trip alarm reset coil (RR), without 2nd shunt trip, without 1st Shunt trip | 91200 | 1 | Z\ | 1
3WA1106-3ME23-0AA0 |  | fixed-mounted circuit breaker, IEC 60947-2, size 1, 4-pole, N pole on right, In=630 A up to 690 V AC 50/60 Hz, breaking capacity S Icu=66/50 kA at 500/690 V, tripping unit ETU600 LSI upgradeable, color display, Bluetooth, USB interface, basic protection LT, ST, INST, including protection of the N conductor (internal neutral point sensor available), trip alarm switch (1 x CO), front connection double hole, with internal voltage tap on upper stab of circuit breaker, with voltage tap module VTM680 and power supply of ETU600, able to communication, integrated metering type PMF-2 Basic Power Monitoring, Voltage, Energy, Power, Power factor, Frequency, Unbalance, Temperature, Manual operating mechanism with mechanical closing, without Spring charging motor, Ready-to-close signal. switch, Auxiliary switches 2NO+2NC, without Closing coil (CC), manual operating mechanism with mechanical closing, without Remote trip alarm reset coil (RR), without 2nd shunt trip, without 1st Shunt trip | 97900 | 1 | Z\ | 1
3WA1106-3ME31-0AA0 |  | Withdrawable circuit breaker with guide frame, IEC 60947-2, frame size 1, 3-poles, In=630A up to 690V AC 50/60Hz, breaking capacity S Icu=66/50kA at 500/690V, Trip unit ETU600 LSI upgrade ready , colordisplay, bluetooth and USB interface, Protection LT, ST, INST, N-protection required an external N-sensor, incl. trip alarm switch (1xCO), rear connection vertical, guide frame with shutter and w/o position signalling switch, with internal voltage tap on upper stab of circuit breaker, with voltage tap module VTM680 and power supply of ETU600, able to communication, integrated metering type PMF-2 Basic Power Monitoring, Voltage, Energy, Power, Power factor, Frequency, Unbalance, Temperature, Manual operating mechanism with mechanical closing, without Spring charging motor, Ready-to-close signal. switch, Auxiliary switches 2NO+2NC, without Closing coil (CC), manual operating mechanism with mechanical closing, without Remote trip alarm reset coil (RR), without 2nd shunt trip, without 1st Shunt trip | 95500 | 1 | Z\ | 1
3WA1106-3ME32-0AA0 |  | Withdrawable circuit breaker with guide frame, IEC 60947-2, frame size 1, 3-poles, In=630A up to 690V AC 50/60Hz, breaking capacity S Icu=66/50kA at 500/690V, Trip unit ETU600 LSI upgrade ready , colordisplay, bluetooth and USB interface, Protection LT, ST, INST, N-protection required an external N-sensor, incl. trip alarm switch (1xCO), rear connection horizontal, guide frame with shutter and w/o position signalling switch, with internal voltage tap on upper stab of circuit breaker, with voltage tap module VTM680 and power supply of ETU600, able to communication, integrated metering type PMF-2 Basic Power Monitoring, Voltage, Energy, Power, Power factor, Frequency, Unbalance, Temperature, Manual operating mechanism with mechanical closing, without Spring charging motor, Ready-to-close signal. switch, Auxiliary switches 2NO+2NC, without Closing coil (CC), manual operating mechanism with mechanical closing, without Remote trip alarm reset coil (RR), without 2nd shunt trip, without 1st Shunt trip | 93700 | 1 | Z\ | 1
3WA1106-3ME33-0AA0 |  | Withdrawable circuit breaker with guide frame, IEC 60947-2, frame size 1, 3-poles, In=630A up to 690V AC 50/60Hz, breaking capacity S Icu=66/50kA at 500/690V, Trip unit ETU600 LSI upgrade ready , colordisplay, bluetooth and USB interface, Protection LT, ST, INST, N-protection required an external N-sensor, incl. trip alarm switch (1xCO), front connection double hole, guide frame with shutter and w/o position signalling switch, with internal voltage tap on upper stab of circuit breaker, with voltage tap module VTM680 and power supply of ETU600, able to communication, integrated metering type PMF-2 Basic Power Monitoring, Voltage, Energy, Power, Power factor, Frequency, Unbalance, Temperature, Manual operating mechanism with mechanical closing, without Spring charging motor, Ready-to-close signal. switch, Auxiliary switches 2NO+2NC, without Closing coil (CC), manual operating mechanism with mechanical closing, without Remote trip alarm reset coil (RR), without 2nd shunt trip, without 1st Shunt trip | 99100 | 1 | Z\ | 1
3WA1106-3ME34-0AA0 |  | Withdrawable circuit breaker with guide frame, IEC 60947-2, frame size 1, 3-poles, In=630A up to 690V AC 50/60Hz, breaking capacity S Icu=66/50kA at 500/690V, Trip unit ETU600 LSI upgrade ready , colordisplay, bluetooth and USB interface, Protection LT, ST, INST, N-protection required an external N-sensor, incl. trip alarm switch (1xCO), rear connection flange, guide frame with shutter and w/o position signalling switch, with internal voltage tap on upper stab of circuit breaker, with voltage tap module VTM680 and power supply of ETU600, able to communication, integrated metering type PMF-2 Basic Power Monitoring, Voltage, Energy, Power, Power factor, Frequency, Unbalance, Temperature, Manual operating mechanism with mechanical closing, without Spring charging motor, Ready-to-close signal. switch, Auxiliary switches 2NO+2NC, without Closing coil (CC), manual operating mechanism with mechanical closing, without Remote trip alarm reset coil (RR), without 2nd shunt trip, without 1st Shunt trip | 93700 | 1 | Z\ | 1
3WA1106-3ME41-0AA0 |  | Withdrawable circuit breaker with guide frame, IEC 60947-2, frame size 1, 4-poles, N-pole left, In=630A up to 690V AC 50/60Hz, breaking capacity S Icu=66/50kA at 500/690V, Trip unit ETU600 LSI upgrade ready , colordisplay, bluetooth and USB interface, Protection LT, ST, INST, include N-protection, (internal N-sensor available), incl. trip alarm switch (1xCO), rear connection vertical, guide frame with shutter and w/o position signalling switch, with internal voltage tap on upper stab of circuit breaker, with voltage tap module VTM680 and power supply of ETU600, able to communication, integrated metering type PMF-2 Basic Power Monitoring, Voltage, Energy, Power, Power factor, Frequency, Unbalance, Temperature, Manual operating mechanism with mechanical closing, without Spring charging motor, Ready-to-close signal. switch, Auxiliary switches 2NO+2NC, without Closing coil (CC), manual operating mechanism with mechanical closing, without Remote trip alarm reset coil (RR), without 2nd shunt trip, without 1st Shunt trip | 120700 | 1 | Z\ | 1
3WA1106-3ME42-0AA0 |  | Withdrawable circuit breaker with guide frame, IEC 60947-2, frame size 1, 4-poles, N-pole left, In=630A up to 690V AC 50/60Hz, breaking capacity S Icu=66/50kA at 500/690V, Trip unit ETU600 LSI upgrade ready , colordisplay, bluetooth and USB interface, Protection LT, ST, INST, include N-protection, (internal N-sensor available), incl. trip alarm switch (1xCO), rear connection horizontal, guide frame with shutter and w/o position signalling switch, with internal voltage tap on upper stab of circuit breaker, with voltage tap module VTM680 and power supply of ETU600, able to communication, integrated metering type PMF-2 Basic Power Monitoring, Voltage, Energy, Power, Power factor, Frequency, Unbalance, Temperature, Manual operating mechanism with mechanical closing, without Spring charging motor, Ready-to-close signal. switch, Auxiliary switches 2NO+2NC, without Closing coil (CC), manual operating mechanism with mechanical closing, without Remote trip alarm reset coil (RR), without 2nd shunt trip, without 1st Shunt trip | 117700 | 1 | Z\ | 1
3WA1106-3ME43-0AA0 |  | Withdrawable circuit breaker with guide frame, IEC 60947-2, frame size 1, 4-poles, N-pole left, In=630A up to 690V AC 50/60Hz, breaking capacity S Icu=66/50kA at 500/690V, Trip unit ETU600 LSI upgrade ready , colordisplay, bluetooth and USB interface, Protection LT, ST, INST, include N-protection, (internal N-sensor available), incl. trip alarm switch (1xCO), front connection double hole, guide frame with shutter and w/o position signalling switch, with internal voltage tap on upper stab of circuit breaker, with voltage tap module VTM680 and power supply of ETU600, able to communication, integrated metering type PMF-2 Basic Power Monitoring, Voltage, Energy, Power, Power factor, Frequency, Unbalance, Temperature, Manual operating mechanism with mechanical closing, without Spring charging motor, Ready-to-close signal. switch, Auxiliary switches 2NO+2NC, without Closing coil (CC), manual operating mechanism with mechanical closing, without Remote trip alarm reset coil (RR), without 2nd shunt trip, without 1st Shunt trip | 124700 | 1 | Z\ | 1
3WA1106-3ME44-0AA0 |  | Withdrawable circuit breaker with guide frame, IEC 60947-2, frame size 1, 4-poles, N-pole left, In=630A up to 690V AC 50/60Hz, breaking capacity S Icu=66/50kA at 500/690V, Trip unit ETU600 LSI upgrade ready , colordisplay, bluetooth and USB interface, Protection LT, ST, INST, include N-protection, (internal N-sensor available), incl. trip alarm switch (1xCO), rear connection flange, guide frame with shutter and w/o position signalling switch, with internal voltage tap on upper stab of circuit breaker, with voltage tap module VTM680 and power supply of ETU600, able to communication, integrated metering type PMF-2 Basic Power Monitoring, Voltage, Energy, Power, Power factor, Frequency, Unbalance, Temperature, Manual operating mechanism with mechanical closing, without Spring charging motor, Ready-to-close signal. switch, Auxiliary switches 2NO+2NC, without Closing coil (CC), manual operating mechanism with mechanical closing, without Remote trip alarm reset coil (RR), without 2nd shunt trip, without 1st Shunt trip | 117700 | 1 | Z\ | 1
3WA1106-3MF01-0AA0 |  | Fixed-mounted circuit breaker IEC 60947-2, frame size 1, 3-poles, In=630A up to 690V AC 50/60Hz, breaking capacity S Icu=66/50kA at 500/690V, Trip unit ETU600 LSIG upgrade ready , colordisplay, bluetooth and USB interface, Protection LT, ST, INST, GFx, N-protection required an external N-sensor, incl. trip alarm switch (1xCO), rear connection vertical, with internal voltage tap on upper stab of circuit breaker, with voltage tap module VTM680 and power supply of ETU600, able to communication, integrated metering type PMF-2 Basic Power Monitoring, Voltage, Energy, Power, Power factor, Frequency, Unbalance, Temperature, Manual operating mechanism with mechanical closing, without Spring charging motor, Ready-to-close signal. switch, Auxiliary switches 2NO+2NC, without Closing coil (CC), manual operating mechanism with mechanical closing, without Remote trip alarm reset coil (RR), without 2nd shunt trip, without 1st Shunt trip | 85700 | 1 | Z\ | 1
3WA1106-3MF02-0AA0 |  | Fixed-mounted circuit breaker IEC 60947-2, frame size 1, 3-poles, In=630A up to 690V AC 50/60Hz, breaking capacity S Icu=66/50kA at 500/690V, Trip unit ETU600 LSIG upgrade ready , colordisplay, bluetooth and USB interface, Protection LT, ST, INST, GFx, N-protection required an external N-sensor, incl. trip alarm switch (1xCO), rear connection horizontal, with internal voltage tap on upper stab of circuit breaker, with voltage tap module VTM680 and power supply of ETU600, able to communication, integrated metering type PMF-2 Basic Power Monitoring, Voltage, Energy, Power, Power factor, Frequency, Unbalance, Temperature, Manual operating mechanism with mechanical closing, without Spring charging motor, Ready-to-close signal. switch, Auxiliary switches 2NO+2NC, without Closing coil (CC), manual operating mechanism with mechanical closing, without Remote trip alarm reset coil (RR), without 2nd shunt trip, without 1st Shunt trip | 84000 | 1 | Z\ | 1
3WA1106-3MF03-0AA0 |  | Fixed-mounted circuit breaker IEC 60947-2, frame size 1, 3-poles, In=630A up to 690V AC 50/60Hz, breaking capacity S Icu=66/50kA at 500/690V, Trip unit ETU600 LSIG upgrade ready , colordisplay, bluetooth and USB interface, Protection LT, ST, INST, GFx, N-protection required an external N-sensor, incl. trip alarm switch (1xCO), front connection double hole, with internal voltage tap on upper stab of circuit breaker, with voltage tap module VTM680 and power supply of ETU600, able to communication, integrated metering type PMF-2 Basic Power Monitoring, Voltage, Energy, Power, Power factor, Frequency, Unbalance, Temperature, Manual operating mechanism with mechanical closing, without Spring charging motor, Ready-to-close signal. switch, Auxiliary switches 2NO+2NC, without Closing coil (CC), manual operating mechanism with mechanical closing, without Remote trip alarm reset coil (RR), without 2nd shunt trip, without 1st Shunt trip | 89000 | 1 | Z\ | 1
3WA1106-3MF11-0AA0 |  | Fixed-mounted circuit breaker IEC 60947-2, frame size 1, 4-poles, N-pole left, In=630A up to 690V AC 50/60Hz, breaking capacity S Icu=66/50kA at 500/690V, Trip unit ETU600 LSIG upgrade ready , colordisplay, bluetooth and USB interface, Protection LT, ST, INST, GFx, include N-protection, (internal N-sensor available), incl. trip alarm switch (1xCO), rear connection vertical, with internal voltage tap on upper stab of circuit breaker, with voltage tap module VTM680 and power supply of ETU600, able to communication, integrated metering type PMF-2 Basic Power Monitoring, Voltage, Energy, Power, Power factor, Frequency, Unbalance, Temperature, Manual operating mechanism with mechanical closing, without Spring charging motor, Ready-to-close signal. switch, Auxiliary switches 2NO+2NC, without Closing coil (CC), manual operating mechanism with mechanical closing, without Remote trip alarm reset coil (RR), without 2nd shunt trip, without 1st Shunt trip | 104100 | 1 | Z\ | 1
3WA1106-3MF12-0AA0 |  | Fixed-mounted circuit breaker IEC 60947-2, frame size 1, 4-poles, N-pole left, In=630A up to 690V AC 50/60Hz, breaking capacity S Icu=66/50kA at 500/690V, Trip unit ETU600 LSIG upgrade ready , colordisplay, bluetooth and USB interface, Protection LT, ST, INST, GFx, include N-protection, (internal N-sensor available), incl. trip alarm switch (1xCO), rear connection horizontal, with internal voltage tap on upper stab of circuit breaker, with voltage tap module VTM680 and power supply of ETU600, able to communication, integrated metering type PMF-2 Basic Power Monitoring, Voltage, Energy, Power, Power factor, Frequency, Unbalance, Temperature, Manual operating mechanism with mechanical closing, without Spring charging motor, Ready-to-close signal. switch, Auxiliary switches 2NO+2NC, without Closing coil (CC), manual operating mechanism with mechanical closing, without Remote trip alarm reset coil (RR), without 2nd shunt trip, without 1st Shunt trip | 101800 | 1 | Z\ | 1
3WA1106-3MF13-0AA0 |  | Fixed-mounted circuit breaker IEC 60947-2, frame size 1, 4-poles, N-pole left, In=630A up to 690V AC 50/60Hz, breaking capacity S Icu=66/50kA at 500/690V, Trip unit ETU600 LSIG upgrade ready , colordisplay, bluetooth and USB interface, Protection LT, ST, INST, GFx, include N-protection, (internal N-sensor available), incl. trip alarm switch (1xCO), front connection double hole, with internal voltage tap on upper stab of circuit breaker, with voltage tap module VTM680 and power supply of ETU600, able to communication, integrated metering type PMF-2 Basic Power Monitoring, Voltage, Energy, Power, Power factor, Frequency, Unbalance, Temperature, Manual operating mechanism with mechanical closing, without Spring charging motor, Ready-to-close signal. switch, Auxiliary switches 2NO+2NC, without Closing coil (CC), manual operating mechanism with mechanical closing, without Remote trip alarm reset coil (RR), without 2nd shunt trip, without 1st Shunt trip | 108500 | 1 | Z\ | 1
3WA1106-3MF21-0AA0 |  | fixed-mounted circuit breaker, IEC 60947-2, size 1, 4-pole, N pole on right, In=630 A up to 690 V AC 50/60 Hz, breaking capacity S Icu=66/50 kA at 500/690 V, tripping unit ETU600 LSIG upgradeable, color display, Bluetooth, USB interface, basic protection LT, ST, INST, GFx, including protection of the N conductor (internal neutral point sensor available), trip alarm switch (1 x CO), connection at rear vertical, with internal voltage tap on upper stab of circuit breaker, with voltage tap module VTM680 and power supply of ETU600, able to communication, integrated metering type PMF-2 Basic Power Monitoring, Voltage, Energy, Power, Power factor, Frequency, Unbalance, Temperature, Manual operating mechanism with mechanical closing, without Spring charging motor, Ready-to-close signal. switch, Auxiliary switches 2NO+2NC, without Closing coil (CC), manual operating mechanism with mechanical closing, without Remote trip alarm reset coil (RR), without 2nd shunt trip, without 1st Shunt trip | 104100 | 1 | Z\ | 1
3WA1106-3MF22-0AA0 |  | fixed-mounted circuit breaker, IEC 60947-2, size 1, 4-pole, N pole on right, In=630 A up to 690 V AC 50/60 Hz, breaking capacity S Icu=66/50 kA at 500/690 V, tripping unit ETU600 LSIG upgradeable, color display, Bluetooth, USB interface, basic protection LT, ST, INST, GFx, including protection of the N conductor (internal neutral point sensor available), trip alarm switch (1 x CO), connection at rear horizontal with internal voltage tap on upper stab of circuit breaker, with voltage tap module VTM680 and power supply of ETU600, able to communication, integrated metering type PMF-2 Basic Power Monitoring, Voltage, Energy, Power, Power factor, Frequency, Unbalance, Temperature, Manual operating mechanism with mechanical closing, without Spring charging motor, Ready-to-close signal. switch, Auxiliary switches 2NO+2NC, without Closing coil (CC), manual operating mechanism with mechanical closing, without Remote trip alarm reset coil (RR), without 2nd shunt trip, without 1st Shunt trip | 101800 | 1 | Z\ | 1
3WA1106-3MF23-0AA0 |  | fixed-mounted circuit breaker, IEC 60947-2, size 1, 4-pole, N pole on right, In=630 A up to 690 V AC 50/60 Hz, breaking capacity S Icu=66/50 kA at 500/690 V, tripping unit ETU600 LSIG upgradeable, color display, Bluetooth, USB interface, basic protection LT, ST, INST, GFx, including protection of the N conductor (internal neutral point sensor available), trip alarm switch (1 x CO), front connection double hole, with internal voltage tap on upper stab of circuit breaker, with voltage tap module VTM680 and power supply of ETU600, able to communication, integrated metering type PMF-2 Basic Power Monitoring, Voltage, Energy, Power, Power factor, Frequency, Unbalance, Temperature, Manual operating mechanism with mechanical closing, without Spring charging motor, Ready-to-close signal. switch, Auxiliary switches 2NO+2NC, without Closing coil (CC), manual operating mechanism with mechanical closing, without Remote trip alarm reset coil (RR), without 2nd shunt trip, without 1st Shunt trip | 108500 | 1 | Z\ | 1
3WA1106-3MF31-0AA0 |  | Withdrawable circuit breaker with guide frame, IEC 60947-2, frame size 1, 3-poles, In=630A up to 690V AC 50/60Hz, breaking capacity S Icu=66/50kA at 500/690V, Trip unit ETU600 LSIG upgrade ready , colordisplay, bluetooth and USB interface, Protection LT, ST, INST, GFx, N-protection required an external N-sensor, incl. trip alarm switch (1xCO), rear connection vertical, guide frame with shutter and w/o position signalling switch, with internal voltage tap on upper stab of circuit breaker, with voltage tap module VTM680 and power supply of ETU600, able to communication, integrated metering type PMF-2 Basic Power Monitoring, Voltage, Energy, Power, Power factor, Frequency, Unbalance, Temperature, Manual operating mechanism with mechanical closing, without Spring charging motor, Ready-to-close signal. switch, Auxiliary switches 2NO+2NC, without Closing coil (CC), manual operating mechanism with mechanical closing, without Remote trip alarm reset coil (RR), without 2nd shunt trip, without 1st Shunt trip | 106100 | 1 | Z\ | 1
3WA1106-3MF32-0AA0 |  | Withdrawable circuit breaker with guide frame, IEC 60947-2, frame size 1, 3-poles, In=630A up to 690V AC 50/60Hz, breaking capacity S Icu=66/50kA at 500/690V, Trip unit ETU600 LSIG upgrade ready , colordisplay, bluetooth and USB interface, Protection LT, ST, INST, GFx, N-protection required an external N-sensor, incl. trip alarm switch (1xCO), rear connection horizontal, guide frame with shutter and w/o position signalling switch, with internal voltage tap on upper stab of circuit breaker, with voltage tap module VTM680 and power supply of ETU600, able to communication, integrated metering type PMF-2 Basic Power Monitoring, Voltage, Energy, Power, Power factor, Frequency, Unbalance, Temperature, Manual operating mechanism with mechanical closing, without Spring charging motor, Ready-to-close signal. switch, Auxiliary switches 2NO+2NC, without Closing coil (CC), manual operating mechanism with mechanical closing, without Remote trip alarm reset coil (RR), without 2nd shunt trip, without 1st Shunt trip | 104300 | 1 | Z\ | 1
3WA1106-3MF33-0AA0 |  | Withdrawable circuit breaker with guide frame, IEC 60947-2, frame size 1, 3-poles, In=630A up to 690V AC 50/60Hz, breaking capacity S Icu=66/50kA at 500/690V, Trip unit ETU600 LSIG upgrade ready , colordisplay, bluetooth and USB interface, Protection LT, ST, INST, GFx, N-protection required an external N-sensor, incl. trip alarm switch (1xCO), front connection double hole, guide frame with shutter and w/o position signalling switch, with internal voltage tap on upper stab of circuit breaker, with voltage tap module VTM680 and power supply of ETU600, able to communication, integrated metering type PMF-2 Basic Power Monitoring, Voltage, Energy, Power, Power factor, Frequency, Unbalance, Temperature, Manual operating mechanism with mechanical closing, without Spring charging motor, Ready-to-close signal. switch, Auxiliary switches 2NO+2NC, without Closing coil (CC), manual operating mechanism with mechanical closing, without Remote trip alarm reset coil (RR), without 2nd shunt trip, without 1st Shunt trip | 109700 | 1 | Z\ | 1
3WA1106-3MF34-0AA0 |  | Withdrawable circuit breaker with guide frame, IEC 60947-2, frame size 1, 3-poles, In=630A up to 690V AC 50/60Hz, breaking capacity S Icu=66/50kA at 500/690V, Trip unit ETU600 LSIG upgrade ready , colordisplay, bluetooth and USB interface, Protection LT, ST, INST, GFx, N-protection required an external N-sensor, incl. trip alarm switch (1xCO), rear connection flange, guide frame with shutter and w/o position signalling switch, with internal voltage tap on upper stab of circuit breaker, with voltage tap module VTM680 and power supply of ETU600, able to communication, integrated metering type PMF-2 Basic Power Monitoring, Voltage, Energy, Power, Power factor, Frequency, Unbalance, Temperature, Manual operating mechanism with mechanical closing, without Spring charging motor, Ready-to-close signal. switch, Auxiliary switches 2NO+2NC, without Closing coil (CC), manual operating mechanism with mechanical closing, without Remote trip alarm reset coil (RR), without 2nd shunt trip, without 1st Shunt trip | 104300 | 1 | Z\ | 1
3WA1106-3MF41-0AA0 |  | Withdrawable circuit breaker with guide frame, IEC 60947-2, frame size 1, 4-poles, N-pole left, In=630A up to 690V AC 50/60Hz, breaking capacity S Icu=66/50kA at 500/690V, Trip unit ETU600 LSIG upgrade ready , colordisplay, bluetooth and USB interface, Protection LT, ST, INST, GFx, include N-protection, (internal N-sensor available), incl. trip alarm switch (1xCO), rear connection vertical, guide frame with shutter and w/o position signalling switch, with internal voltage tap on upper stab of circuit breaker, with voltage tap module VTM680 and power supply of ETU600, able to communication, integrated metering type PMF-2 Basic Power Monitoring, Voltage, Energy, Power, Power factor, Frequency, Unbalance, Temperature, Manual operating mechanism with mechanical closing, without Spring charging motor, Ready-to-close signal. switch, Auxiliary switches 2NO+2NC, without Closing coil (CC), manual operating mechanism with mechanical closing, without Remote trip alarm reset coil (RR), without 2nd shunt trip, without 1st Shunt trip | 130700 | 1 | Z\ | 1
3WA1106-3MF42-0AA0 |  | Withdrawable circuit breaker with guide frame, IEC 60947-2, frame size 1, 4-poles, N-pole left, In=630A up to 690V AC 50/60Hz, breaking capacity S Icu=66/50kA at 500/690V, Trip unit ETU600 LSIG upgrade ready , colordisplay, bluetooth and USB interface, Protection LT, ST, INST, GFx, include N-protection, (internal N-sensor available), incl. trip alarm switch (1xCO), rear connection horizontal, guide frame with shutter and w/o position signalling switch, with internal voltage tap on upper stab of circuit breaker, with voltage tap module VTM680 and power supply of ETU600, able to communication, integrated metering type PMF-2 Basic Power Monitoring, Voltage, Energy, Power, Power factor, Frequency, Unbalance, Temperature, Manual operating mechanism with mechanical closing, without Spring charging motor, Ready-to-close signal. switch, Auxiliary switches 2NO+2NC, without Closing coil (CC), manual operating mechanism with mechanical closing, without Remote trip alarm reset coil (RR), without 2nd shunt trip, without 1st Shunt trip | 128700 | 1 | Z\ | 1
3WA1106-3MF43-0AA0 |  | Withdrawable circuit breaker with guide frame, IEC 60947-2, frame size 1, 4-poles, N-pole left, In=630A up to 690V AC 50/60Hz, breaking capacity S Icu=66/50kA at 500/690V, Trip unit ETU600 LSIG upgrade ready , colordisplay, bluetooth and USB interface, Protection LT, ST, INST, GFx, include N-protection, (internal N-sensor available), incl. trip alarm switch (1xCO), front connection double hole, guide frame with shutter and w/o position signalling switch, with internal voltage tap on upper stab of circuit breaker, with voltage tap module VTM680 and power supply of ETU600, able to communication, integrated metering type PMF-2 Basic Power Monitoring, Voltage, Energy, Power, Power factor, Frequency, Unbalance, Temperature, Manual operating mechanism with mechanical closing, without Spring charging motor, Ready-to-close signal. switch, Auxiliary switches 2NO+2NC, without Closing coil (CC), manual operating mechanism with mechanical closing, without Remote trip alarm reset coil (RR), without 2nd shunt trip, without 1st Shunt trip | 135700 | 1 | Z\ | 1
3WA1106-3MF44-0AA0 |  | Withdrawable circuit breaker with guide frame, IEC 60947-2, frame size 1, 4-poles, N-pole left, In=630A up to 690V AC 50/60Hz, breaking capacity S Icu=66/50kA at 500/690V, Trip unit ETU600 LSIG upgrade ready , colordisplay, bluetooth and USB interface, Protection LT, ST, INST, GFx, include N-protection, (internal N-sensor available), incl. trip alarm switch (1xCO), rear connection flange, guide frame with shutter and w/o position signalling switch, with internal voltage tap on upper stab of circuit breaker, with voltage tap module VTM680 and power supply of ETU600, able to communication, integrated metering type PMF-2 Basic Power Monitoring, Voltage, Energy, Power, Power factor, Frequency, Unbalance, Temperature, Manual operating mechanism with mechanical closing, without Spring charging motor, Ready-to-close signal. switch, Auxiliary switches 2NO+2NC, without Closing coil (CC), manual operating mechanism with mechanical closing, without Remote trip alarm reset coil (RR), without 2nd shunt trip, without 1st Shunt trip | 128700 | 1 | Z\ | 1
3WA1106-3NE01-0AA0 |  | Fixed-mounted circuit breaker IEC 60947-2, frame size 1, 3-poles, In=630A up to 690V AC 50/60Hz, breaking capacity S Icu=66/50kA at 500/690V, Trip unit ETU600 LSI upgrade ready , colordisplay, bluetooth and USB interface, Protection LT, ST, INST, N-protection required an external N-sensor, incl. trip alarm switch (1xCO), rear connection vertical, with internal voltage tap on upper stab of circuit breaker, with voltage tap module VTM680 and power supply of ETU600, able to communication, integrated metering type PMF-3 Advanced Power Monitor., Voltage, Energy, Power, Power factor, Frequency, Unbalance, Temperature, Power quality, Manual operating mechanism with mechanical closing, without Spring charging motor, Ready-to-close signal. switch, Auxiliary switches 2NO+2NC, without Closing coil (CC), manual operating mechanism with mechanical closing, without Remote trip alarm reset coil (RR), without 2nd shunt trip, without 1st Shunt trip | 81500 | 1 | Z\ | 1
3WA1106-3NE02-0AA0 |  | Fixed-mounted circuit breaker IEC 60947-2, frame size 1, 3-poles, In=630A up to 690V AC 50/60Hz, breaking capacity S Icu=66/50kA at 500/690V, Trip unit ETU600 LSI upgrade ready , colordisplay, bluetooth and USB interface, Protection LT, ST, INST, N-protection required an external N-sensor, incl. trip alarm switch (1xCO), rear connection horizontal, with internal voltage tap on upper stab of circuit breaker, with voltage tap module VTM680 and power supply of ETU600, able to communication, integrated metering type PMF-3 Advanced Power Monitor., Voltage, Energy, Power, Power factor, Frequency, Unbalance, Temperature, Power quality, Manual operating mechanism with mechanical closing, without Spring charging motor, Ready-to-close signal. switch, Auxiliary switches 2NO+2NC, without Closing coil (CC), manual operating mechanism with mechanical closing, without Remote trip alarm reset coil (RR), without 2nd shunt trip, without 1st Shunt trip | 79800 | 1 | Z\ | 1
3WA1106-3NE03-0AA0 |  | Fixed-mounted circuit breaker IEC 60947-2, frame size 1, 3-poles, In=630A up to 690V AC 50/60Hz, breaking capacity S Icu=66/50kA at 500/690V, Trip unit ETU600 LSI upgrade ready , colordisplay, bluetooth and USB interface, Protection LT, ST, INST, N-protection required an external N-sensor, incl. trip alarm switch (1xCO), front connection double hole, with internal voltage tap on upper stab of circuit breaker, with voltage tap module VTM680 and power supply of ETU600, able to communication, integrated metering type PMF-3 Advanced Power Monitor., Voltage, Energy, Power, Power factor, Frequency, Unbalance, Temperature, Power quality, Manual operating mechanism with mechanical closing, without Spring charging motor, Ready-to-close signal. switch, Auxiliary switches 2NO+2NC, without Closing coil (CC), manual operating mechanism with mechanical closing, without Remote trip alarm reset coil (RR), without 2nd shunt trip, without 1st Shunt trip | 84800 | 1 | Z\ | 1
3WA1106-3NE11-0AA0 |  | Fixed-mounted circuit breaker IEC 60947-2, frame size 1, 4-poles, N-pole left, In=630A up to 690V AC 50/60Hz, breaking capacity S Icu=66/50kA at 500/690V, Trip unit ETU600 LSI upgrade ready , colordisplay, bluetooth and USB interface, Protection LT, ST, INST, include N-protection, (internal N-sensor available), incl. trip alarm switch (1xCO), rear connection vertical, with internal voltage tap on upper stab of circuit breaker, with voltage tap module VTM680 and power supply of ETU600, able to communication, integrated metering type PMF-3 Advanced Power Monitor., Voltage, Energy, Power, Power factor, Frequency, Unbalance, Temperature, Power quality, Manual operating mechanism with mechanical closing, without Spring charging motor, Ready-to-close signal. switch, Auxiliary switches 2NO+2NC, without Closing coil (CC), manual operating mechanism with mechanical closing, without Remote trip alarm reset coil (RR), without 2nd shunt trip, without 1st Shunt trip | 99800 | 1 | Z\ | 1
3WA1106-3NE12-0AA0 |  | Fixed-mounted circuit breaker IEC 60947-2, frame size 1, 4-poles, N-pole left, In=630A up to 690V AC 50/60Hz, breaking capacity S Icu=66/50kA at 500/690V, Trip unit ETU600 LSI upgrade ready , colordisplay, bluetooth and USB interface, Protection LT, ST, INST, include N-protection, (internal N-sensor available), incl. trip alarm switch (1xCO), rear connection horizontal, with internal voltage tap on upper stab of circuit breaker, with voltage tap module VTM680 and power supply of ETU600, able to communication, integrated metering type PMF-3 Advanced Power Monitor., Voltage, Energy, Power, Power factor, Frequency, Unbalance, Temperature, Power quality, Manual operating mechanism with mechanical closing, without Spring charging motor, Ready-to-close signal. switch, Auxiliary switches 2NO+2NC, without Closing coil (CC), manual operating mechanism with mechanical closing, without Remote trip alarm reset coil (RR), without 2nd shunt trip, without 1st Shunt trip | 97600 | 1 | Z\ | 1
3WA1106-3NE13-0AA0 |  | Fixed-mounted circuit breaker IEC 60947-2, frame size 1, 4-poles, N-pole left, In=630A up to 690V AC 50/60Hz, breaking capacity S Icu=66/50kA at 500/690V, Trip unit ETU600 LSI upgrade ready , colordisplay, bluetooth and USB interface, Protection LT, ST, INST, include N-protection, (internal N-sensor available), incl. trip alarm switch (1xCO), front connection double hole, with internal voltage tap on upper stab of circuit breaker, with voltage tap module VTM680 and power supply of ETU600, able to communication, integrated metering type PMF-3 Advanced Power Monitor., Voltage, Energy, Power, Power factor, Frequency, Unbalance, Temperature, Power quality, Manual operating mechanism with mechanical closing, without Spring charging motor, Ready-to-close signal. switch, Auxiliary switches 2NO+2NC, without Closing coil (CC), manual operating mechanism with mechanical closing, without Remote trip alarm reset coil (RR), without 2nd shunt trip, without 1st Shunt trip | 104300 | 1 | Z\ | 1
3WA1106-3NE21-0AA0 |  | fixed-mounted circuit breaker, IEC 60947-2, size 1, 4-pole, N pole on right, In=630 A up to 690 V AC 50/60 Hz, breaking capacity S Icu=66/50 kA at 500/690 V, tripping unit ETU600 LSI upgradeable, color display, Bluetooth, USB interface, basic protection LT, ST, INST, including protection of the N conductor (internal neutral point sensor available), trip alarm switch (1 x CO), connection at rear vertical, with internal voltage tap on upper stab of circuit breaker, with voltage tap module VTM680 and power supply of ETU600, able to communication, integrated metering type PMF-3 Advanced Power Monitor., Voltage, Energy, Power, Power factor, Frequency, Unbalance, Temperature, Power quality, Manual operating mechanism with mechanical closing, without Spring charging motor, Ready-to-close signal. switch, Auxiliary switches 2NO+2NC, without Closing coil (CC), manual operating mechanism with mechanical closing, without Remote trip alarm reset coil (RR), without 2nd shunt trip, without 1st Shunt trip | 99800 | 1 | Z\ | 1
3WA1106-3NE22-0AA0 |  | fixed-mounted circuit breaker, IEC 60947-2, size 1, 4-pole, N pole on right, In=630 A up to 690 V AC 50/60 Hz, breaking capacity S Icu=66/50 kA at 500/690 V, tripping unit ETU600 LSI upgradeable, color display, Bluetooth, USB interface, basic protection LT, ST, INST, including protection of the N conductor (internal neutral point sensor available), trip alarm switch (1 x CO), connection at rear horizontal with internal voltage tap on upper stab of circuit breaker, with voltage tap module VTM680 and power supply of ETU600, able to communication, integrated metering type PMF-3 Advanced Power Monitor., Voltage, Energy, Power, Power factor, Frequency, Unbalance, Temperature, Power quality, Manual operating mechanism with mechanical closing, without Spring charging motor, Ready-to-close signal. switch, Auxiliary switches 2NO+2NC, without Closing coil (CC), manual operating mechanism with mechanical closing, without Remote trip alarm reset coil (RR), without 2nd shunt trip, without 1st Shunt trip | 97600 | 1 | Z\ | 1
3WA1106-3NE23-0AA0 |  | fixed-mounted circuit breaker, IEC 60947-2, size 1, 4-pole, N pole on right, In=630 A up to 690 V AC 50/60 Hz, breaking capacity S Icu=66/50 kA at 500/690 V, tripping unit ETU600 LSI upgradeable, color display, Bluetooth, USB interface, basic protection LT, ST, INST, including protection of the N conductor (internal neutral point sensor available), trip alarm switch (1 x CO), front connection double hole, with internal voltage tap on upper stab of circuit breaker, with voltage tap module VTM680 and power supply of ETU600, able to communication, integrated metering type PMF-3 Advanced Power Monitor., Voltage, Energy, Power, Power factor, Frequency, Unbalance, Temperature, Power quality, Manual operating mechanism with mechanical closing, without Spring charging motor, Ready-to-close signal. switch, Auxiliary switches 2NO+2NC, without Closing coil (CC), manual operating mechanism with mechanical closing, without Remote trip alarm reset coil (RR), without 2nd shunt trip, without 1st Shunt trip | 104300 | 1 | Z\ | 1
3WA1106-3NE31-0AA0 |  | Withdrawable circuit breaker with guide frame, IEC 60947-2, frame size 1, 3-poles, In=630A up to 690V AC 50/60Hz, breaking capacity S Icu=66/50kA at 500/690V, Trip unit ETU600 LSI upgrade ready , colordisplay, bluetooth and USB interface, Protection LT, ST, INST, N-protection required an external N-sensor, incl. trip alarm switch (1xCO), rear connection vertical, guide frame with shutter and w/o position signalling switch, with internal voltage tap on upper stab of circuit breaker, with voltage tap module VTM680 and power supply of ETU600, able to communication, integrated metering type PMF-3 Advanced Power Monitor., Voltage, Energy, Power, Power factor, Frequency, Unbalance, Temperature, Power quality, Manual operating mechanism with mechanical closing, without Spring charging motor, Ready-to-close signal. switch, Auxiliary switches 2NO+2NC, without Closing coil (CC), manual operating mechanism with mechanical closing, without Remote trip alarm reset coil (RR), without 2nd shunt trip, without 1st Shunt trip | 101900 | 1 | Z\ | 1
3WA1106-3NE32-0AA0 |  | Withdrawable circuit breaker with guide frame, IEC 60947-2, frame size 1, 3-poles, In=630A up to 690V AC 50/60Hz, breaking capacity S Icu=66/50kA at 500/690V, Trip unit ETU600 LSI upgrade ready , colordisplay, bluetooth and USB interface, Protection LT, ST, INST, N-protection required an external N-sensor, incl. trip alarm switch (1xCO), rear connection horizontal, guide frame with shutter and w/o position signalling switch, with internal voltage tap on upper stab of circuit breaker, with voltage tap module VTM680 and power supply of ETU600, able to communication, integrated metering type PMF-3 Advanced Power Monitor., Voltage, Energy, Power, Power factor, Frequency, Unbalance, Temperature, Power quality, Manual operating mechanism with mechanical closing, without Spring charging motor, Ready-to-close signal. switch, Auxiliary switches 2NO+2NC, without Closing coil (CC), manual operating mechanism with mechanical closing, without Remote trip alarm reset coil (RR), without 2nd shunt trip, without 1st Shunt trip | 100100 | 1 | Z\ | 1
3WA1106-3NE33-0AA0 |  | Withdrawable circuit breaker with guide frame, IEC 60947-2, frame size 1, 3-poles, In=630A up to 690V AC 50/60Hz, breaking capacity S Icu=66/50kA at 500/690V, Trip unit ETU600 LSI upgrade ready , colordisplay, bluetooth and USB interface, Protection LT, ST, INST, N-protection required an external N-sensor, incl. trip alarm switch (1xCO), front connection double hole, guide frame with shutter and w/o position signalling switch, with internal voltage tap on upper stab of circuit breaker, with voltage tap module VTM680 and power supply of ETU600, able to communication, integrated metering type PMF-3 Advanced Power Monitor., Voltage, Energy, Power, Power factor, Frequency, Unbalance, Temperature, Power quality, Manual operating mechanism with mechanical closing, without Spring charging motor, Ready-to-close signal. switch, Auxiliary switches 2NO+2NC, without Closing coil (CC), manual operating mechanism with mechanical closing, without Remote trip alarm reset coil (RR), without 2nd shunt trip, without 1st Shunt trip | 105500 | 1 | Z\ | 1
3WA1106-3NE34-0AA0 |  | Withdrawable circuit breaker with guide frame, IEC 60947-2, frame size 1, 3-poles, In=630A up to 690V AC 50/60Hz, breaking capacity S Icu=66/50kA at 500/690V, Trip unit ETU600 LSI upgrade ready , colordisplay, bluetooth and USB interface, Protection LT, ST, INST, N-protection required an external N-sensor, incl. trip alarm switch (1xCO), rear connection flange, guide frame with shutter and w/o position signalling switch, with internal voltage tap on upper stab of circuit breaker, with voltage tap module VTM680 and power supply of ETU600, able to communication, integrated metering type PMF-3 Advanced Power Monitor., Voltage, Energy, Power, Power factor, Frequency, Unbalance, Temperature, Power quality, Manual operating mechanism with mechanical closing, without Spring charging motor, Ready-to-close signal. switch, Auxiliary switches 2NO+2NC, without Closing coil (CC), manual operating mechanism with mechanical closing, without Remote trip alarm reset coil (RR), without 2nd shunt trip, without 1st Shunt trip | 100100 | 1 | Z\ | 1
3WA1106-3NE41-0AA0 |  | Withdrawable circuit breaker with guide frame, IEC 60947-2, frame size 1, 4-poles, N-pole left, In=630A up to 690V AC 50/60Hz, breaking capacity S Icu=66/50kA at 500/690V, Trip unit ETU600 LSI upgrade ready , colordisplay, bluetooth and USB interface, Protection LT, ST, INST, include N-protection, (internal N-sensor available), incl. trip alarm switch (1xCO), rear connection vertical, guide frame with shutter and w/o position signalling switch, with internal voltage tap on upper stab of circuit breaker, with voltage tap module VTM680 and power supply of ETU600, able to communication, integrated metering type PMF-3 Advanced Power Monitor., Voltage, Energy, Power, Power factor, Frequency, Unbalance, Temperature, Power quality, Manual operating mechanism with mechanical closing, without Spring charging motor, Ready-to-close signal. switch, Auxiliary switches 2NO+2NC, without Closing coil (CC), manual operating mechanism with mechanical closing, without Remote trip alarm reset coil (RR), without 2nd shunt trip, without 1st Shunt trip | 127100 | 1 | Z\ | 1
3WA1106-3NE42-0AA0 |  | Withdrawable circuit breaker with guide frame, IEC 60947-2, frame size 1, 4-poles, N-pole left, In=630A up to 690V AC 50/60Hz, breaking capacity S Icu=66/50kA at 500/690V, Trip unit ETU600 LSI upgrade ready , colordisplay, bluetooth and USB interface, Protection LT, ST, INST, include N-protection, (internal N-sensor available), incl. trip alarm switch (1xCO), rear connection horizontal, guide frame with shutter and w/o position signalling switch, with internal voltage tap on upper stab of circuit breaker, with voltage tap module VTM680 and power supply of ETU600, able to communication, integrated metering type PMF-3 Advanced Power Monitor., Voltage, Energy, Power, Power factor, Frequency, Unbalance, Temperature, Power quality, Manual operating mechanism with mechanical closing, without Spring charging motor, Ready-to-close signal. switch, Auxiliary switches 2NO+2NC, without Closing coil (CC), manual operating mechanism with mechanical closing, without Remote trip alarm reset coil (RR), without 2nd shunt trip, without 1st Shunt trip | 124100 | 1 | Z\ | 1
3WA1106-3NE43-0AA0 |  | Withdrawable circuit breaker with guide frame, IEC 60947-2, frame size 1, 4-poles, N-pole left, In=630A up to 690V AC 50/60Hz, breaking capacity S Icu=66/50kA at 500/690V, Trip unit ETU600 LSI upgrade ready , colordisplay, bluetooth and USB interface, Protection LT, ST, INST, include N-protection, (internal N-sensor available), incl. trip alarm switch (1xCO), front connection double hole, guide frame with shutter and w/o position signalling switch, with internal voltage tap on upper stab of circuit breaker, with voltage tap module VTM680 and power supply of ETU600, able to communication, integrated metering type PMF-3 Advanced Power Monitor., Voltage, Energy, Power, Power factor, Frequency, Unbalance, Temperature, Power quality, Manual operating mechanism with mechanical closing, without Spring charging motor, Ready-to-close signal. switch, Auxiliary switches 2NO+2NC, without Closing coil (CC), manual operating mechanism with mechanical closing, without Remote trip alarm reset coil (RR), without 2nd shunt trip, without 1st Shunt trip | 131100 | 1 | Z\ | 1
3WA1106-3NE44-0AA0 |  | Withdrawable circuit breaker with guide frame, IEC 60947-2, frame size 1, 4-poles, N-pole left, In=630A up to 690V AC 50/60Hz, breaking capacity S Icu=66/50kA at 500/690V, Trip unit ETU600 LSI upgrade ready , colordisplay, bluetooth and USB interface, Protection LT, ST, INST, include N-protection, (internal N-sensor available), incl. trip alarm switch (1xCO), rear connection flange, guide frame with shutter and w/o position signalling switch, with internal voltage tap on upper stab of circuit breaker, with voltage tap module VTM680 and power supply of ETU600, able to communication, integrated metering type PMF-3 Advanced Power Monitor., Voltage, Energy, Power, Power factor, Frequency, Unbalance, Temperature, Power quality, Manual operating mechanism with mechanical closing, without Spring charging motor, Ready-to-close signal. switch, Auxiliary switches 2NO+2NC, without Closing coil (CC), manual operating mechanism with mechanical closing, without Remote trip alarm reset coil (RR), without 2nd shunt trip, without 1st Shunt trip | 124100 | 1 | Z\ | 1
3WA1106-3NF01-0AA0 |  | Fixed-mounted circuit breaker IEC 60947-2, frame size 1, 3-poles, In=630A up to 690V AC 50/60Hz, breaking capacity S Icu=66/50kA at 500/690V, Trip unit ETU600 LSIG upgrade ready , colordisplay, bluetooth and USB interface, Protection LT, ST, INST, GFx, N-protection required an external N-sensor, incl. trip alarm switch (1xCO), rear connection vertical, with internal voltage tap on upper stab of circuit breaker, with voltage tap module VTM680 and power supply of ETU600, able to communication, integrated metering type PMF-3 Advanced Power Monitor., Voltage, Energy, Power, Power factor, Frequency, Unbalance, Temperature, Power quality, Manual operating mechanism with mechanical closing, without Spring charging motor, Ready-to-close signal. switch, Auxiliary switches 2NO+2NC, without Closing coil (CC), manual operating mechanism with mechanical closing, without Remote trip alarm reset coil (RR), without 2nd shunt trip, without 1st Shunt trip | 92100 | 1 | Z\ | 1
3WA1106-3NF02-0AA0 |  | Fixed-mounted circuit breaker IEC 60947-2, frame size 1, 3-poles, In=630A up to 690V AC 50/60Hz, breaking capacity S Icu=66/50kA at 500/690V, Trip unit ETU600 LSIG upgrade ready , colordisplay, bluetooth and USB interface, Protection LT, ST, INST, GFx, N-protection required an external N-sensor, incl. trip alarm switch (1xCO), rear connection horizontal, with internal voltage tap on upper stab of circuit breaker, with voltage tap module VTM680 and power supply of ETU600, able to communication, integrated metering type PMF-3 Advanced Power Monitor., Voltage, Energy, Power, Power factor, Frequency, Unbalance, Temperature, Power quality, Manual operating mechanism with mechanical closing, without Spring charging motor, Ready-to-close signal. switch, Auxiliary switches 2NO+2NC, without Closing coil (CC), manual operating mechanism with mechanical closing, without Remote trip alarm reset coil (RR), without 2nd shunt trip, without 1st Shunt trip | 90400 | 1 | Z\ | 1
3WA1106-3NF03-0AA0 |  | Fixed-mounted circuit breaker IEC 60947-2, frame size 1, 3-poles, In=630A up to 690V AC 50/60Hz, breaking capacity S Icu=66/50kA at 500/690V, Trip unit ETU600 LSIG upgrade ready , colordisplay, bluetooth and USB interface, Protection LT, ST, INST, GFx, N-protection required an external N-sensor, incl. trip alarm switch (1xCO), front connection double hole, with internal voltage tap on upper stab of circuit breaker, with voltage tap module VTM680 and power supply of ETU600, able to communication, integrated metering type PMF-3 Advanced Power Monitor., Voltage, Energy, Power, Power factor, Frequency, Unbalance, Temperature, Power quality, Manual operating mechanism with mechanical closing, without Spring charging motor, Ready-to-close signal. switch, Auxiliary switches 2NO+2NC, without Closing coil (CC), manual operating mechanism with mechanical closing, without Remote trip alarm reset coil (RR), without 2nd shunt trip, without 1st Shunt trip | 95400 | 1 | Z\ | 1
3WA1106-3NF11-0AA0 |  | Fixed-mounted circuit breaker IEC 60947-2, frame size 1, 4-poles, N-pole left, In=630A up to 690V AC 50/60Hz, breaking capacity S Icu=66/50kA at 500/690V, Trip unit ETU600 LSIG upgrade ready , colordisplay, bluetooth and USB interface, Protection LT, ST, INST, GFx, include N-protection, (internal N-sensor available), incl. trip alarm switch (1xCO), rear connection vertical, with internal voltage tap on upper stab of circuit breaker, with voltage tap module VTM680 and power supply of ETU600, able to communication, integrated metering type PMF-3 Advanced Power Monitor., Voltage, Energy, Power, Power factor, Frequency, Unbalance, Temperature, Power quality, Manual operating mechanism with mechanical closing, without Spring charging motor, Ready-to-close signal. switch, Auxiliary switches 2NO+2NC, without Closing coil (CC), manual operating mechanism with mechanical closing, without Remote trip alarm reset coil (RR), without 2nd shunt trip, without 1st Shunt trip | 110500 | 1 | Z\ | 1
3WA1106-3NF12-0AA0 |  | Fixed-mounted circuit breaker IEC 60947-2, frame size 1, 4-poles, N-pole left, In=630A up to 690V AC 50/60Hz, breaking capacity S Icu=66/50kA at 500/690V, Trip unit ETU600 LSIG upgrade ready , colordisplay, bluetooth and USB interface, Protection LT, ST, INST, GFx, include N-protection, (internal N-sensor available), incl. trip alarm switch (1xCO), rear connection horizontal, with internal voltage tap on upper stab of circuit breaker, with voltage tap module VTM680 and power supply of ETU600, able to communication, integrated metering type PMF-3 Advanced Power Monitor., Voltage, Energy, Power, Power factor, Frequency, Unbalance, Temperature, Power quality, Manual operating mechanism with mechanical closing, without Spring charging motor, Ready-to-close signal. switch, Auxiliary switches 2NO+2NC, without Closing coil (CC), manual operating mechanism with mechanical closing, without Remote trip alarm reset coil (RR), without 2nd shunt trip, without 1st Shunt trip | 108200 | 1 | Z\ | 1
3WA1106-3NF13-0AA0 |  | Fixed-mounted circuit breaker IEC 60947-2, frame size 1, 4-poles, N-pole left, In=630A up to 690V AC 50/60Hz, breaking capacity S Icu=66/50kA at 500/690V, Trip unit ETU600 LSIG upgrade ready , colordisplay, bluetooth and USB interface, Protection LT, ST, INST, GFx, include N-protection, (internal N-sensor available), incl. trip alarm switch (1xCO), front connection double hole, with internal voltage tap on upper stab of circuit breaker, with voltage tap module VTM680 and power supply of ETU600, able to communication, integrated metering type PMF-3 Advanced Power Monitor., Voltage, Energy, Power, Power factor, Frequency, Unbalance, Temperature, Power quality, Manual operating mechanism with mechanical closing, without Spring charging motor, Ready-to-close signal. switch, Auxiliary switches 2NO+2NC, without Closing coil (CC), manual operating mechanism with mechanical closing, without Remote trip alarm reset coil (RR), without 2nd shunt trip, without 1st Shunt trip | 114900 | 1 | Z\ | 1
3WA1106-3NF21-0AA0 |  | fixed-mounted circuit breaker, IEC 60947-2, size 1, 4-pole, N pole on right, In=630 A up to 690 V AC 50/60 Hz, breaking capacity S Icu=66/50 kA at 500/690 V, tripping unit ETU600 LSIG upgradeable, color display, Bluetooth, USB interface, basic protection LT, ST, INST, GFx, including protection of the N conductor (internal neutral point sensor available), trip alarm switch (1 x CO), connection at rear vertical, with internal voltage tap on upper stab of circuit breaker, with voltage tap module VTM680 and power supply of ETU600, able to communication, integrated metering type PMF-3 Advanced Power Monitor., Voltage, Energy, Power, Power factor, Frequency, Unbalance, Temperature, Power quality, Manual operating mechanism with mechanical closing, without Spring charging motor, Ready-to-close signal. switch, Auxiliary switches 2NO+2NC, without Closing coil (CC), manual operating mechanism with mechanical closing, without Remote trip alarm reset coil (RR), without 2nd shunt trip, without 1st Shunt trip | 110500 | 1 | Z\ | 1
3WA1106-3NF22-0AA0 |  | fixed-mounted circuit breaker, IEC 60947-2, size 1, 4-pole, N pole on right, In=630 A up to 690 V AC 50/60 Hz, breaking capacity S Icu=66/50 kA at 500/690 V, tripping unit ETU600 LSIG upgradeable, color display, Bluetooth, USB interface, basic protection LT, ST, INST, GFx, including protection of the N conductor (internal neutral point sensor available), trip alarm switch (1 x CO), connection at rear horizontal with internal voltage tap on upper stab of circuit breaker, with voltage tap module VTM680 and power supply of ETU600, able to communication, integrated metering type PMF-3 Advanced Power Monitor., Voltage, Energy, Power, Power factor, Frequency, Unbalance, Temperature, Power quality, Manual operating mechanism with mechanical closing, without Spring charging motor, Ready-to-close signal. switch, Auxiliary switches 2NO+2NC, without Closing coil (CC), manual operating mechanism with mechanical closing, without Remote trip alarm reset coil (RR), without 2nd shunt trip, without 1st Shunt trip | 108200 | 1 | Z\ | 1
3WA1106-3NF23-0AA0 |  | fixed-mounted circuit breaker, IEC 60947-2, size 1, 4-pole, N pole on right, In=630 A up to 690 V AC 50/60 Hz, breaking capacity S Icu=66/50 kA at 500/690 V, tripping unit ETU600 LSIG upgradeable, color display, Bluetooth, USB interface, basic protection LT, ST, INST, GFx, including protection of the N conductor (internal neutral point sensor available), trip alarm switch (1 x CO), front connection double hole, with internal voltage tap on upper stab of circuit breaker, with voltage tap module VTM680 and power supply of ETU600, able to communication, integrated metering type PMF-3 Advanced Power Monitor., Voltage, Energy, Power, Power factor, Frequency, Unbalance, Temperature, Power quality, Manual operating mechanism with mechanical closing, without Spring charging motor, Ready-to-close signal. switch, Auxiliary switches 2NO+2NC, without Closing coil (CC), manual operating mechanism with mechanical closing, without Remote trip alarm reset coil (RR), without 2nd shunt trip, without 1st Shunt trip | 114900 | 1 | Z\ | 1
3WA1106-3NF31-0AA0 |  | Withdrawable circuit breaker with guide frame, IEC 60947-2, frame size 1, 3-poles, In=630A up to 690V AC 50/60Hz, breaking capacity S Icu=66/50kA at 500/690V, Trip unit ETU600 LSIG upgrade ready , colordisplay, bluetooth and USB interface, Protection LT, ST, INST, GFx, N-protection required an external N-sensor, incl. trip alarm switch (1xCO), rear connection vertical, guide frame with shutter and w/o position signalling switch, with internal voltage tap on upper stab of circuit breaker, with voltage tap module VTM680 and power supply of ETU600, able to communication, integrated metering type PMF-3 Advanced Power Monitor., Voltage, Energy, Power, Power factor, Frequency, Unbalance, Temperature, Power quality, Manual operating mechanism with mechanical closing, without Spring charging motor, Ready-to-close signal. switch, Auxiliary switches 2NO+2NC, without Closing coil (CC), manual operating mechanism with mechanical closing, without Remote trip alarm reset coil (RR), without 2nd shunt trip, without 1st Shunt trip | 112500 | 1 | Z\ | 1
3WA1106-3NF32-0AA0 |  | Withdrawable circuit breaker with guide frame, IEC 60947-2, frame size 1, 3-poles, In=630A up to 690V AC 50/60Hz, breaking capacity S Icu=66/50kA at 500/690V, Trip unit ETU600 LSIG upgrade ready , colordisplay, bluetooth and USB interface, Protection LT, ST, INST, GFx, N-protection required an external N-sensor, incl. trip alarm switch (1xCO), rear connection horizontal, guide frame with shutter and w/o position signalling switch, with internal voltage tap on upper stab of circuit breaker, with voltage tap module VTM680 and power supply of ETU600, able to communication, integrated metering type PMF-3 Advanced Power Monitor., Voltage, Energy, Power, Power factor, Frequency, Unbalance, Temperature, Power quality, Manual operating mechanism with mechanical closing, without Spring charging motor, Ready-to-close signal. switch, Auxiliary switches 2NO+2NC, without Closing coil (CC), manual operating mechanism with mechanical closing, without Remote trip alarm reset coil (RR), without 2nd shunt trip, without 1st Shunt trip | 110700 | 1 | Z\ | 1
3WA1106-3NF33-0AA0 |  | Withdrawable circuit breaker with guide frame, IEC 60947-2, frame size 1, 3-poles, In=630A up to 690V AC 50/60Hz, breaking capacity S Icu=66/50kA at 500/690V, Trip unit ETU600 LSIG upgrade ready , colordisplay, bluetooth and USB interface, Protection LT, ST, INST, GFx, N-protection required an external N-sensor, incl. trip alarm switch (1xCO), front connection double hole, guide frame with shutter and w/o position signalling switch, with internal voltage tap on upper stab of circuit breaker, with voltage tap module VTM680 and power supply of ETU600, able to communication, integrated metering type PMF-3 Advanced Power Monitor., Voltage, Energy, Power, Power factor, Frequency, Unbalance, Temperature, Power quality, Manual operating mechanism with mechanical closing, without Spring charging motor, Ready-to-close signal. switch, Auxiliary switches 2NO+2NC, without Closing coil (CC), manual operating mechanism with mechanical closing, without Remote trip alarm reset coil (RR), without 2nd shunt trip, without 1st Shunt trip | 116100 | 1 | Z\ | 1
3WA1106-3NF34-0AA0 |  | Withdrawable circuit breaker with guide frame, IEC 60947-2, frame size 1, 3-poles, In=630A up to 690V AC 50/60Hz, breaking capacity S Icu=66/50kA at 500/690V, Trip unit ETU600 LSIG upgrade ready , colordisplay, bluetooth and USB interface, Protection LT, ST, INST, GFx, N-protection required an external N-sensor, incl. trip alarm switch (1xCO), rear connection flange, guide frame with shutter and w/o position signalling switch, with internal voltage tap on upper stab of circuit breaker, with voltage tap module VTM680 and power supply of ETU600, able to communication, integrated metering type PMF-3 Advanced Power Monitor., Voltage, Energy, Power, Power factor, Frequency, Unbalance, Temperature, Power quality, Manual operating mechanism with mechanical closing, without Spring charging motor, Ready-to-close signal. switch, Auxiliary switches 2NO+2NC, without Closing coil (CC), manual operating mechanism with mechanical closing, without Remote trip alarm reset coil (RR), without 2nd shunt trip, without 1st Shunt trip | 110700 | 1 | Z\ | 1
3WA1106-3NF41-0AA0 |  | Withdrawable circuit breaker with guide frame, IEC 60947-2, frame size 1, 4-poles, N-pole left, In=630A up to 690V AC 50/60Hz, breaking capacity S Icu=66/50kA at 500/690V, Trip unit ETU600 LSIG upgrade ready , colordisplay, bluetooth and USB interface, Protection LT, ST, INST, GFx, include N-protection, (internal N-sensor available), incl. trip alarm switch (1xCO), rear connection vertical, guide frame with shutter and w/o position signalling switch, with internal voltage tap on upper stab of circuit breaker, with voltage tap module VTM680 and power supply of ETU600, able to communication, integrated metering type PMF-3 Advanced Power Monitor., Voltage, Energy, Power, Power factor, Frequency, Unbalance, Temperature, Power quality, Manual operating mechanism with mechanical closing, without Spring charging motor, Ready-to-close signal. switch, Auxiliary switches 2NO+2NC, without Closing coil (CC), manual operating mechanism with mechanical closing, without Remote trip alarm reset coil (RR), without 2nd shunt trip, without 1st Shunt trip | 137100 | 1 | Z\ | 1
3WA1106-3NF42-0AA0 |  | Withdrawable circuit breaker with guide frame, IEC 60947-2, frame size 1, 4-poles, N-pole left, In=630A up to 690V AC 50/60Hz, breaking capacity S Icu=66/50kA at 500/690V, Trip unit ETU600 LSIG upgrade ready , colordisplay, bluetooth and USB interface, Protection LT, ST, INST, GFx, include N-protection, (internal N-sensor available), incl. trip alarm switch (1xCO), rear connection horizontal, guide frame with shutter and w/o position signalling switch, with internal voltage tap on upper stab of circuit breaker, with voltage tap module VTM680 and power supply of ETU600, able to communication, integrated metering type PMF-3 Advanced Power Monitor., Voltage, Energy, Power, Power factor, Frequency, Unbalance, Temperature, Power quality, Manual operating mechanism with mechanical closing, without Spring charging motor, Ready-to-close signal. switch, Auxiliary switches 2NO+2NC, without Closing coil (CC), manual operating mechanism with mechanical closing, without Remote trip alarm reset coil (RR), without 2nd shunt trip, without 1st Shunt trip | 135100 | 1 | Z\ | 1
3WA1106-3NF43-0AA0 |  | Withdrawable circuit breaker with guide frame, IEC 60947-2, frame size 1, 4-poles, N-pole left, In=630A up to 690V AC 50/60Hz, breaking capacity S Icu=66/50kA at 500/690V, Trip unit ETU600 LSIG upgrade ready , colordisplay, bluetooth and USB interface, Protection LT, ST, INST, GFx, include N-protection, (internal N-sensor available), incl. trip alarm switch (1xCO), front connection double hole, guide frame with shutter and w/o position signalling switch, with internal voltage tap on upper stab of circuit breaker, with voltage tap module VTM680 and power supply of ETU600, able to communication, integrated metering type PMF-3 Advanced Power Monitor., Voltage, Energy, Power, Power factor, Frequency, Unbalance, Temperature, Power quality, Manual operating mechanism with mechanical closing, without Spring charging motor, Ready-to-close signal. switch, Auxiliary switches 2NO+2NC, without Closing coil (CC), manual operating mechanism with mechanical closing, without Remote trip alarm reset coil (RR), without 2nd shunt trip, without 1st Shunt trip | 142100 | 1 | Z\ | 1
3WA1106-3NF44-0AA0 |  | Withdrawable circuit breaker with guide frame, IEC 60947-2, frame size 1, 4-poles, N-pole left, In=630A up to 690V AC 50/60Hz, breaking capacity S Icu=66/50kA at 500/690V, Trip unit ETU600 LSIG upgrade ready , colordisplay, bluetooth and USB interface, Protection LT, ST, INST, GFx, include N-protection, (internal N-sensor available), incl. trip alarm switch (1xCO), rear connection flange, guide frame with shutter and w/o position signalling switch, with internal voltage tap on upper stab of circuit breaker, with voltage tap module VTM680 and power supply of ETU600, able to communication, integrated metering type PMF-3 Advanced Power Monitor., Voltage, Energy, Power, Power factor, Frequency, Unbalance, Temperature, Power quality, Manual operating mechanism with mechanical closing, without Spring charging motor, Ready-to-close signal. switch, Auxiliary switches 2NO+2NC, without Closing coil (CC), manual operating mechanism with mechanical closing, without Remote trip alarm reset coil (RR), without 2nd shunt trip, without 1st Shunt trip | 135100 | 1 | Z\ | 1
3WA1106-4AA01-0AA0 |  | Non-automatic circuit breaker Fixed-mounted version, IEC 60947-2, frame size 1, 3-poles, In=630A up to 690V AC 50/60Hz, breaking capacity M Icc=85/66kA at 500/690V, without electr. trip unit ETU, rear connection vertical, without Com & metering function Manual operating mechanism with mechanical closing, without Spring charging motor, Ready-to-close signal. switch, Auxiliary switches 2NO+2NC, without Closing coil (CC), manual operating mechanism with mechanical closing, without Remote trip alarm reset coil (RR), without 2nd shunt trip, without 1st Shunt trip | 56500 | 1 | Z\ | 1
3WA1106-4AA02-0AA0 |  | Non-automatic circuit breaker Fixed-mounted version, IEC 60947-2, frame size 1, 3-poles, In=630A up to 690V AC 50/60Hz, breaking capacity M Icc=85/66kA at 500/690V, without electr. trip unit ETU, rear connection horizontal, without Com & metering function Manual operating mechanism with mechanical closing, without Spring charging motor, Ready-to-close signal. switch, Auxiliary switches 2NO+2NC, without Closing coil (CC), manual operating mechanism with mechanical closing, without Remote trip alarm reset coil (RR), without 2nd shunt trip, without 1st Shunt trip | 54800 | 1 | Z\ | 1
3WA1106-4AA03-0AA0 |  | Non-automatic circuit breaker Fixed-mounted version, IEC 60947-2, frame size 1, 3-poles, In=630A up to 690V AC 50/60Hz, breaking capacity M Icc=85/66kA at 500/690V, without electr. trip unit ETU, front connection double hole, without Com & metering function Manual operating mechanism with mechanical closing, without Spring charging motor, Ready-to-close signal. switch, Auxiliary switches 2NO+2NC, without Closing coil (CC), manual operating mechanism with mechanical closing, without Remote trip alarm reset coil (RR), without 2nd shunt trip, without 1st Shunt trip | 59800 | 1 | Z\ | 1
3WA1106-4AA11-0AA0 |  | Non-automatic circuit breaker Fixed-mounted version, IEC 60947-2, frame size 1, 4-poles, N-pole left, In=630A up to 690V AC 50/60Hz, breaking capacity M Icc=85/66kA at 500/690V, without electr. trip unit ETU, rear connection vertical, without Com & metering function Manual operating mechanism with mechanical closing, without Spring charging motor, Ready-to-close signal. switch, Auxiliary switches 2NO+2NC, without Closing coil (CC), manual operating mechanism with mechanical closing, without Remote trip alarm reset coil (RR), without 2nd shunt trip, without 1st Shunt trip | 74600 | 1 | Z\ | 1
3WA1106-4AA12-0AA0 |  | Non-automatic circuit breaker Fixed-mounted version, IEC 60947-2, frame size 1, 4-poles, N-pole left, In=630A up to 690V AC 50/60Hz, breaking capacity M Icc=85/66kA at 500/690V, without electr. trip unit ETU, rear connection horizontal, without Com & metering function Manual operating mechanism with mechanical closing, without Spring charging motor, Ready-to-close signal. switch, Auxiliary switches 2NO+2NC, without Closing coil (CC), manual operating mechanism with mechanical closing, without Remote trip alarm reset coil (RR), without 2nd shunt trip, without 1st Shunt trip | 72400 | 1 | Z\ | 1
3WA1106-4AA13-0AA0 |  | Non-automatic circuit breaker Fixed-mounted version, IEC 60947-2, frame size 1, 4-poles, N-pole left, In=630A up to 690V AC 50/60Hz, breaking capacity M Icc=85/66kA at 500/690V, without electr. trip unit ETU, front connection double hole, without Com & metering function Manual operating mechanism with mechanical closing, without Spring charging motor, Ready-to-close signal. switch, Auxiliary switches 2NO+2NC, without Closing coil (CC), manual operating mechanism with mechanical closing, without Remote trip alarm reset coil (RR), without 2nd shunt trip, without 1st Shunt trip | 79000 | 1 | Z\ | 1
3WA1106-4AA21-0AA0 |  | AC non-automatic air circuit breaker 3WA, fixed-mounted version, IEC 60947-2, size 1, 4-pole, N pole on right, In=630 A up to 690 V AC 50/60 Hz, breaking capacity M, Icc=85/66 kA at 500/690 V, without electronic trip unit ETU, connection at rear vertical, without Com & metering function Manual operating mechanism with mechanical closing, without Spring charging motor, Ready-to-close signal. switch, Auxiliary switches 2NO+2NC, without Closing coil (CC), manual operating mechanism with mechanical closing, without Remote trip alarm reset coil (RR), without 2nd shunt trip, without 1st Shunt trip | 74600 | 1 | Z\ | 1
3WA1106-4AA22-0AA0 |  | AC non-automatic air circuit breaker 3WA, fixed-mounted version, IEC 60947-2, size 1, 4-pole, N pole on right, In=630 A up to 690 V AC 50/60 Hz, breaking capacity M, Icc=85/66 kA at 500/690 V, without electronic trip unit ETU, connection at rear horizontal without Com & metering function Manual operating mechanism with mechanical closing, without Spring charging motor, Ready-to-close signal. switch, Auxiliary switches 2NO+2NC, without Closing coil (CC), manual operating mechanism with mechanical closing, without Remote trip alarm reset coil (RR), without 2nd shunt trip, without 1st Shunt trip | 72400 | 1 | Z\ | 1
3WA1106-4AA23-0AA0 |  | AC non-automatic air circuit breaker 3WA, fixed-mounted version, IEC 60947-2, size 1, 4-pole, N pole on right, In=630 A up to 690 V AC 50/60 Hz, breaking capacity M, Icc=85/66 kA at 500/690 V, without electronic trip unit ETU, front connection double hole, without Com & metering function Manual operating mechanism with mechanical closing, without Spring charging motor, Ready-to-close signal. switch, Auxiliary switches 2NO+2NC, without Closing coil (CC), manual operating mechanism with mechanical closing, without Remote trip alarm reset coil (RR), without 2nd shunt trip, without 1st Shunt trip | 79000 | 1 | Z\ | 1
3WA1106-4AA31-0AA0 |  | Non-automatic circuit breaker withdrawable version, with guide frame, IEC 60947-2, frame size 1, 3-poles, In=630A up to 690V AC 50/60Hz, breaking capacity M Icc=85/66kA at 500/690V, without electr. trip unit ETU, rear connection vertical, guide frame with shutter and w/o position signalling switch, without Com & metering function Manual operating mechanism with mechanical closing, without Spring charging motor, Ready-to-close signal. switch, Auxiliary switches 2NO+2NC, without Closing coil (CC), manual operating mechanism with mechanical closing, without Remote trip alarm reset coil (RR), without 2nd shunt trip, without 1st Shunt trip | 82500 | 1 | Z\ | 1
3WA1106-4AA32-0AA0 |  | Non-automatic circuit breaker withdrawable version, with guide frame, IEC 60947-2, frame size 1, 3-poles, In=630A up to 690V AC 50/60Hz, breaking capacity M Icc=85/66kA at 500/690V, without electr. trip unit ETU, rear connection horizontal, guide frame with shutter and w/o position signalling switch, without Com & metering function Manual operating mechanism with mechanical closing, without Spring charging motor, Ready-to-close signal. switch, Auxiliary switches 2NO+2NC, without Closing coil (CC), manual operating mechanism with mechanical closing, without Remote trip alarm reset coil (RR), without 2nd shunt trip, without 1st Shunt trip | 79600 | 1 | Z\ | 1
3WA1106-4AA33-0AA0 |  | Non-automatic circuit breaker withdrawable version, with guide frame, IEC 60947-2, frame size 1, 3-poles, In=630A up to 690V AC 50/60Hz, breaking capacity M Icc=85/66kA at 500/690V, without electr. trip unit ETU, front connection double hole, guide frame with shutter and w/o position signalling switch, without Com & metering function Manual operating mechanism with mechanical closing, without Spring charging motor, Ready-to-close signal. switch, Auxiliary switches 2NO+2NC, without Closing coil (CC), manual operating mechanism with mechanical closing, without Remote trip alarm reset coil (RR), without 2nd shunt trip, without 1st Shunt trip | 88300 | 1 | Z\ | 1
3WA1106-4AA34-0AA0 |  | Non-automatic circuit breaker withdrawable version, with guide frame, IEC 60947-2, frame size 1, 3-poles, In=630A up to 690V AC 50/60Hz, breaking capacity M Icc=85/66kA at 500/690V, without electr. trip unit ETU, rear connection flange, guide frame with shutter and w/o position signalling switch, without Com & metering function Manual operating mechanism with mechanical closing, without Spring charging motor, Ready-to-close signal. switch, Auxiliary switches 2NO+2NC, without Closing coil (CC), manual operating mechanism with mechanical closing, without Remote trip alarm reset coil (RR), without 2nd shunt trip, without 1st Shunt trip | 79600 | 1 | Z\ | 1
3WA1106-4AA41-0AA0 |  | Non-automatic circuit breaker withdrawable version, with guide frame, IEC 60947-2, frame size 1, 4-poles, N-pole left, In=630A up to 690V AC 50/60Hz, breaking capacity M Icc=85/66kA at 500/690V, without electr. trip unit ETU, rear connection vertical, guide frame with shutter and w/o position signalling switch, without Com & metering function Manual operating mechanism with mechanical closing, without Spring charging motor, Ready-to-close signal. switch, Auxiliary switches 2NO+2NC, without Closing coil (CC), manual operating mechanism with mechanical closing, without Remote trip alarm reset coil (RR), without 2nd shunt trip, without 1st Shunt trip | 109000 | 1 | Z\ | 1
3WA1106-4AA42-0AA0 |  | Non-automatic circuit breaker withdrawable version, with guide frame, IEC 60947-2, frame size 1, 4-poles, N-pole left, In=630A up to 690V AC 50/60Hz, breaking capacity M Icc=85/66kA at 500/690V, without electr. trip unit ETU, rear connection horizontal, guide frame with shutter and w/o position signalling switch, without Com & metering function Manual operating mechanism with mechanical closing, without Spring charging motor, Ready-to-close signal. switch, Auxiliary switches 2NO+2NC, without Closing coil (CC), manual operating mechanism with mechanical closing, without Remote trip alarm reset coil (RR), without 2nd shunt trip, without 1st Shunt trip | 105000 | 1 | Z\ | 1
3WA1106-4AA43-0AA0 |  | Non-automatic circuit breaker withdrawable version, with guide frame, IEC 60947-2, frame size 1, 4-poles, N-pole left, In=630A up to 690V AC 50/60Hz, breaking capacity M Icc=85/66kA at 500/690V, without electr. trip unit ETU, front connection double hole, guide frame with shutter and w/o position signalling switch, without Com & metering function Manual operating mechanism with mechanical closing, without Spring charging motor, Ready-to-close signal. switch, Auxiliary switches 2NO+2NC, without Closing coil (CC), manual operating mechanism with mechanical closing, without Remote trip alarm reset coil (RR), without 2nd shunt trip, without 1st Shunt trip | 117000 | 1 | Z\ | 1
3WA1106-4AA44-0AA0 |  | Non-automatic circuit breaker withdrawable version, with guide frame, IEC 60947-2, frame size 1, 4-poles, N-pole left, In=630A up to 690V AC 50/60Hz, breaking capacity M Icc=85/66kA at 500/690V, without electr. trip unit ETU, rear connection flange, guide frame with shutter and w/o position signalling switch, without Com & metering function Manual operating mechanism with mechanical closing, without Spring charging motor, Ready-to-close signal. switch, Auxiliary switches 2NO+2NC, without Closing coil (CC), manual operating mechanism with mechanical closing, without Remote trip alarm reset coil (RR), without 2nd shunt trip, without 1st Shunt trip | 105000 | 1 | Z\ | 1
3WA1106-4AB01-0AA0 |  | Fixed-mounted circuit breaker IEC 60947-2, frame size 1, 3-poles, In=630A up to 690V AC 50/60Hz, breaking capacity M Icu=85/66kA at 500/690V, Trip unit ETU300 LSI optimized for standard applica- tions, without display Protection LT, ST, INST, N-protection required an external N-sensor, incl. trip alarm switch (1xCO), rear connection vertical, without Com & metering function Manual operating mechanism with mechanical closing, without Spring charging motor, Ready-to-close signal. switch, Auxiliary switches 2NO+2NC, without Closing coil (CC), manual operating mechanism with mechanical closing, without Remote trip alarm reset coil (RR), without 2nd shunt trip, without 1st Shunt trip | 58100 | 1 | Z\ | 1
3WA1106-4AB02-0AA0 |  | Fixed-mounted circuit breaker IEC 60947-2, frame size 1, 3-poles, In=630A up to 690V AC 50/60Hz, breaking capacity M Icu=85/66kA at 500/690V, Trip unit ETU300 LSI optimized for standard applica- tions, without display Protection LT, ST, INST, N-protection required an external N-sensor, incl. trip alarm switch (1xCO), rear connection horizontal, without Com & metering function Manual operating mechanism with mechanical closing, without Spring charging motor, Ready-to-close signal. switch, Auxiliary switches 2NO+2NC, without Closing coil (CC), manual operating mechanism with mechanical closing, without Remote trip alarm reset coil (RR), without 2nd shunt trip, without 1st Shunt trip | 56400 | 1 | Z\ | 1
3WA1106-4AB03-0AA0 |  | Fixed-mounted circuit breaker IEC 60947-2, frame size 1, 3-poles, In=630A up to 690V AC 50/60Hz, breaking capacity M Icu=85/66kA at 500/690V, Trip unit ETU300 LSI optimized for standard applica- tions, without display Protection LT, ST, INST, N-protection required an external N-sensor, incl. trip alarm switch (1xCO), front connection double hole, without Com & metering function Manual operating mechanism with mechanical closing, without Spring charging motor, Ready-to-close signal. switch, Auxiliary switches 2NO+2NC, without Closing coil (CC), manual operating mechanism with mechanical closing, without Remote trip alarm reset coil (RR), without 2nd shunt trip, without 1st Shunt trip | 61500 | 1 | Z\ | 1
3WA1106-4AB11-0AA0 |  | Fixed-mounted circuit breaker IEC 60947-2, frame size 1, 4-poles, N-pole left, In=630A up to 690V AC 50/60Hz, breaking capacity M Icu=85/66kA at 500/690V, Trip unit ETU300 LSI optimized for standard applica- tions, without display Protection LT, ST, INST, include N-protection, (internal N-sensor available), incl. trip alarm switch (1xCO), rear connection vertical, without Com & metering function Manual operating mechanism with mechanical closing, without Spring charging motor, Ready-to-close signal. switch, Auxiliary switches 2NO+2NC, without Closing coil (CC), manual operating mechanism with mechanical closing, without Remote trip alarm reset coil (RR), without 2nd shunt trip, without 1st Shunt trip | 78400 | 1 | Z\ | 1
3WA1106-4AB12-0AA0 |  | Fixed-mounted circuit breaker IEC 60947-2, frame size 1, 4-poles, N-pole left, In=630A up to 690V AC 50/60Hz, breaking capacity M Icu=85/66kA at 500/690V, Trip unit ETU300 LSI optimized for standard applica- tions, without display Protection LT, ST, INST, include N-protection, (internal N-sensor available), incl. trip alarm switch (1xCO), rear connection horizontal, without Com & metering function Manual operating mechanism with mechanical closing, without Spring charging motor, Ready-to-close signal. switch, Auxiliary switches 2NO+2NC, without Closing coil (CC), manual operating mechanism with mechanical closing, without Remote trip alarm reset coil (RR), without 2nd shunt trip, without 1st Shunt trip | 76100 | 1 | Z\ | 1
3WA1106-4AB13-0AA0 |  | Fixed-mounted circuit breaker IEC 60947-2, frame size 1, 4-poles, N-pole left, In=630A up to 690V AC 50/60Hz, breaking capacity M Icu=85/66kA at 500/690V, Trip unit ETU300 LSI optimized for standard applica- tions, without display Protection LT, ST, INST, include N-protection, (internal N-sensor available), incl. trip alarm switch (1xCO), front connection double hole, without Com & metering function Manual operating mechanism with mechanical closing, without Spring charging motor, Ready-to-close signal. switch, Auxiliary switches 2NO+2NC, without Closing coil (CC), manual operating mechanism with mechanical closing, without Remote trip alarm reset coil (RR), without 2nd shunt trip, without 1st Shunt trip | 82800 | 1 | Z\ | 1
3WA1106-4AB21-0AA0 |  | fixed-mounted circuit breaker, IEC 60947-2, size 1, 4-pole, N pole on right, In=630 A up to 690 V AC 50/60 Hz, breaking capacity M Icu=85/66 kA at 500/690 V, tripping unit ETU300 LSI optimized for standard applications, without display, basic protection LT, ST, INST, including protection of the N conductor (internal neutral point sensor available) trip alarm switch (1 x CO), connection at rear vertical, without Com & metering function Manual operating mechanism with mechanical closing, without Spring charging motor, Ready-to-close signal. switch, Auxiliary switches 2NO+2NC, without Closing coil (CC), manual operating mechanism with mechanical closing, without Remote trip alarm reset coil (RR), without 2nd shunt trip, without 1st Shunt trip | 78400 | 1 | Z\ | 1
3WA1106-4AB22-0AA0 |  | fixed-mounted circuit breaker, IEC 60947-2, size 1, 4-pole, N pole on right, In=630 A up to 690 V AC 50/60 Hz, breaking capacity M Icu=85/66 kA at 500/690 V, tripping unit ETU300 LSI optimized for standard applications, without display, basic protection LT, ST, INST, including protection of the N conductor (internal neutral point sensor available) trip alarm switch (1 x CO), connection at rear horizontal without Com & metering function Manual operating mechanism with mechanical closing, without Spring charging motor, Ready-to-close signal. switch, Auxiliary switches 2NO+2NC, without Closing coil (CC), manual operating mechanism with mechanical closing, without Remote trip alarm reset coil (RR), without 2nd shunt trip, without 1st Shunt trip | 76100 | 1 | Z\ | 1
3WA1106-4AB23-0AA0 |  | fixed-mounted circuit breaker, IEC 60947-2, size 1, 4-pole, N pole on right, In=630 A up to 690 V AC 50/60 Hz, breaking capacity M Icu=85/66 kA at 500/690 V, tripping unit ETU300 LSI optimized for standard applications, without display, basic protection LT, ST, INST, including protection of the N conductor (internal neutral point sensor available) trip alarm switch (1 x CO), front connection double hole, without Com & metering function Manual operating mechanism with mechanical closing, without Spring charging motor, Ready-to-close signal. switch, Auxiliary switches 2NO+2NC, without Closing coil (CC), manual operating mechanism with mechanical closing, without Remote trip alarm reset coil (RR), without 2nd shunt trip, without 1st Shunt trip | 82800 | 1 | Z\ | 1
3WA1106-4AB31-0AA0 |  | Withdrawable circuit breaker with guide frame, IEC 60947-2, frame size 1, 3-poles, In=630A up to 690V AC 50/60Hz, breaking capacity M Icu=85/66kA at 500/690V, Trip unit ETU300 LSI optimized for standard applica- tions, without display Protection LT, ST, INST, N-protection required an external N-sensor, incl. trip alarm switch (1xCO), rear connection vertical, guide frame with shutter and w/o position signalling switch, without Com & metering function Manual operating mechanism with mechanical closing, without Spring charging motor, Ready-to-close signal. switch, Auxiliary switches 2NO+2NC, without Closing coil (CC), manual operating mechanism with mechanical closing, without Remote trip alarm reset coil (RR), without 2nd shunt trip, without 1st Shunt trip | 87200 | 1 | Z\ | 1
3WA1106-4AB32-0AA0 |  | Withdrawable circuit breaker with guide frame, IEC 60947-2, frame size 1, 3-poles, In=630A up to 690V AC 50/60Hz, breaking capacity M Icu=85/66kA at 500/690V, Trip unit ETU300 LSI optimized for standard applica- tions, without display Protection LT, ST, INST, N-protection required an external N-sensor, incl. trip alarm switch (1xCO), rear connection horizontal, guide frame with shutter and w/o position signalling switch, without Com & metering function Manual operating mechanism with mechanical closing, without Spring charging motor, Ready-to-close signal. switch, Auxiliary switches 2NO+2NC, without Closing coil (CC), manual operating mechanism with mechanical closing, without Remote trip alarm reset coil (RR), without 2nd shunt trip, without 1st Shunt trip | 84300 | 1 | Z\ | 1
3WA1106-4AB33-0AA0 |  | Withdrawable circuit breaker with guide frame, IEC 60947-2, frame size 1, 3-poles, In=630A up to 690V AC 50/60Hz, breaking capacity M Icu=85/66kA at 500/690V, Trip unit ETU300 LSI optimized for standard applica- tions, without display Protection LT, ST, INST, N-protection required an external N-sensor, incl. trip alarm switch (1xCO), front connection double hole, guide frame with shutter and w/o position signalling switch, without Com & metering function Manual operating mechanism with mechanical closing, without Spring charging motor, Ready-to-close signal. switch, Auxiliary switches 2NO+2NC, without Closing coil (CC), manual operating mechanism with mechanical closing, without Remote trip alarm reset coil (RR), without 2nd shunt trip, without 1st Shunt trip | 92900 | 1 | Z\ | 1
3WA1106-4AB34-0AA0 |  | Withdrawable circuit breaker with guide frame, IEC 60947-2, frame size 1, 3-poles, In=630A up to 690V AC 50/60Hz, breaking capacity M Icu=85/66kA at 500/690V, Trip unit ETU300 LSI optimized for standard applica- tions, without display Protection LT, ST, INST, N-protection required an external N-sensor, incl. trip alarm switch (1xCO), rear connection flange, guide frame with shutter and w/o position signalling switch, without Com & metering function Manual operating mechanism with mechanical closing, without Spring charging motor, Ready-to-close signal. switch, Auxiliary switches 2NO+2NC, without Closing coil (CC), manual operating mechanism with mechanical closing, without Remote trip alarm reset coil (RR), without 2nd shunt trip, without 1st Shunt trip | 84300 | 1 | Z\ | 1
3WA1106-4AB41-0AA0 |  | Withdrawable circuit breaker with guide frame, IEC 60947-2, frame size 1, 4-poles, N-pole left, In=630A up to 690V AC 50/60Hz, breaking capacity M Icu=85/66kA at 500/690V, Trip unit ETU300 LSI optimized for standard applica- tions, without display Protection LT, ST, INST, include N-protection, (internal N-sensor available), incl. trip alarm switch (1xCO), rear connection vertical, guide frame with shutter and w/o position signalling switch, without Com & metering function Manual operating mechanism with mechanical closing, without Spring charging motor, Ready-to-close signal. switch, Auxiliary switches 2NO+2NC, without Closing coil (CC), manual operating mechanism with mechanical closing, without Remote trip alarm reset coil (RR), without 2nd shunt trip, without 1st Shunt trip | 117000 | 1 | Z\ | 1
3WA1106-4AB42-0AA0 |  | Withdrawable circuit breaker with guide frame, IEC 60947-2, frame size 1, 4-poles, N-pole left, In=630A up to 690V AC 50/60Hz, breaking capacity M Icu=85/66kA at 500/690V, Trip unit ETU300 LSI optimized for standard applica- tions, without display Protection LT, ST, INST, include N-protection, (internal N-sensor available), incl. trip alarm switch (1xCO), rear connection horizontal, guide frame with shutter and w/o position signalling switch, without Com & metering function Manual operating mechanism with mechanical closing, without Spring charging motor, Ready-to-close signal. switch, Auxiliary switches 2NO+2NC, without Closing coil (CC), manual operating mechanism with mechanical closing, without Remote trip alarm reset coil (RR), without 2nd shunt trip, without 1st Shunt trip | 113000 | 1 | Z\ | 1
3WA1106-4AB43-0AA0 |  | Withdrawable circuit breaker with guide frame, IEC 60947-2, frame size 1, 4-poles, N-pole left, In=630A up to 690V AC 50/60Hz, breaking capacity M Icu=85/66kA at 500/690V, Trip unit ETU300 LSI optimized for standard applica- tions, without display Protection LT, ST, INST, include N-protection, (internal N-sensor available), incl. trip alarm switch (1xCO), front connection double hole, guide frame with shutter and w/o position signalling switch, without Com & metering function Manual operating mechanism with mechanical closing, without Spring charging motor, Ready-to-close signal. switch, Auxiliary switches 2NO+2NC, without Closing coil (CC), manual operating mechanism with mechanical closing, without Remote trip alarm reset coil (RR), without 2nd shunt trip, without 1st Shunt trip | 124000 | 1 | Z\ | 1
3WA1106-4AB44-0AA0 |  | Withdrawable circuit breaker with guide frame, IEC 60947-2, frame size 1, 4-poles, N-pole left, In=630A up to 690V AC 50/60Hz, breaking capacity M Icu=85/66kA at 500/690V, Trip unit ETU300 LSI optimized for standard applica- tions, without display Protection LT, ST, INST, include N-protection, (internal N-sensor available), incl. trip alarm switch (1xCO), rear connection flange, guide frame with shutter and w/o position signalling switch, without Com & metering function Manual operating mechanism with mechanical closing, without Spring charging motor, Ready-to-close signal. switch, Auxiliary switches 2NO+2NC, without Closing coil (CC), manual operating mechanism with mechanical closing, without Remote trip alarm reset coil (RR), without 2nd shunt trip, without 1st Shunt trip | 113000 | 1 | Z\ | 1
3WA1106-4AC01-0AA0 |  | Fixed-mounted circuit breaker IEC 60947-2, frame size 1, 3-poles, In=630A up to 690V AC 50/60Hz, breaking capacity M Icu=85/66kA at 500/690V, Trip unit ETU300 LSIG optimized for standard applica- tions, without display Protection LT, ST, INST, GF, N-protection required an external N-sensor, incl. trip alarm switch (1xCO), rear connection vertical, without Com & metering function Manual operating mechanism with mechanical closing, without Spring charging motor, Ready-to-close signal. switch, Auxiliary switches 2NO+2NC, without Closing coil (CC), manual operating mechanism with mechanical closing, without Remote trip alarm reset coil (RR), without 2nd shunt trip, without 1st Shunt trip | 64300 | 1 | Z\ | 1
3WA1106-4AC02-0AA0 |  | Fixed-mounted circuit breaker IEC 60947-2, frame size 1, 3-poles, In=630A up to 690V AC 50/60Hz, breaking capacity M Icu=85/66kA at 500/690V, Trip unit ETU300 LSIG optimized for standard applica- tions, without display Protection LT, ST, INST, GF, N-protection required an external N-sensor, incl. trip alarm switch (1xCO), rear connection horizontal, without Com & metering function Manual operating mechanism with mechanical closing, without Spring charging motor, Ready-to-close signal. switch, Auxiliary switches 2NO+2NC, without Closing coil (CC), manual operating mechanism with mechanical closing, without Remote trip alarm reset coil (RR), without 2nd shunt trip, without 1st Shunt trip | 62600 | 1 | Z\ | 1
3WA1106-4AC03-0AA0 |  | Fixed-mounted circuit breaker IEC 60947-2, frame size 1, 3-poles, In=630A up to 690V AC 50/60Hz, breaking capacity M Icu=85/66kA at 500/690V, Trip unit ETU300 LSIG optimized for standard applica- tions, without display Protection LT, ST, INST, GF, N-protection required an external N-sensor, incl. trip alarm switch (1xCO), front connection double hole, without Com & metering function Manual operating mechanism with mechanical closing, without Spring charging motor, Ready-to-close signal. switch, Auxiliary switches 2NO+2NC, without Closing coil (CC), manual operating mechanism with mechanical closing, without Remote trip alarm reset coil (RR), without 2nd shunt trip, without 1st Shunt trip | 67600 | 1 | Z\ | 1
3WA1106-4AC11-0AA0 |  | Fixed-mounted circuit breaker IEC 60947-2, frame size 1, 4-poles, N-pole left, In=630A up to 690V AC 50/60Hz, breaking capacity M Icu=85/66kA at 500/690V, Trip unit ETU300 LSIG optimized for standard applica- tions, without display Protection LT, ST, INST, GF, include N-protection, (internal N-sensor available), incl. trip alarm switch (1xCO), rear connection vertical, without Com & metering function Manual operating mechanism with mechanical closing, without Spring charging motor, Ready-to-close signal. switch, Auxiliary switches 2NO+2NC, without Closing coil (CC), manual operating mechanism with mechanical closing, without Remote trip alarm reset coil (RR), without 2nd shunt trip, without 1st Shunt trip | 84500 | 1 | Z\ | 1
3WA1106-4AC12-0AA0 |  | Fixed-mounted circuit breaker IEC 60947-2, frame size 1, 4-poles, N-pole left, In=630A up to 690V AC 50/60Hz, breaking capacity M Icu=85/66kA at 500/690V, Trip unit ETU300 LSIG optimized for standard applica- tions, without display Protection LT, ST, INST, GF, include N-protection, (internal N-sensor available), incl. trip alarm switch (1xCO), rear connection horizontal, without Com & metering function Manual operating mechanism with mechanical closing, without Spring charging motor, Ready-to-close signal. switch, Auxiliary switches 2NO+2NC, without Closing coil (CC), manual operating mechanism with mechanical closing, without Remote trip alarm reset coil (RR), without 2nd shunt trip, without 1st Shunt trip | 82300 | 1 | Z\ | 1
3WA1106-4AC13-0AA0 |  | Fixed-mounted circuit breaker IEC 60947-2, frame size 1, 4-poles, N-pole left, In=630A up to 690V AC 50/60Hz, breaking capacity M Icu=85/66kA at 500/690V, Trip unit ETU300 LSIG optimized for standard applica- tions, without display Protection LT, ST, INST, GF, include N-protection, (internal N-sensor available), incl. trip alarm switch (1xCO), front connection double hole, without Com & metering function Manual operating mechanism with mechanical closing, without Spring charging motor, Ready-to-close signal. switch, Auxiliary switches 2NO+2NC, without Closing coil (CC), manual operating mechanism with mechanical closing, without Remote trip alarm reset coil (RR), without 2nd shunt trip, without 1st Shunt trip | 88900 | 1 | Z\ | 1
3WA1106-4AC21-0AA0 |  | fixed-mounted circuit breaker, IEC 60947-2, size 1, 4-pole, N pole on right, In=630 A up to 690 V AC 50/60 Hz, breaking capacity M Icu=85/66 kA at 500/690 V, tripping unit ETU300 LSI G optimized for standard applications, without display, basic protection LT, ST, INST, GF, including protection of the N conductor (internal neutral point sensor available), trip alarm switch (1 x CO), connection at rear vertical, without Com & metering function Manual operating mechanism with mechanical closing, without Spring charging motor, Ready-to-close signal. switch, Auxiliary switches 2NO+2NC, without Closing coil (CC), manual operating mechanism with mechanical closing, without Remote trip alarm reset coil (RR), without 2nd shunt trip, without 1st Shunt trip | 84500 | 1 | Z\ | 1
3WA1106-4AC22-0AA0 |  | fixed-mounted circuit breaker, IEC 60947-2, size 1, 4-pole, N pole on right, In=630 A up to 690 V AC 50/60 Hz, breaking capacity M Icu=85/66 kA at 500/690 V, tripping unit ETU300 LSI G optimized for standard applications, without display, basic protection LT, ST, INST, GF, including protection of the N conductor (internal neutral point sensor available), trip alarm switch (1 x CO), connection at rear horizontal without Com & metering function Manual operating mechanism with mechanical closing, without Spring charging motor, Ready-to-close signal. switch, Auxiliary switches 2NO+2NC, without Closing coil (CC), manual operating mechanism with mechanical closing, without Remote trip alarm reset coil (RR), without 2nd shunt trip, without 1st Shunt trip | 82300 | 1 | Z\ | 1
3WA1106-4AC23-0AA0 |  | fixed-mounted circuit breaker, IEC 60947-2, size 1, 4-pole, N pole on right, In=630 A up to 690 V AC 50/60 Hz, breaking capacity M Icu=85/66 kA at 500/690 V, tripping unit ETU300 LSI G optimized for standard applications, without display, basic protection LT, ST, INST, GF, including protection of the N conductor (internal neutral point sensor available), trip alarm switch (1 x CO), front connection double hole, without Com & metering function Manual operating mechanism with mechanical closing, without Spring charging motor, Ready-to-close signal. switch, Auxiliary switches 2NO+2NC, without Closing coil (CC), manual operating mechanism with mechanical closing, without Remote trip alarm reset coil (RR), without 2nd shunt trip, without 1st Shunt trip | 88900 | 1 | Z\ | 1
3WA1106-4AC31-0AA0 |  | Withdrawable circuit breaker with guide frame, IEC 60947-2, frame size 1, 3-poles, In=630A up to 690V AC 50/60Hz, breaking capacity M Icu=85/66kA at 500/690V, Trip unit ETU300 LSIG optimized for standard applica- tions, without display Protection LT, ST, INST, GF, N-protection required an external N-sensor, incl. trip alarm switch (1xCO), rear connection vertical, guide frame with shutter and w/o position signalling switch, without Com & metering function Manual operating mechanism with mechanical closing, without Spring charging motor, Ready-to-close signal. switch, Auxiliary switches 2NO+2NC, without Closing coil (CC), manual operating mechanism with mechanical closing, without Remote trip alarm reset coil (RR), without 2nd shunt trip, without 1st Shunt trip | 93300 | 1 | Z\ | 1
3WA1106-4AC32-0AA0 |  | Withdrawable circuit breaker with guide frame, IEC 60947-2, frame size 1, 3-poles, In=630A up to 690V AC 50/60Hz, breaking capacity M Icu=85/66kA at 500/690V, Trip unit ETU300 LSIG optimized for standard applica- tions, without display Protection LT, ST, INST, GF, N-protection required an external N-sensor, incl. trip alarm switch (1xCO), rear connection horizontal, guide frame with shutter and w/o position signalling switch, without Com & metering function Manual operating mechanism with mechanical closing, without Spring charging motor, Ready-to-close signal. switch, Auxiliary switches 2NO+2NC, without Closing coil (CC), manual operating mechanism with mechanical closing, without Remote trip alarm reset coil (RR), without 2nd shunt trip, without 1st Shunt trip | 90400 | 1 | Z\ | 1
3WA1106-4AC33-0AA0 |  | Withdrawable circuit breaker with guide frame, IEC 60947-2, frame size 1, 3-poles, In=630A up to 690V AC 50/60Hz, breaking capacity M Icu=85/66kA at 500/690V, Trip unit ETU300 LSIG optimized for standard applica- tions, without display Protection LT, ST, INST, GF, N-protection required an external N-sensor, incl. trip alarm switch (1xCO), front connection double hole, guide frame with shutter and w/o position signalling switch, without Com & metering function Manual operating mechanism with mechanical closing, without Spring charging motor, Ready-to-close signal. switch, Auxiliary switches 2NO+2NC, without Closing coil (CC), manual operating mechanism with mechanical closing, without Remote trip alarm reset coil (RR), without 2nd shunt trip, without 1st Shunt trip | 99100 | 1 | Z\ | 1
3WA1106-4AC34-0AA0 |  | Withdrawable circuit breaker with guide frame, IEC 60947-2, frame size 1, 3-poles, In=630A up to 690V AC 50/60Hz, breaking capacity M Icu=85/66kA at 500/690V, Trip unit ETU300 LSIG optimized for standard applica- tions, without display Protection LT, ST, INST, GF, N-protection required an external N-sensor, incl. trip alarm switch (1xCO), rear connection flange, guide frame with shutter and w/o position signalling switch, without Com & metering function Manual operating mechanism with mechanical closing, without Spring charging motor, Ready-to-close signal. switch, Auxiliary switches 2NO+2NC, without Closing coil (CC), manual operating mechanism with mechanical closing, without Remote trip alarm reset coil (RR), without 2nd shunt trip, without 1st Shunt trip | 90400 | 1 | Z\ | 1
3WA1106-4AC41-0AA0 |  | Withdrawable circuit breaker with guide frame, IEC 60947-2, frame size 1, 4-poles, N-pole left, In=630A up to 690V AC 50/60Hz, breaking capacity M Icu=85/66kA at 500/690V, Trip unit ETU300 LSIG optimized for standard applica- tions, without display Protection LT, ST, INST, GF, include N-protection, (internal N-sensor available), incl. trip alarm switch (1xCO), rear connection vertical, guide frame with shutter and w/o position signalling switch, without Com & metering function Manual operating mechanism with mechanical closing, without Spring charging motor, Ready-to-close signal. switch, Auxiliary switches 2NO+2NC, without Closing coil (CC), manual operating mechanism with mechanical closing, without Remote trip alarm reset coil (RR), without 2nd shunt trip, without 1st Shunt trip | 123000 | 1 | Z\ | 1
3WA1106-4AC42-0AA0 |  | Withdrawable circuit breaker with guide frame, IEC 60947-2, frame size 1, 4-poles, N-pole left, In=630A up to 690V AC 50/60Hz, breaking capacity M Icu=85/66kA at 500/690V, Trip unit ETU300 LSIG optimized for standard applica- tions, without display Protection LT, ST, INST, GF, include N-protection, (internal N-sensor available), incl. trip alarm switch (1xCO), rear connection horizontal, guide frame with shutter and w/o position signalling switch, without Com & metering function Manual operating mechanism with mechanical closing, without Spring charging motor, Ready-to-close signal. switch, Auxiliary switches 2NO+2NC, without Closing coil (CC), manual operating mechanism with mechanical closing, without Remote trip alarm reset coil (RR), without 2nd shunt trip, without 1st Shunt trip | 119000 | 1 | Z\ | 1
3WA1106-4AC43-0AA0 |  | Withdrawable circuit breaker with guide frame, IEC 60947-2, frame size 1, 4-poles, N-pole left, In=630A up to 690V AC 50/60Hz, breaking capacity M Icu=85/66kA at 500/690V, Trip unit ETU300 LSIG optimized for standard applica- tions, without display Protection LT, ST, INST, GF, include N-protection, (internal N-sensor available), incl. trip alarm switch (1xCO), front connection double hole, guide frame with shutter and w/o position signalling switch, without Com & metering function Manual operating mechanism with mechanical closing, without Spring charging motor, Ready-to-close signal. switch, Auxiliary switches 2NO+2NC, without Closing coil (CC), manual operating mechanism with mechanical closing, without Remote trip alarm reset coil (RR), without 2nd shunt trip, without 1st Shunt trip | 131000 | 1 | Z\ | 1
3WA1106-4AC44-0AA0 |  | Withdrawable circuit breaker with guide frame, IEC 60947-2, frame size 1, 4-poles, N-pole left, In=630A up to 690V AC 50/60Hz, breaking capacity M Icu=85/66kA at 500/690V, Trip unit ETU300 LSIG optimized for standard applica- tions, without display Protection LT, ST, INST, GF, include N-protection, (internal N-sensor available), incl. trip alarm switch (1xCO), rear connection flange, guide frame with shutter and w/o position signalling switch, without Com & metering function Manual operating mechanism with mechanical closing, without Spring charging motor, Ready-to-close signal. switch, Auxiliary switches 2NO+2NC, without Closing coil (CC), manual operating mechanism with mechanical closing, without Remote trip alarm reset coil (RR), without 2nd shunt trip, without 1st Shunt trip | 119000 | 1 | Z\ | 1
3WA1106-4AE01-0AA0 |  | Fixed-mounted circuit breaker IEC 60947-2, frame size 1, 3-poles, In=630A up to 690V AC 50/60Hz, breaking capacity M Icu=85/66kA at 500/690V, Trip unit ETU600 LSI upgrade ready , colordisplay, bluetooth and USB interface, Protection LT, ST, INST, N-protection required an external N-sensor, incl. trip alarm switch (1xCO), rear connection vertical, without Com & metering function Manual operating mechanism with mechanical closing, without Spring charging motor, Ready-to-close signal. switch, Auxiliary switches 2NO+2NC, without Closing coil (CC), manual operating mechanism with mechanical closing, without Remote trip alarm reset coil (RR), without 2nd shunt trip, without 1st Shunt trip | 63200 | 1 | Z\ | 1
3WA1106-4AE02-0AA0 |  | Fixed-mounted circuit breaker IEC 60947-2, frame size 1, 3-poles, In=630A up to 690V AC 50/60Hz, breaking capacity M Icu=85/66kA at 500/690V, Trip unit ETU600 LSI upgrade ready , colordisplay, bluetooth and USB interface, Protection LT, ST, INST, N-protection required an external N-sensor, incl. trip alarm switch (1xCO), rear connection horizontal, without Com & metering function Manual operating mechanism with mechanical closing, without Spring charging motor, Ready-to-close signal. switch, Auxiliary switches 2NO+2NC, without Closing coil (CC), manual operating mechanism with mechanical closing, without Remote trip alarm reset coil (RR), without 2nd shunt trip, without 1st Shunt trip | 61500 | 1 | Z\ | 1
3WA1106-4AE03-0AA0 |  | Fixed-mounted circuit breaker IEC 60947-2, frame size 1, 3-poles, In=630A up to 690V AC 50/60Hz, breaking capacity M Icu=85/66kA at 500/690V, Trip unit ETU600 LSI upgrade ready , colordisplay, bluetooth and USB interface, Protection LT, ST, INST, N-protection required an external N-sensor, incl. trip alarm switch (1xCO), front connection double hole, without Com & metering function Manual operating mechanism with mechanical closing, without Spring charging motor, Ready-to-close signal. switch, Auxiliary switches 2NO+2NC, without Closing coil (CC), manual operating mechanism with mechanical closing, without Remote trip alarm reset coil (RR), without 2nd shunt trip, without 1st Shunt trip | 66500 | 1 | Z\ | 1
3WA1106-4AE11-0AA0 |  | Fixed-mounted circuit breaker IEC 60947-2, frame size 1, 4-poles, N-pole left, In=630A up to 690V AC 50/60Hz, breaking capacity M Icu=85/66kA at 500/690V, Trip unit ETU600 LSI upgrade ready , colordisplay, bluetooth and USB interface, Protection LT, ST, INST, include N-protection, (internal N-sensor available), incl. trip alarm switch (1xCO), rear connection vertical, without Com & metering function Manual operating mechanism with mechanical closing, without Spring charging motor, Ready-to-close signal. switch, Auxiliary switches 2NO+2NC, without Closing coil (CC), manual operating mechanism with mechanical closing, without Remote trip alarm reset coil (RR), without 2nd shunt trip, without 1st Shunt trip | 83400 | 1 | Z\ | 1
3WA1106-4AE12-0AA0 |  | Fixed-mounted circuit breaker IEC 60947-2, frame size 1, 4-poles, N-pole left, In=630A up to 690V AC 50/60Hz, breaking capacity M Icu=85/66kA at 500/690V, Trip unit ETU600 LSI upgrade ready , colordisplay, bluetooth and USB interface, Protection LT, ST, INST, include N-protection, (internal N-sensor available), incl. trip alarm switch (1xCO), rear connection horizontal, without Com & metering function Manual operating mechanism with mechanical closing, without Spring charging motor, Ready-to-close signal. switch, Auxiliary switches 2NO+2NC, without Closing coil (CC), manual operating mechanism with mechanical closing, without Remote trip alarm reset coil (RR), without 2nd shunt trip, without 1st Shunt trip | 81200 | 1 | Z\ | 1
3WA1106-4AE13-0AA0 |  | Fixed-mounted circuit breaker IEC 60947-2, frame size 1, 4-poles, N-pole left, In=630A up to 690V AC 50/60Hz, breaking capacity M Icu=85/66kA at 500/690V, Trip unit ETU600 LSI upgrade ready , colordisplay, bluetooth and USB interface, Protection LT, ST, INST, include N-protection, (internal N-sensor available), incl. trip alarm switch (1xCO), front connection double hole, without Com & metering function Manual operating mechanism with mechanical closing, without Spring charging motor, Ready-to-close signal. switch, Auxiliary switches 2NO+2NC, without Closing coil (CC), manual operating mechanism with mechanical closing, without Remote trip alarm reset coil (RR), without 2nd shunt trip, without 1st Shunt trip | 87900 | 1 | Z\ | 1
3WA1106-4AE21-0AA0 |  | fixed-mounted circuit breaker, IEC 60947-2, size 1, 4-pole, N pole on right, In=630 A up to 690 V AC 50/60 Hz, breaking capacity M Icu=85/66 kA at 500/690 V, tripping unit ETU600 LSI upgradeable, color display, Bluetooth, USB interface, basic protection LT, ST, INST, including protection of the N conductor (internal neutral point sensor available), trip alarm switch (1 x CO), connection at rear vertical, without Com & metering function Manual operating mechanism with mechanical closing, without Spring charging motor, Ready-to-close signal. switch, Auxiliary switches 2NO+2NC, without Closing coil (CC), manual operating mechanism with mechanical closing, without Remote trip alarm reset coil (RR), without 2nd shunt trip, without 1st Shunt trip | 83400 | 1 | Z\ | 1
3WA1106-4AE22-0AA0 |  | fixed-mounted circuit breaker, IEC 60947-2, size 1, 4-pole, N pole on right, In=630 A up to 690 V AC 50/60 Hz, breaking capacity M Icu=85/66 kA at 500/690 V, tripping unit ETU600 LSI upgradeable, color display, Bluetooth, USB interface, basic protection LT, ST, INST, including protection of the N conductor (internal neutral point sensor available), trip alarm switch (1 x CO), connection at rear horizontal without Com & metering function Manual operating mechanism with mechanical closing, without Spring charging motor, Ready-to-close signal. switch, Auxiliary switches 2NO+2NC, without Closing coil (CC), manual operating mechanism with mechanical closing, without Remote trip alarm reset coil (RR), without 2nd shunt trip, without 1st Shunt trip | 81200 | 1 | Z\ | 1
3WA1106-4AE23-0AA0 |  | fixed-mounted circuit breaker, IEC 60947-2, size 1, 4-pole, N pole on right, In=630 A up to 690 V AC 50/60 Hz, breaking capacity M Icu=85/66 kA at 500/690 V, tripping unit ETU600 LSI upgradeable, color display, Bluetooth, USB interface, basic protection LT, ST, INST, including protection of the N conductor (internal neutral point sensor available), trip alarm switch (1 x CO), front connection double hole, without Com & metering function Manual operating mechanism with mechanical closing, without Spring charging motor, Ready-to-close signal. switch, Auxiliary switches 2NO+2NC, without Closing coil (CC), manual operating mechanism with mechanical closing, without Remote trip alarm reset coil (RR), without 2nd shunt trip, without 1st Shunt trip | 87900 | 1 | Z\ | 1
3WA1106-4AE31-0AA0 |  | Withdrawable circuit breaker with guide frame, IEC 60947-2, frame size 1, 3-poles, In=630A up to 690V AC 50/60Hz, breaking capacity M Icu=85/66kA at 500/690V, Trip unit ETU600 LSI upgrade ready , colordisplay, bluetooth and USB interface, Protection LT, ST, INST, N-protection required an external N-sensor, incl. trip alarm switch (1xCO), rear connection vertical, guide frame with shutter and w/o position signalling switch, without Com & metering function Manual operating mechanism with mechanical closing, without Spring charging motor, Ready-to-close signal. switch, Auxiliary switches 2NO+2NC, without Closing coil (CC), manual operating mechanism with mechanical closing, without Remote trip alarm reset coil (RR), without 2nd shunt trip, without 1st Shunt trip | 92300 | 1 | Z\ | 1
3WA1106-4AE32-0AA0 |  | Withdrawable circuit breaker with guide frame, IEC 60947-2, frame size 1, 3-poles, In=630A up to 690V AC 50/60Hz, breaking capacity M Icu=85/66kA at 500/690V, Trip unit ETU600 LSI upgrade ready , colordisplay, bluetooth and USB interface, Protection LT, ST, INST, N-protection required an external N-sensor, incl. trip alarm switch (1xCO), rear connection horizontal, guide frame with shutter and w/o position signalling switch, without Com & metering function Manual operating mechanism with mechanical closing, without Spring charging motor, Ready-to-close signal. switch, Auxiliary switches 2NO+2NC, without Closing coil (CC), manual operating mechanism with mechanical closing, without Remote trip alarm reset coil (RR), without 2nd shunt trip, without 1st Shunt trip | 89400 | 1 | Z\ | 1
3WA1106-4AE33-0AA0 |  | Withdrawable circuit breaker with guide frame, IEC 60947-2, frame size 1, 3-poles, In=630A up to 690V AC 50/60Hz, breaking capacity M Icu=85/66kA at 500/690V, Trip unit ETU600 LSI upgrade ready , colordisplay, bluetooth and USB interface, Protection LT, ST, INST, N-protection required an external N-sensor, incl. trip alarm switch (1xCO), front connection double hole, guide frame with shutter and w/o position signalling switch, without Com & metering function Manual operating mechanism with mechanical closing, without Spring charging motor, Ready-to-close signal. switch, Auxiliary switches 2NO+2NC, without Closing coil (CC), manual operating mechanism with mechanical closing, without Remote trip alarm reset coil (RR), without 2nd shunt trip, without 1st Shunt trip | 98000 | 1 | Z\ | 1
3WA1106-4AE34-0AA0 |  | Withdrawable circuit breaker with guide frame, IEC 60947-2, frame size 1, 3-poles, In=630A up to 690V AC 50/60Hz, breaking capacity M Icu=85/66kA at 500/690V, Trip unit ETU600 LSI upgrade ready , colordisplay, bluetooth and USB interface, Protection LT, ST, INST, N-protection required an external N-sensor, incl. trip alarm switch (1xCO), rear connection flange, guide frame with shutter and w/o position signalling switch, without Com & metering function Manual operating mechanism with mechanical closing, without Spring charging motor, Ready-to-close signal. switch, Auxiliary switches 2NO+2NC, without Closing coil (CC), manual operating mechanism with mechanical closing, without Remote trip alarm reset coil (RR), without 2nd shunt trip, without 1st Shunt trip | 89400 | 1 | Z\ | 1
3WA1106-4AE41-0AA0 |  | Withdrawable circuit breaker with guide frame, IEC 60947-2, frame size 1, 4-poles, N-pole left, In=630A up to 690V AC 50/60Hz, breaking capacity M Icu=85/66kA at 500/690V, Trip unit ETU600 LSI upgrade ready , colordisplay, bluetooth and USB interface, Protection LT, ST, INST, include N-protection, (internal N-sensor available), incl. trip alarm switch (1xCO), rear connection vertical, guide frame with shutter and w/o position signalling switch, without Com & metering function Manual operating mechanism with mechanical closing, without Spring charging motor, Ready-to-close signal. switch, Auxiliary switches 2NO+2NC, without Closing coil (CC), manual operating mechanism with mechanical closing, without Remote trip alarm reset coil (RR), without 2nd shunt trip, without 1st Shunt trip | 122000 | 1 | Z\ | 1
3WA1106-4AE42-0AA0 |  | Withdrawable circuit breaker with guide frame, IEC 60947-2, frame size 1, 4-poles, N-pole left, In=630A up to 690V AC 50/60Hz, breaking capacity M Icu=85/66kA at 500/690V, Trip unit ETU600 LSI upgrade ready , colordisplay, bluetooth and USB interface, Protection LT, ST, INST, include N-protection, (internal N-sensor available), incl. trip alarm switch (1xCO), rear connection horizontal, guide frame with shutter and w/o position signalling switch, without Com & metering function Manual operating mechanism with mechanical closing, without Spring charging motor, Ready-to-close signal. switch, Auxiliary switches 2NO+2NC, without Closing coil (CC), manual operating mechanism with mechanical closing, without Remote trip alarm reset coil (RR), without 2nd shunt trip, without 1st Shunt trip | 118000 | 1 | Z\ | 1
3WA1106-4AE43-0AA0 |  | Withdrawable circuit breaker with guide frame, IEC 60947-2, frame size 1, 4-poles, N-pole left, In=630A up to 690V AC 50/60Hz, breaking capacity M Icu=85/66kA at 500/690V, Trip unit ETU600 LSI upgrade ready , colordisplay, bluetooth and USB interface, Protection LT, ST, INST, include N-protection, (internal N-sensor available), incl. trip alarm switch (1xCO), front connection double hole, guide frame with shutter and w/o position signalling switch, without Com & metering function Manual operating mechanism with mechanical closing, without Spring charging motor, Ready-to-close signal. switch, Auxiliary switches 2NO+2NC, without Closing coil (CC), manual operating mechanism with mechanical closing, without Remote trip alarm reset coil (RR), without 2nd shunt trip, without 1st Shunt trip | 129000 | 1 | Z\ | 1
3WA1106-4AE44-0AA0 |  | Withdrawable circuit breaker with guide frame, IEC 60947-2, frame size 1, 4-poles, N-pole left, In=630A up to 690V AC 50/60Hz, breaking capacity M Icu=85/66kA at 500/690V, Trip unit ETU600 LSI upgrade ready , colordisplay, bluetooth and USB interface, Protection LT, ST, INST, include N-protection, (internal N-sensor available), incl. trip alarm switch (1xCO), rear connection flange, guide frame with shutter and w/o position signalling switch, without Com & metering function Manual operating mechanism with mechanical closing, without Spring charging motor, Ready-to-close signal. switch, Auxiliary switches 2NO+2NC, without Closing coil (CC), manual operating mechanism with mechanical closing, without Remote trip alarm reset coil (RR), without 2nd shunt trip, without 1st Shunt trip | 118000 | 1 | Z\ | 1
3WA1106-4AF01-0AA0 |  | Fixed-mounted circuit breaker IEC 60947-2, frame size 1, 3-poles, In=630A up to 690V AC 50/60Hz, breaking capacity M Icu=85/66kA at 500/690V, Trip unit ETU600 LSIG upgrade ready , colordisplay, bluetooth and USB interface, Protection LT, ST, INST, GFx, N-protection required an external N-sensor, incl. trip alarm switch (1xCO), rear connection vertical, without Com & metering function Manual operating mechanism with mechanical closing, without Spring charging motor, Ready-to-close signal. switch, Auxiliary switches 2NO+2NC, without Closing coil (CC), manual operating mechanism with mechanical closing, without Remote trip alarm reset coil (RR), without 2nd shunt trip, without 1st Shunt trip | 73800 | 1 | Z\ | 1
3WA1106-4AF02-0AA0 |  | Fixed-mounted circuit breaker IEC 60947-2, frame size 1, 3-poles, In=630A up to 690V AC 50/60Hz, breaking capacity M Icu=85/66kA at 500/690V, Trip unit ETU600 LSIG upgrade ready , colordisplay, bluetooth and USB interface, Protection LT, ST, INST, GFx, N-protection required an external N-sensor, incl. trip alarm switch (1xCO), rear connection horizontal, without Com & metering function Manual operating mechanism with mechanical closing, without Spring charging motor, Ready-to-close signal. switch, Auxiliary switches 2NO+2NC, without Closing coil (CC), manual operating mechanism with mechanical closing, without Remote trip alarm reset coil (RR), without 2nd shunt trip, without 1st Shunt trip | 72200 | 1 | Z\ | 1
3WA1106-4AF03-0AA0 |  | Fixed-mounted circuit breaker IEC 60947-2, frame size 1, 3-poles, In=630A up to 690V AC 50/60Hz, breaking capacity M Icu=85/66kA at 500/690V, Trip unit ETU600 LSIG upgrade ready , colordisplay, bluetooth and USB interface, Protection LT, ST, INST, GFx, N-protection required an external N-sensor, incl. trip alarm switch (1xCO), front connection double hole, without Com & metering function Manual operating mechanism with mechanical closing, without Spring charging motor, Ready-to-close signal. switch, Auxiliary switches 2NO+2NC, without Closing coil (CC), manual operating mechanism with mechanical closing, without Remote trip alarm reset coil (RR), without 2nd shunt trip, without 1st Shunt trip | 77200 | 1 | Z\ | 1
3WA1106-4AF11-0AA0 |  | Fixed-mounted circuit breaker IEC 60947-2, frame size 1, 4-poles, N-pole left, In=630A up to 690V AC 50/60Hz, breaking capacity M Icu=85/66kA at 500/690V, Trip unit ETU600 LSIG upgrade ready , colordisplay, bluetooth and USB interface, Protection LT, ST, INST, GFx, include N-protection, (internal N-sensor available), incl. trip alarm switch (1xCO), rear connection vertical, without Com & metering function Manual operating mechanism with mechanical closing, without Spring charging motor, Ready-to-close signal. switch, Auxiliary switches 2NO+2NC, without Closing coil (CC), manual operating mechanism with mechanical closing, without Remote trip alarm reset coil (RR), without 2nd shunt trip, without 1st Shunt trip | 94100 | 1 | Z\ | 1
3WA1106-4AF12-0AA0 |  | Fixed-mounted circuit breaker IEC 60947-2, frame size 1, 4-poles, N-pole left, In=630A up to 690V AC 50/60Hz, breaking capacity M Icu=85/66kA at 500/690V, Trip unit ETU600 LSIG upgrade ready , colordisplay, bluetooth and USB interface, Protection LT, ST, INST, GFx, include N-protection, (internal N-sensor available), incl. trip alarm switch (1xCO), rear connection horizontal, without Com & metering function Manual operating mechanism with mechanical closing, without Spring charging motor, Ready-to-close signal. switch, Auxiliary switches 2NO+2NC, without Closing coil (CC), manual operating mechanism with mechanical closing, without Remote trip alarm reset coil (RR), without 2nd shunt trip, without 1st Shunt trip | 91900 | 1 | Z\ | 1
3WA1106-4AF13-0AA0 |  | Fixed-mounted circuit breaker IEC 60947-2, frame size 1, 4-poles, N-pole left, In=630A up to 690V AC 50/60Hz, breaking capacity M Icu=85/66kA at 500/690V, Trip unit ETU600 LSIG upgrade ready , colordisplay, bluetooth and USB interface, Protection LT, ST, INST, GFx, include N-protection, (internal N-sensor available), incl. trip alarm switch (1xCO), front connection double hole, without Com & metering function Manual operating mechanism with mechanical closing, without Spring charging motor, Ready-to-close signal. switch, Auxiliary switches 2NO+2NC, without Closing coil (CC), manual operating mechanism with mechanical closing, without Remote trip alarm reset coil (RR), without 2nd shunt trip, without 1st Shunt trip | 98500 | 1 | Z\ | 1
3WA1106-4AF21-0AA0 |  | fixed-mounted circuit breaker, IEC 60947-2, size 1, 4-pole, N pole on right, In=630 A up to 690 V AC 50/60 Hz, breaking capacity M Icu=85/66 kA at 500/690 V, tripping unit ETU600 LSIG upgradeable, color display, Bluetooth, USB interface, basic protection LT, ST, INST, GFx, including protection of the N conductor (internal neutral point sensor available), trip alarm switch (1 x CO), connection at rear vertical, without Com & metering function Manual operating mechanism with mechanical closing, without Spring charging motor, Ready-to-close signal. switch, Auxiliary switches 2NO+2NC, without Closing coil (CC), manual operating mechanism with mechanical closing, without Remote trip alarm reset coil (RR), without 2nd shunt trip, without 1st Shunt trip | 94100 | 1 | Z\ | 1
3WA1106-4AF22-0AA0 |  | fixed-mounted circuit breaker, IEC 60947-2, size 1, 4-pole, N pole on right, In=630 A up to 690 V AC 50/60 Hz, breaking capacity M Icu=85/66 kA at 500/690 V, tripping unit ETU600 LSIG upgradeable, color display, Bluetooth, USB interface, basic protection LT, ST, INST, GFx, including protection of the N conductor (internal neutral point sensor available), trip alarm switch (1 x CO), connection at rear horizontal without Com & metering function Manual operating mechanism with mechanical closing, without Spring charging motor, Ready-to-close signal. switch, Auxiliary switches 2NO+2NC, without Closing coil (CC), manual operating mechanism with mechanical closing, without Remote trip alarm reset coil (RR), without 2nd shunt trip, without 1st Shunt trip | 91900 | 1 | Z\ | 1
3WA1106-4AF23-0AA0 |  | fixed-mounted circuit breaker, IEC 60947-2, size 1, 4-pole, N pole on right, In=630 A up to 690 V AC 50/60 Hz, breaking capacity M Icu=85/66 kA at 500/690 V, tripping unit ETU600 LSIG upgradeable, color display, Bluetooth, USB interface, basic protection LT, ST, INST, GFx, including protection of the N conductor (internal neutral point sensor available), trip alarm switch (1 x CO), front connection double hole, without Com & metering function Manual operating mechanism with mechanical closing, without Spring charging motor, Ready-to-close signal. switch, Auxiliary switches 2NO+2NC, without Closing coil (CC), manual operating mechanism with mechanical closing, without Remote trip alarm reset coil (RR), without 2nd shunt trip, without 1st Shunt trip | 98500 | 1 | Z\ | 1
3WA1106-4AF31-0AA0 |  | Withdrawable circuit breaker with guide frame, IEC 60947-2, frame size 1, 3-poles, In=630A up to 690V AC 50/60Hz, breaking capacity M Icu=85/66kA at 500/690V, Trip unit ETU600 LSIG upgrade ready , colordisplay, bluetooth and USB interface, Protection LT, ST, INST, GFx, N-protection required an external N-sensor, incl. trip alarm switch (1xCO), rear connection vertical, guide frame with shutter and w/o position signalling switch, without Com & metering function Manual operating mechanism with mechanical closing, without Spring charging motor, Ready-to-close signal. switch, Auxiliary switches 2NO+2NC, without Closing coil (CC), manual operating mechanism with mechanical closing, without Remote trip alarm reset coil (RR), without 2nd shunt trip, without 1st Shunt trip | 103000 | 1 | Z\ | 1
3WA1106-4AF32-0AA0 |  | Withdrawable circuit breaker with guide frame, IEC 60947-2, frame size 1, 3-poles, In=630A up to 690V AC 50/60Hz, breaking capacity M Icu=85/66kA at 500/690V, Trip unit ETU600 LSIG upgrade ready , colordisplay, bluetooth and USB interface, Protection LT, ST, INST, GFx, N-protection required an external N-sensor, incl. trip alarm switch (1xCO), rear connection horizontal, guide frame with shutter and w/o position signalling switch, without Com & metering function Manual operating mechanism with mechanical closing, without Spring charging motor, Ready-to-close signal. switch, Auxiliary switches 2NO+2NC, without Closing coil (CC), manual operating mechanism with mechanical closing, without Remote trip alarm reset coil (RR), without 2nd shunt trip, without 1st Shunt trip | 100000 | 1 | Z\ | 1
3WA1106-4AF33-0AA0 |  | Withdrawable circuit breaker with guide frame, IEC 60947-2, frame size 1, 3-poles, In=630A up to 690V AC 50/60Hz, breaking capacity M Icu=85/66kA at 500/690V, Trip unit ETU600 LSIG upgrade ready , colordisplay, bluetooth and USB interface, Protection LT, ST, INST, GFx, N-protection required an external N-sensor, incl. trip alarm switch (1xCO), front connection double hole, guide frame with shutter and w/o position signalling switch, without Com & metering function Manual operating mechanism with mechanical closing, without Spring charging motor, Ready-to-close signal. switch, Auxiliary switches 2NO+2NC, without Closing coil (CC), manual operating mechanism with mechanical closing, without Remote trip alarm reset coil (RR), without 2nd shunt trip, without 1st Shunt trip | 109000 | 1 | Z\ | 1
3WA1106-4AF34-0AA0 |  | Withdrawable circuit breaker with guide frame, IEC 60947-2, frame size 1, 3-poles, In=630A up to 690V AC 50/60Hz, breaking capacity M Icu=85/66kA at 500/690V, Trip unit ETU600 LSIG upgrade ready , colordisplay, bluetooth and USB interface, Protection LT, ST, INST, GFx, N-protection required an external N-sensor, incl. trip alarm switch (1xCO), rear connection flange, guide frame with shutter and w/o position signalling switch, without Com & metering function Manual operating mechanism with mechanical closing, without Spring charging motor, Ready-to-close signal. switch, Auxiliary switches 2NO+2NC, without Closing coil (CC), manual operating mechanism with mechanical closing, without Remote trip alarm reset coil (RR), without 2nd shunt trip, without 1st Shunt trip | 100000 | 1 | Z\ | 1
3WA1106-4AF41-0AA0 |  | Withdrawable circuit breaker with guide frame, IEC 60947-2, frame size 1, 4-poles, N-pole left, In=630A up to 690V AC 50/60Hz, breaking capacity M Icu=85/66kA at 500/690V, Trip unit ETU600 LSIG upgrade ready , colordisplay, bluetooth and USB interface, Protection LT, ST, INST, GFx, include N-protection, (internal N-sensor available), incl. trip alarm switch (1xCO), rear connection vertical, guide frame with shutter and w/o position signalling switch, without Com & metering function Manual operating mechanism with mechanical closing, without Spring charging motor, Ready-to-close signal. switch, Auxiliary switches 2NO+2NC, without Closing coil (CC), manual operating mechanism with mechanical closing, without Remote trip alarm reset coil (RR), without 2nd shunt trip, without 1st Shunt trip | 132000 | 1 | Z\ | 1
3WA1106-4AF42-0AA0 |  | Withdrawable circuit breaker with guide frame, IEC 60947-2, frame size 1, 4-poles, N-pole left, In=630A up to 690V AC 50/60Hz, breaking capacity M Icu=85/66kA at 500/690V, Trip unit ETU600 LSIG upgrade ready , colordisplay, bluetooth and USB interface, Protection LT, ST, INST, GFx, include N-protection, (internal N-sensor available), incl. trip alarm switch (1xCO), rear connection horizontal, guide frame with shutter and w/o position signalling switch, without Com & metering function Manual operating mechanism with mechanical closing, without Spring charging motor, Ready-to-close signal. switch, Auxiliary switches 2NO+2NC, without Closing coil (CC), manual operating mechanism with mechanical closing, without Remote trip alarm reset coil (RR), without 2nd shunt trip, without 1st Shunt trip | 129000 | 1 | Z\ | 1
3WA1106-4AF43-0AA0 |  | Withdrawable circuit breaker with guide frame, IEC 60947-2, frame size 1, 4-poles, N-pole left, In=630A up to 690V AC 50/60Hz, breaking capacity M Icu=85/66kA at 500/690V, Trip unit ETU600 LSIG upgrade ready , colordisplay, bluetooth and USB interface, Protection LT, ST, INST, GFx, include N-protection, (internal N-sensor available), incl. trip alarm switch (1xCO), front connection double hole, guide frame with shutter and w/o position signalling switch, without Com & metering function Manual operating mechanism with mechanical closing, without Spring charging motor, Ready-to-close signal. switch, Auxiliary switches 2NO+2NC, without Closing coil (CC), manual operating mechanism with mechanical closing, without Remote trip alarm reset coil (RR), without 2nd shunt trip, without 1st Shunt trip | 140000 | 1 | Z\ | 1
3WA1106-4AF44-0AA0 |  | Withdrawable circuit breaker with guide frame, IEC 60947-2, frame size 1, 4-poles, N-pole left, In=630A up to 690V AC 50/60Hz, breaking capacity M Icu=85/66kA at 500/690V, Trip unit ETU600 LSIG upgrade ready , colordisplay, bluetooth and USB interface, Protection LT, ST, INST, GFx, include N-protection, (internal N-sensor available), incl. trip alarm switch (1xCO), rear connection flange, guide frame with shutter and w/o position signalling switch, without Com & metering function Manual operating mechanism with mechanical closing, without Spring charging motor, Ready-to-close signal. switch, Auxiliary switches 2NO+2NC, without Closing coil (CC), manual operating mechanism with mechanical closing, without Remote trip alarm reset coil (RR), without 2nd shunt trip, without 1st Shunt trip | 129000 | 1 | Z\ | 1
3WA1106-4CA01-0AA0 |  | Non-automatic circuit breaker Fixed-mounted version, IEC 60947-2, frame size 1, 3-poles, In=630A up to 690V AC 50/60Hz, breaking capacity M Icc=85/66kA at 500/690V, without electr. trip unit ETU, rear connection vertical, able to communication, Manual operating mechanism with mechanical closing, without Spring charging motor, Ready-to-close signal. switch, Auxiliary switches 2NO+2NC, without Closing coil (CC), manual operating mechanism with mechanical closing, without Remote trip alarm reset coil (RR), without 2nd shunt trip, without 1st Shunt trip | 60930 | 1 | Z\ | 1
3WA1106-4CA02-0AA0 |  | Non-automatic circuit breaker Fixed-mounted version, IEC 60947-2, frame size 1, 3-poles, In=630A up to 690V AC 50/60Hz, breaking capacity M Icc=85/66kA at 500/690V, without electr. trip unit ETU, rear connection horizontal, able to communication, Manual operating mechanism with mechanical closing, without Spring charging motor, Ready-to-close signal. switch, Auxiliary switches 2NO+2NC, without Closing coil (CC), manual operating mechanism with mechanical closing, without Remote trip alarm reset coil (RR), without 2nd shunt trip, without 1st Shunt trip | 59230 | 1 | Z\ | 1
3WA1106-4CA03-0AA0 |  | Non-automatic circuit breaker Fixed-mounted version, IEC 60947-2, frame size 1, 3-poles, In=630A up to 690V AC 50/60Hz, breaking capacity M Icc=85/66kA at 500/690V, without electr. trip unit ETU, front connection double hole, able to communication, Manual operating mechanism with mechanical closing, without Spring charging motor, Ready-to-close signal. switch, Auxiliary switches 2NO+2NC, without Closing coil (CC), manual operating mechanism with mechanical closing, without Remote trip alarm reset coil (RR), without 2nd shunt trip, without 1st Shunt trip | 64230 | 1 | Z\ | 1
3WA1106-4CA11-0AA0 |  | Non-automatic circuit breaker Fixed-mounted version, IEC 60947-2, frame size 1, 4-poles, N-pole left, In=630A up to 690V AC 50/60Hz, breaking capacity M Icc=85/66kA at 500/690V, without electr. trip unit ETU, rear connection vertical, able to communication, Manual operating mechanism with mechanical closing, without Spring charging motor, Ready-to-close signal. switch, Auxiliary switches 2NO+2NC, without Closing coil (CC), manual operating mechanism with mechanical closing, without Remote trip alarm reset coil (RR), without 2nd shunt trip, without 1st Shunt trip | 79030 | 1 | Z\ | 1
3WA1106-4CA12-0AA0 |  | Non-automatic circuit breaker Fixed-mounted version, IEC 60947-2, frame size 1, 4-poles, N-pole left, In=630A up to 690V AC 50/60Hz, breaking capacity M Icc=85/66kA at 500/690V, without electr. trip unit ETU, rear connection horizontal, able to communication, Manual operating mechanism with mechanical closing, without Spring charging motor, Ready-to-close signal. switch, Auxiliary switches 2NO+2NC, without Closing coil (CC), manual operating mechanism with mechanical closing, without Remote trip alarm reset coil (RR), without 2nd shunt trip, without 1st Shunt trip | 76830 | 1 | Z\ | 1
3WA1106-4CA13-0AA0 |  | Non-automatic circuit breaker Fixed-mounted version, IEC 60947-2, frame size 1, 4-poles, N-pole left, In=630A up to 690V AC 50/60Hz, breaking capacity M Icc=85/66kA at 500/690V, without electr. trip unit ETU, front connection double hole, able to communication, Manual operating mechanism with mechanical closing, without Spring charging motor, Ready-to-close signal. switch, Auxiliary switches 2NO+2NC, without Closing coil (CC), manual operating mechanism with mechanical closing, without Remote trip alarm reset coil (RR), without 2nd shunt trip, without 1st Shunt trip | 83430 | 1 | Z\ | 1
3WA1106-4CA21-0AA0 |  | AC non-automatic air circuit breaker 3WA, fixed-mounted version, IEC 60947-2, size 1, 4-pole, N pole on right, In=630 A up to 690 V AC 50/60 Hz, breaking capacity M, Icc=85/66 kA at 500/690 V, without electronic trip unit ETU, connection at rear vertical, able to communication, Manual operating mechanism with mechanical closing, without Spring charging motor, Ready-to-close signal. switch, Auxiliary switches 2NO+2NC, without Closing coil (CC), manual operating mechanism with mechanical closing, without Remote trip alarm reset coil (RR), without 2nd shunt trip, without 1st Shunt trip | 79030 | 1 | Z\ | 1
3WA1106-4CA22-0AA0 |  | AC non-automatic air circuit breaker 3WA, fixed-mounted version, IEC 60947-2, size 1, 4-pole, N pole on right, In=630 A up to 690 V AC 50/60 Hz, breaking capacity M, Icc=85/66 kA at 500/690 V, without electronic trip unit ETU, connection at rear horizontal able to communication, Manual operating mechanism with mechanical closing, without Spring charging motor, Ready-to-close signal. switch, Auxiliary switches 2NO+2NC, without Closing coil (CC), manual operating mechanism with mechanical closing, without Remote trip alarm reset coil (RR), without 2nd shunt trip, without 1st Shunt trip | 76830 | 1 | Z\ | 1
3WA1106-4CA23-0AA0 |  | AC non-automatic air circuit breaker 3WA, fixed-mounted version, IEC 60947-2, size 1, 4-pole, N pole on right, In=630 A up to 690 V AC 50/60 Hz, breaking capacity M, Icc=85/66 kA at 500/690 V, without electronic trip unit ETU, front connection double hole, able to communication, Manual operating mechanism with mechanical closing, without Spring charging motor, Ready-to-close signal. switch, Auxiliary switches 2NO+2NC, without Closing coil (CC), manual operating mechanism with mechanical closing, without Remote trip alarm reset coil (RR), without 2nd shunt trip, without 1st Shunt trip | 83430 | 1 | Z\ | 1
3WA1106-4CA31-0AA0 |  | Non-automatic circuit breaker withdrawable version, with guide frame, IEC 60947-2, frame size 1, 3-poles, In=630A up to 690V AC 50/60Hz, breaking capacity M Icc=85/66kA at 500/690V, without electr. trip unit ETU, rear connection vertical, guide frame with shutter and w/o position signalling switch, able to communication, Manual operating mechanism with mechanical closing, without Spring charging motor, Ready-to-close signal. switch, Auxiliary switches 2NO+2NC, without Closing coil (CC), manual operating mechanism with mechanical closing, without Remote trip alarm reset coil (RR), without 2nd shunt trip, without 1st Shunt trip | 86930 | 1 | Z\ | 1
3WA1106-4CA32-0AA0 |  | Non-automatic circuit breaker withdrawable version, with guide frame, IEC 60947-2, frame size 1, 3-poles, In=630A up to 690V AC 50/60Hz, breaking capacity M Icc=85/66kA at 500/690V, without electr. trip unit ETU, rear connection horizontal, guide frame with shutter and w/o position signalling switch, able to communication, Manual operating mechanism with mechanical closing, without Spring charging motor, Ready-to-close signal. switch, Auxiliary switches 2NO+2NC, without Closing coil (CC), manual operating mechanism with mechanical closing, without Remote trip alarm reset coil (RR), without 2nd shunt trip, without 1st Shunt trip | 84030 | 1 | Z\ | 1
3WA1106-4CA33-0AA0 |  | Non-automatic circuit breaker withdrawable version, with guide frame, IEC 60947-2, frame size 1, 3-poles, In=630A up to 690V AC 50/60Hz, breaking capacity M Icc=85/66kA at 500/690V, without electr. trip unit ETU, front connection double hole, guide frame with shutter and w/o position signalling switch, able to communication, Manual operating mechanism with mechanical closing, without Spring charging motor, Ready-to-close signal. switch, Auxiliary switches 2NO+2NC, without Closing coil (CC), manual operating mechanism with mechanical closing, without Remote trip alarm reset coil (RR), without 2nd shunt trip, without 1st Shunt trip | 92730 | 1 | Z\ | 1
3WA1106-4CA34-0AA0 |  | Non-automatic circuit breaker withdrawable version, with guide frame, IEC 60947-2, frame size 1, 3-poles, In=630A up to 690V AC 50/60Hz, breaking capacity M Icc=85/66kA at 500/690V, without electr. trip unit ETU, rear connection flange, guide frame with shutter and w/o position signalling switch, able to communication, Manual operating mechanism with mechanical closing, without Spring charging motor, Ready-to-close signal. switch, Auxiliary switches 2NO+2NC, without Closing coil (CC), manual operating mechanism with mechanical closing, without Remote trip alarm reset coil (RR), without 2nd shunt trip, without 1st Shunt trip | 84030 | 1 | Z\ | 1
3WA1106-4CA41-0AA0 |  | Non-automatic circuit breaker withdrawable version, with guide frame, IEC 60947-2, frame size 1, 4-poles, N-pole left, In=630A up to 690V AC 50/60Hz, breaking capacity M Icc=85/66kA at 500/690V, without electr. trip unit ETU, rear connection vertical, guide frame with shutter and w/o position signalling switch, able to communication, Manual operating mechanism with mechanical closing, without Spring charging motor, Ready-to-close signal. switch, Auxiliary switches 2NO+2NC, without Closing coil (CC), manual operating mechanism with mechanical closing, without Remote trip alarm reset coil (RR), without 2nd shunt trip, without 1st Shunt trip | 113430 | 1 | Z\ | 1
3WA1106-4CA42-0AA0 |  | Non-automatic circuit breaker withdrawable version, with guide frame, IEC 60947-2, frame size 1, 4-poles, N-pole left, In=630A up to 690V AC 50/60Hz, breaking capacity M Icc=85/66kA at 500/690V, without electr. trip unit ETU, rear connection horizontal, guide frame with shutter and w/o position signalling switch, able to communication, Manual operating mechanism with mechanical closing, without Spring charging motor, Ready-to-close signal. switch, Auxiliary switches 2NO+2NC, without Closing coil (CC), manual operating mechanism with mechanical closing, without Remote trip alarm reset coil (RR), without 2nd shunt trip, without 1st Shunt trip | 109430 | 1 | Z\ | 1
3WA1106-4CA43-0AA0 |  | Non-automatic circuit breaker withdrawable version, with guide frame, IEC 60947-2, frame size 1, 4-poles, N-pole left, In=630A up to 690V AC 50/60Hz, breaking capacity M Icc=85/66kA at 500/690V, without electr. trip unit ETU, front connection double hole, guide frame with shutter and w/o position signalling switch, able to communication, Manual operating mechanism with mechanical closing, without Spring charging motor, Ready-to-close signal. switch, Auxiliary switches 2NO+2NC, without Closing coil (CC), manual operating mechanism with mechanical closing, without Remote trip alarm reset coil (RR), without 2nd shunt trip, without 1st Shunt trip | 121430 | 1 | Z\ | 1
3WA1106-4CA44-0AA0 |  | Non-automatic circuit breaker withdrawable version, with guide frame, IEC 60947-2, frame size 1, 4-poles, N-pole left, In=630A up to 690V AC 50/60Hz, breaking capacity M Icc=85/66kA at 500/690V, without electr. trip unit ETU, rear connection flange, guide frame with shutter and w/o position signalling switch, able to communication, Manual operating mechanism with mechanical closing, without Spring charging motor, Ready-to-close signal. switch, Auxiliary switches 2NO+2NC, without Closing coil (CC), manual operating mechanism with mechanical closing, without Remote trip alarm reset coil (RR), without 2nd shunt trip, without 1st Shunt trip | 109430 | 1 | Z\ | 1
3WA1106-4EE01-0AA0 |  | Fixed-mounted circuit breaker IEC 60947-2, frame size 1, 3-poles, In=630A up to 690V AC 50/60Hz, breaking capacity M Icu=85/66kA at 500/690V, Trip unit ETU600 LSI upgrade ready , colordisplay, bluetooth and USB interface, Protection LT, ST, INST, N-protection required an external N-sensor, incl. trip alarm switch (1xCO), rear connection vertical, with internal voltage tap on lower stab of circuit breaker, with voltage tap module VTM680 and power supply of ETU600, able to communication, integrated metering type PMF-1 Energy Efficiency, Voltage, Active energy Ea Manual operating mechanism with mechanical closing, without Spring charging motor, Ready-to-close signal. switch, Auxiliary switches 2NO+2NC, without Closing coil (CC), manual operating mechanism with mechanical closing, without Remote trip alarm reset coil (RR), without 2nd shunt trip, without 1st Shunt trip | 72070 | 1 | Z\ | 1
3WA1106-4EE02-0AA0 |  | Fixed-mounted circuit breaker IEC 60947-2, frame size 1, 3-poles, In=630A up to 690V AC 50/60Hz, breaking capacity M Icu=85/66kA at 500/690V, Trip unit ETU600 LSI upgrade ready , colordisplay, bluetooth and USB interface, Protection LT, ST, INST, N-protection required an external N-sensor, incl. trip alarm switch (1xCO), rear connection horizontal, with internal voltage tap on lower stab of circuit breaker, with voltage tap module VTM680 and power supply of ETU600, able to communication, integrated metering type PMF-1 Energy Efficiency, Voltage, Active energy Ea Manual operating mechanism with mechanical closing, without Spring charging motor, Ready-to-close signal. switch, Auxiliary switches 2NO+2NC, without Closing coil (CC), manual operating mechanism with mechanical closing, without Remote trip alarm reset coil (RR), without 2nd shunt trip, without 1st Shunt trip | 70370 | 1 | Z\ | 1
3WA1106-4EE03-0AA0 |  | Fixed-mounted circuit breaker IEC 60947-2, frame size 1, 3-poles, In=630A up to 690V AC 50/60Hz, breaking capacity M Icu=85/66kA at 500/690V, Trip unit ETU600 LSI upgrade ready , colordisplay, bluetooth and USB interface, Protection LT, ST, INST, N-protection required an external N-sensor, incl. trip alarm switch (1xCO), front connection double hole, with internal voltage tap on lower stab of circuit breaker, with voltage tap module VTM680 and power supply of ETU600, able to communication, integrated metering type PMF-1 Energy Efficiency, Voltage, Active energy Ea Manual operating mechanism with mechanical closing, without Spring charging motor, Ready-to-close signal. switch, Auxiliary switches 2NO+2NC, without Closing coil (CC), manual operating mechanism with mechanical closing, without Remote trip alarm reset coil (RR), without 2nd shunt trip, without 1st Shunt trip | 75370 | 1 | Z\ | 1
3WA1106-4EE11-0AA0 |  | Fixed-mounted circuit breaker IEC 60947-2, frame size 1, 4-poles, N-pole left, In=630A up to 690V AC 50/60Hz, breaking capacity M Icu=85/66kA at 500/690V, Trip unit ETU600 LSI upgrade ready , colordisplay, bluetooth and USB interface, Protection LT, ST, INST, include N-protection, (internal N-sensor available), incl. trip alarm switch (1xCO), rear connection vertical, with internal voltage tap on lower stab of circuit breaker, with voltage tap module VTM680 and power supply of ETU600, able to communication, integrated metering type PMF-1 Energy Efficiency, Voltage, Active energy Ea Manual operating mechanism with mechanical closing, without Spring charging motor, Ready-to-close signal. switch, Auxiliary switches 2NO+2NC, without Closing coil (CC), manual operating mechanism with mechanical closing, without Remote trip alarm reset coil (RR), without 2nd shunt trip, without 1st Shunt trip | 92270 | 1 | Z\ | 1
3WA1106-4EE12-0AA0 |  | Fixed-mounted circuit breaker IEC 60947-2, frame size 1, 4-poles, N-pole left, In=630A up to 690V AC 50/60Hz, breaking capacity M Icu=85/66kA at 500/690V, Trip unit ETU600 LSI upgrade ready , colordisplay, bluetooth and USB interface, Protection LT, ST, INST, include N-protection, (internal N-sensor available), incl. trip alarm switch (1xCO), rear connection horizontal, with internal voltage tap on lower stab of circuit breaker, with voltage tap module VTM680 and power supply of ETU600, able to communication, integrated metering type PMF-1 Energy Efficiency, Voltage, Active energy Ea Manual operating mechanism with mechanical closing, without Spring charging motor, Ready-to-close signal. switch, Auxiliary switches 2NO+2NC, without Closing coil (CC), manual operating mechanism with mechanical closing, without Remote trip alarm reset coil (RR), without 2nd shunt trip, without 1st Shunt trip | 90070 | 1 | Z\ | 1
3WA1106-4EE13-0AA0 |  | Fixed-mounted circuit breaker IEC 60947-2, frame size 1, 4-poles, N-pole left, In=630A up to 690V AC 50/60Hz, breaking capacity M Icu=85/66kA at 500/690V, Trip unit ETU600 LSI upgrade ready , colordisplay, bluetooth and USB interface, Protection LT, ST, INST, include N-protection, (internal N-sensor available), incl. trip alarm switch (1xCO), front connection double hole, with internal voltage tap on lower stab of circuit breaker, with voltage tap module VTM680 and power supply of ETU600, able to communication, integrated metering type PMF-1 Energy Efficiency, Voltage, Active energy Ea Manual operating mechanism with mechanical closing, without Spring charging motor, Ready-to-close signal. switch, Auxiliary switches 2NO+2NC, without Closing coil (CC), manual operating mechanism with mechanical closing, without Remote trip alarm reset coil (RR), without 2nd shunt trip, without 1st Shunt trip | 96770 | 1 | Z\ | 1
3WA1106-4EE21-0AA0 |  | fixed-mounted circuit breaker, IEC 60947-2, size 1, 4-pole, N pole on right, In=630 A up to 690 V AC 50/60 Hz, breaking capacity M Icu=85/66 kA at 500/690 V, tripping unit ETU600 LSI upgradeable, color display, Bluetooth, USB interface, basic protection LT, ST, INST, including protection of the N conductor (internal neutral point sensor available), trip alarm switch (1 x CO), connection at rear vertical, with internal voltage tap on lower stab of circuit breaker, with voltage tap module VTM680 and power supply of ETU600, able to communication, integrated metering type PMF-1 Energy Efficiency, Voltage, Active energy Ea Manual operating mechanism with mechanical closing, without Spring charging motor, Ready-to-close signal. switch, Auxiliary switches 2NO+2NC, without Closing coil (CC), manual operating mechanism with mechanical closing, without Remote trip alarm reset coil (RR), without 2nd shunt trip, without 1st Shunt trip | 92270 | 1 | Z\ | 1
3WA1106-4EE22-0AA0 |  | fixed-mounted circuit breaker, IEC 60947-2, size 1, 4-pole, N pole on right, In=630 A up to 690 V AC 50/60 Hz, breaking capacity M Icu=85/66 kA at 500/690 V, tripping unit ETU600 LSI upgradeable, color display, Bluetooth, USB interface, basic protection LT, ST, INST, including protection of the N conductor (internal neutral point sensor available), trip alarm switch (1 x CO), connection at rear horizontal with internal voltage tap on lower stab of circuit breaker, with voltage tap module VTM680 and power supply of ETU600, able to communication, integrated metering type PMF-1 Energy Efficiency, Voltage, Active energy Ea Manual operating mechanism with mechanical closing, without Spring charging motor, Ready-to-close signal. switch, Auxiliary switches 2NO+2NC, without Closing coil (CC), manual operating mechanism with mechanical closing, without Remote trip alarm reset coil (RR), without 2nd shunt trip, without 1st Shunt trip | 90070 | 1 | Z\ | 1
3WA1106-4EE23-0AA0 |  | fixed-mounted circuit breaker, IEC 60947-2, size 1, 4-pole, N pole on right, In=630 A up to 690 V AC 50/60 Hz, breaking capacity M Icu=85/66 kA at 500/690 V, tripping unit ETU600 LSI upgradeable, color display, Bluetooth, USB interface, basic protection LT, ST, INST, including protection of the N conductor (internal neutral point sensor available), trip alarm switch (1 x CO), front connection double hole, with internal voltage tap on lower stab of circuit breaker, with voltage tap module VTM680 and power supply of ETU600, able to communication, integrated metering type PMF-1 Energy Efficiency, Voltage, Active energy Ea Manual operating mechanism with mechanical closing, without Spring charging motor, Ready-to-close signal. switch, Auxiliary switches 2NO+2NC, without Closing coil (CC), manual operating mechanism with mechanical closing, without Remote trip alarm reset coil (RR), without 2nd shunt trip, without 1st Shunt trip | 96770 | 1 | Z\ | 1
3WA1106-4EE31-0AA0 |  | Withdrawable circuit breaker with guide frame, IEC 60947-2, frame size 1, 3-poles, In=630A up to 690V AC 50/60Hz, breaking capacity M Icu=85/66kA at 500/690V, Trip unit ETU600 LSI upgrade ready , colordisplay, bluetooth and USB interface, Protection LT, ST, INST, N-protection required an external N-sensor, incl. trip alarm switch (1xCO), rear connection vertical, guide frame with shutter and w/o position signalling switch, with internal voltage tap on lower stab of circuit breaker, with voltage tap module VTM680 and power supply of ETU600, able to communication, integrated metering type PMF-1 Energy Efficiency, Voltage, Active energy Ea Manual operating mechanism with mechanical closing, without Spring charging motor, Ready-to-close signal. switch, Auxiliary switches 2NO+2NC, without Closing coil (CC), manual operating mechanism with mechanical closing, without Remote trip alarm reset coil (RR), without 2nd shunt trip, without 1st Shunt trip | 101170 | 1 | Z\ | 1
3WA1106-4EE32-0AA0 |  | Withdrawable circuit breaker with guide frame, IEC 60947-2, frame size 1, 3-poles, In=630A up to 690V AC 50/60Hz, breaking capacity M Icu=85/66kA at 500/690V, Trip unit ETU600 LSI upgrade ready , colordisplay, bluetooth and USB interface, Protection LT, ST, INST, N-protection required an external N-sensor, incl. trip alarm switch (1xCO), rear connection horizontal, guide frame with shutter and w/o position signalling switch, with internal voltage tap on lower stab of circuit breaker, with voltage tap module VTM680 and power supply of ETU600, able to communication, integrated metering type PMF-1 Energy Efficiency, Voltage, Active energy Ea Manual operating mechanism with mechanical closing, without Spring charging motor, Ready-to-close signal. switch, Auxiliary switches 2NO+2NC, without Closing coil (CC), manual operating mechanism with mechanical closing, without Remote trip alarm reset coil (RR), without 2nd shunt trip, without 1st Shunt trip | 98270 | 1 | Z\ | 1
3WA1106-4EE33-0AA0 |  | Withdrawable circuit breaker with guide frame, IEC 60947-2, frame size 1, 3-poles, In=630A up to 690V AC 50/60Hz, breaking capacity M Icu=85/66kA at 500/690V, Trip unit ETU600 LSI upgrade ready , colordisplay, bluetooth and USB interface, Protection LT, ST, INST, N-protection required an external N-sensor, incl. trip alarm switch (1xCO), front connection double hole, guide frame with shutter and w/o position signalling switch, with internal voltage tap on lower stab of circuit breaker, with voltage tap module VTM680 and power supply of ETU600, able to communication, integrated metering type PMF-1 Energy Efficiency, Voltage, Active energy Ea Manual operating mechanism with mechanical closing, without Spring charging motor, Ready-to-close signal. switch, Auxiliary switches 2NO+2NC, without Closing coil (CC), manual operating mechanism with mechanical closing, without Remote trip alarm reset coil (RR), without 2nd shunt trip, without 1st Shunt trip | 106870 | 1 | Z\ | 1
3WA1106-4EE34-0AA0 |  | Withdrawable circuit breaker with guide frame, IEC 60947-2, frame size 1, 3-poles, In=630A up to 690V AC 50/60Hz, breaking capacity M Icu=85/66kA at 500/690V, Trip unit ETU600 LSI upgrade ready , colordisplay, bluetooth and USB interface, Protection LT, ST, INST, N-protection required an external N-sensor, incl. trip alarm switch (1xCO), rear connection flange, guide frame with shutter and w/o position signalling switch, with internal voltage tap on lower stab of circuit breaker, with voltage tap module VTM680 and power supply of ETU600, able to communication, integrated metering type PMF-1 Energy Efficiency, Voltage, Active energy Ea Manual operating mechanism with mechanical closing, without Spring charging motor, Ready-to-close signal. switch, Auxiliary switches 2NO+2NC, without Closing coil (CC), manual operating mechanism with mechanical closing, without Remote trip alarm reset coil (RR), without 2nd shunt trip, without 1st Shunt trip | 98270 | 1 | Z\ | 1
3WA1106-4EE41-0AA0 |  | Withdrawable circuit breaker with guide frame, IEC 60947-2, frame size 1, 4-poles, N-pole left, In=630A up to 690V AC 50/60Hz, breaking capacity M Icu=85/66kA at 500/690V, Trip unit ETU600 LSI upgrade ready , colordisplay, bluetooth and USB interface, Protection LT, ST, INST, include N-protection, (internal N-sensor available), incl. trip alarm switch (1xCO), rear connection vertical, guide frame with shutter and w/o position signalling switch, with internal voltage tap on lower stab of circuit breaker, with voltage tap module VTM680 and power supply of ETU600, able to communication, integrated metering type PMF-1 Energy Efficiency, Voltage, Active energy Ea Manual operating mechanism with mechanical closing, without Spring charging motor, Ready-to-close signal. switch, Auxiliary switches 2NO+2NC, without Closing coil (CC), manual operating mechanism with mechanical closing, without Remote trip alarm reset coil (RR), without 2nd shunt trip, without 1st Shunt trip | 130870 | 1 | Z\ | 1
3WA1106-4EE42-0AA0 |  | Withdrawable circuit breaker with guide frame, IEC 60947-2, frame size 1, 4-poles, N-pole left, In=630A up to 690V AC 50/60Hz, breaking capacity M Icu=85/66kA at 500/690V, Trip unit ETU600 LSI upgrade ready , colordisplay, bluetooth and USB interface, Protection LT, ST, INST, include N-protection, (internal N-sensor available), incl. trip alarm switch (1xCO), rear connection horizontal, guide frame with shutter and w/o position signalling switch, with internal voltage tap on lower stab of circuit breaker, with voltage tap module VTM680 and power supply of ETU600, able to communication, integrated metering type PMF-1 Energy Efficiency, Voltage, Active energy Ea Manual operating mechanism with mechanical closing, without Spring charging motor, Ready-to-close signal. switch, Auxiliary switches 2NO+2NC, without Closing coil (CC), manual operating mechanism with mechanical closing, without Remote trip alarm reset coil (RR), without 2nd shunt trip, without 1st Shunt trip | 126870 | 1 | Z\ | 1
3WA1106-4EE43-0AA0 |  | Withdrawable circuit breaker with guide frame, IEC 60947-2, frame size 1, 4-poles, N-pole left, In=630A up to 690V AC 50/60Hz, breaking capacity M Icu=85/66kA at 500/690V, Trip unit ETU600 LSI upgrade ready , colordisplay, bluetooth and USB interface, Protection LT, ST, INST, include N-protection, (internal N-sensor available), incl. trip alarm switch (1xCO), front connection double hole, guide frame with shutter and w/o position signalling switch, with internal voltage tap on lower stab of circuit breaker, with voltage tap module VTM680 and power supply of ETU600, able to communication, integrated metering type PMF-1 Energy Efficiency, Voltage, Active energy Ea Manual operating mechanism with mechanical closing, without Spring charging motor, Ready-to-close signal. switch, Auxiliary switches 2NO+2NC, without Closing coil (CC), manual operating mechanism with mechanical closing, without Remote trip alarm reset coil (RR), without 2nd shunt trip, without 1st Shunt trip | 137870 | 1 | Z\ | 1
3WA1106-4EE44-0AA0 |  | Withdrawable circuit breaker with guide frame, IEC 60947-2, frame size 1, 4-poles, N-pole left, In=630A up to 690V AC 50/60Hz, breaking capacity M Icu=85/66kA at 500/690V, Trip unit ETU600 LSI upgrade ready , colordisplay, bluetooth and USB interface, Protection LT, ST, INST, include N-protection, (internal N-sensor available), incl. trip alarm switch (1xCO), rear connection flange, guide frame with shutter and w/o position signalling switch, with internal voltage tap on lower stab of circuit breaker, with voltage tap module VTM680 and power supply of ETU600, able to communication, integrated metering type PMF-1 Energy Efficiency, Voltage, Active energy Ea Manual operating mechanism with mechanical closing, without Spring charging motor, Ready-to-close signal. switch, Auxiliary switches 2NO+2NC, without Closing coil (CC), manual operating mechanism with mechanical closing, without Remote trip alarm reset coil (RR), without 2nd shunt trip, without 1st Shunt trip | 126870 | 1 | Z\ | 1
3WA1106-4EF01-0AA0 |  | Fixed-mounted circuit breaker IEC 60947-2, frame size 1, 3-poles, In=630A up to 690V AC 50/60Hz, breaking capacity M Icu=85/66kA at 500/690V, Trip unit ETU600 LSIG upgrade ready , colordisplay, bluetooth and USB interface, Protection LT, ST, INST, GFx, N-protection required an external N-sensor, incl. trip alarm switch (1xCO), rear connection vertical, with internal voltage tap on lower stab of circuit breaker, with voltage tap module VTM680 and power supply of ETU600, able to communication, integrated metering type PMF-1 Energy Efficiency, Voltage, Active energy Ea Manual operating mechanism with mechanical closing, without Spring charging motor, Ready-to-close signal. switch, Auxiliary switches 2NO+2NC, without Closing coil (CC), manual operating mechanism with mechanical closing, without Remote trip alarm reset coil (RR), without 2nd shunt trip, without 1st Shunt trip | 82670 | 1 | Z\ | 1
3WA1106-4EF02-0AA0 |  | Fixed-mounted circuit breaker IEC 60947-2, frame size 1, 3-poles, In=630A up to 690V AC 50/60Hz, breaking capacity M Icu=85/66kA at 500/690V, Trip unit ETU600 LSIG upgrade ready , colordisplay, bluetooth and USB interface, Protection LT, ST, INST, GFx, N-protection required an external N-sensor, incl. trip alarm switch (1xCO), rear connection horizontal, with internal voltage tap on lower stab of circuit breaker, with voltage tap module VTM680 and power supply of ETU600, able to communication, integrated metering type PMF-1 Energy Efficiency, Voltage, Active energy Ea Manual operating mechanism with mechanical closing, without Spring charging motor, Ready-to-close signal. switch, Auxiliary switches 2NO+2NC, without Closing coil (CC), manual operating mechanism with mechanical closing, without Remote trip alarm reset coil (RR), without 2nd shunt trip, without 1st Shunt trip | 81070 | 1 | Z\ | 1
3WA1106-4EF03-0AA0 |  | Fixed-mounted circuit breaker IEC 60947-2, frame size 1, 3-poles, In=630A up to 690V AC 50/60Hz, breaking capacity M Icu=85/66kA at 500/690V, Trip unit ETU600 LSIG upgrade ready , colordisplay, bluetooth and USB interface, Protection LT, ST, INST, GFx, N-protection required an external N-sensor, incl. trip alarm switch (1xCO), front connection double hole, with internal voltage tap on lower stab of circuit breaker, with voltage tap module VTM680 and power supply of ETU600, able to communication, integrated metering type PMF-1 Energy Efficiency, Voltage, Active energy Ea Manual operating mechanism with mechanical closing, without Spring charging motor, Ready-to-close signal. switch, Auxiliary switches 2NO+2NC, without Closing coil (CC), manual operating mechanism with mechanical closing, without Remote trip alarm reset coil (RR), without 2nd shunt trip, without 1st Shunt trip | 86070 | 1 | Z\ | 1
3WA1106-4EF11-0AA0 |  | Fixed-mounted circuit breaker IEC 60947-2, frame size 1, 4-poles, N-pole left, In=630A up to 690V AC 50/60Hz, breaking capacity M Icu=85/66kA at 500/690V, Trip unit ETU600 LSIG upgrade ready , colordisplay, bluetooth and USB interface, Protection LT, ST, INST, GFx, include N-protection, (internal N-sensor available), incl. trip alarm switch (1xCO), rear connection vertical, with internal voltage tap on lower stab of circuit breaker, with voltage tap module VTM680 and power supply of ETU600, able to communication, integrated metering type PMF-1 Energy Efficiency, Voltage, Active energy Ea Manual operating mechanism with mechanical closing, without Spring charging motor, Ready-to-close signal. switch, Auxiliary switches 2NO+2NC, without Closing coil (CC), manual operating mechanism with mechanical closing, without Remote trip alarm reset coil (RR), without 2nd shunt trip, without 1st Shunt trip | 102970 | 1 | Z\ | 1
3WA1106-4EF12-0AA0 |  | Fixed-mounted circuit breaker IEC 60947-2, frame size 1, 4-poles, N-pole left, In=630A up to 690V AC 50/60Hz, breaking capacity M Icu=85/66kA at 500/690V, Trip unit ETU600 LSIG upgrade ready , colordisplay, bluetooth and USB interface, Protection LT, ST, INST, GFx, include N-protection, (internal N-sensor available), incl. trip alarm switch (1xCO), rear connection horizontal, with internal voltage tap on lower stab of circuit breaker, with voltage tap module VTM680 and power supply of ETU600, able to communication, integrated metering type PMF-1 Energy Efficiency, Voltage, Active energy Ea Manual operating mechanism with mechanical closing, without Spring charging motor, Ready-to-close signal. switch, Auxiliary switches 2NO+2NC, without Closing coil (CC), manual operating mechanism with mechanical closing, without Remote trip alarm reset coil (RR), without 2nd shunt trip, without 1st Shunt trip | 100770 | 1 | Z\ | 1
3WA1106-4EF13-0AA0 |  | Fixed-mounted circuit breaker IEC 60947-2, frame size 1, 4-poles, N-pole left, In=630A up to 690V AC 50/60Hz, breaking capacity M Icu=85/66kA at 500/690V, Trip unit ETU600 LSIG upgrade ready , colordisplay, bluetooth and USB interface, Protection LT, ST, INST, GFx, include N-protection, (internal N-sensor available), incl. trip alarm switch (1xCO), front connection double hole, with internal voltage tap on lower stab of circuit breaker, with voltage tap module VTM680 and power supply of ETU600, able to communication, integrated metering type PMF-1 Energy Efficiency, Voltage, Active energy Ea Manual operating mechanism with mechanical closing, without Spring charging motor, Ready-to-close signal. switch, Auxiliary switches 2NO+2NC, without Closing coil (CC), manual operating mechanism with mechanical closing, without Remote trip alarm reset coil (RR), without 2nd shunt trip, without 1st Shunt trip | 107370 | 1 | Z\ | 1
3WA1106-4EF21-0AA0 |  | fixed-mounted circuit breaker, IEC 60947-2, size 1, 4-pole, N pole on right, In=630 A up to 690 V AC 50/60 Hz, breaking capacity M Icu=85/66 kA at 500/690 V, tripping unit ETU600 LSIG upgradeable, color display, Bluetooth, USB interface, basic protection LT, ST, INST, GFx, including protection of the N conductor (internal neutral point sensor available), trip alarm switch (1 x CO), connection at rear vertical, with internal voltage tap on lower stab of circuit breaker, with voltage tap module VTM680 and power supply of ETU600, able to communication, integrated metering type PMF-1 Energy Efficiency, Voltage, Active energy Ea Manual operating mechanism with mechanical closing, without Spring charging motor, Ready-to-close signal. switch, Auxiliary switches 2NO+2NC, without Closing coil (CC), manual operating mechanism with mechanical closing, without Remote trip alarm reset coil (RR), without 2nd shunt trip, without 1st Shunt trip | 102970 | 1 | Z\ | 1
3WA1106-4EF22-0AA0 |  | fixed-mounted circuit breaker, IEC 60947-2, size 1, 4-pole, N pole on right, In=630 A up to 690 V AC 50/60 Hz, breaking capacity M Icu=85/66 kA at 500/690 V, tripping unit ETU600 LSIG upgradeable, color display, Bluetooth, USB interface, basic protection LT, ST, INST, GFx, including protection of the N conductor (internal neutral point sensor available), trip alarm switch (1 x CO), connection at rear horizontal with internal voltage tap on lower stab of circuit breaker, with voltage tap module VTM680 and power supply of ETU600, able to communication, integrated metering type PMF-1 Energy Efficiency, Voltage, Active energy Ea Manual operating mechanism with mechanical closing, without Spring charging motor, Ready-to-close signal. switch, Auxiliary switches 2NO+2NC, without Closing coil (CC), manual operating mechanism with mechanical closing, without Remote trip alarm reset coil (RR), without 2nd shunt trip, without 1st Shunt trip | 100770 | 1 | Z\ | 1
3WA1106-4EF23-0AA0 |  | fixed-mounted circuit breaker, IEC 60947-2, size 1, 4-pole, N pole on right, In=630 A up to 690 V AC 50/60 Hz, breaking capacity M Icu=85/66 kA at 500/690 V, tripping unit ETU600 LSIG upgradeable, color display, Bluetooth, USB interface, basic protection LT, ST, INST, GFx, including protection of the N conductor (internal neutral point sensor available), trip alarm switch (1 x CO), front connection double hole, with internal voltage tap on lower stab of circuit breaker, with voltage tap module VTM680 and power supply of ETU600, able to communication, integrated metering type PMF-1 Energy Efficiency, Voltage, Active energy Ea Manual operating mechanism with mechanical closing, without Spring charging motor, Ready-to-close signal. switch, Auxiliary switches 2NO+2NC, without Closing coil (CC), manual operating mechanism with mechanical closing, without Remote trip alarm reset coil (RR), without 2nd shunt trip, without 1st Shunt trip | 107370 | 1 | Z\ | 1
3WA1106-4EF31-0AA0 |  | Withdrawable circuit breaker with guide frame, IEC 60947-2, frame size 1, 3-poles, In=630A up to 690V AC 50/60Hz, breaking capacity M Icu=85/66kA at 500/690V, Trip unit ETU600 LSIG upgrade ready , colordisplay, bluetooth and USB interface, Protection LT, ST, INST, GFx, N-protection required an external N-sensor, incl. trip alarm switch (1xCO), rear connection vertical, guide frame with shutter and w/o position signalling switch, with internal voltage tap on lower stab of circuit breaker, with voltage tap module VTM680 and power supply of ETU600, able to communication, integrated metering type PMF-1 Energy Efficiency, Voltage, Active energy Ea Manual operating mechanism with mechanical closing, without Spring charging motor, Ready-to-close signal. switch, Auxiliary switches 2NO+2NC, without Closing coil (CC), manual operating mechanism with mechanical closing, without Remote trip alarm reset coil (RR), without 2nd shunt trip, without 1st Shunt trip | 111870 | 1 | Z\ | 1
3WA1106-4EF32-0AA0 |  | Withdrawable circuit breaker with guide frame, IEC 60947-2, frame size 1, 3-poles, In=630A up to 690V AC 50/60Hz, breaking capacity M Icu=85/66kA at 500/690V, Trip unit ETU600 LSIG upgrade ready , colordisplay, bluetooth and USB interface, Protection LT, ST, INST, GFx, N-protection required an external N-sensor, incl. trip alarm switch (1xCO), rear connection horizontal, guide frame with shutter and w/o position signalling switch, with internal voltage tap on lower stab of circuit breaker, with voltage tap module VTM680 and power supply of ETU600, able to communication, integrated metering type PMF-1 Energy Efficiency, Voltage, Active energy Ea Manual operating mechanism with mechanical closing, without Spring charging motor, Ready-to-close signal. switch, Auxiliary switches 2NO+2NC, without Closing coil (CC), manual operating mechanism with mechanical closing, without Remote trip alarm reset coil (RR), without 2nd shunt trip, without 1st Shunt trip | 108870 | 1 | Z\ | 1
3WA1106-4EF33-0AA0 |  | Withdrawable circuit breaker with guide frame, IEC 60947-2, frame size 1, 3-poles, In=630A up to 690V AC 50/60Hz, breaking capacity M Icu=85/66kA at 500/690V, Trip unit ETU600 LSIG upgrade ready , colordisplay, bluetooth and USB interface, Protection LT, ST, INST, GFx, N-protection required an external N-sensor, incl. trip alarm switch (1xCO), front connection double hole, guide frame with shutter and w/o position signalling switch, with internal voltage tap on lower stab of circuit breaker, with voltage tap module VTM680 and power supply of ETU600, able to communication, integrated metering type PMF-1 Energy Efficiency, Voltage, Active energy Ea Manual operating mechanism with mechanical closing, without Spring charging motor, Ready-to-close signal. switch, Auxiliary switches 2NO+2NC, without Closing coil (CC), manual operating mechanism with mechanical closing, without Remote trip alarm reset coil (RR), without 2nd shunt trip, without 1st Shunt trip | 117870 | 1 | Z\ | 1
3WA1106-4EF34-0AA0 |  | Withdrawable circuit breaker with guide frame, IEC 60947-2, frame size 1, 3-poles, In=630A up to 690V AC 50/60Hz, breaking capacity M Icu=85/66kA at 500/690V, Trip unit ETU600 LSIG upgrade ready , colordisplay, bluetooth and USB interface, Protection LT, ST, INST, GFx, N-protection required an external N-sensor, incl. trip alarm switch (1xCO), rear connection flange, guide frame with shutter and w/o position signalling switch, with internal voltage tap on lower stab of circuit breaker, with voltage tap module VTM680 and power supply of ETU600, able to communication, integrated metering type PMF-1 Energy Efficiency, Voltage, Active energy Ea Manual operating mechanism with mechanical closing, without Spring charging motor, Ready-to-close signal. switch, Auxiliary switches 2NO+2NC, without Closing coil (CC), manual operating mechanism with mechanical closing, without Remote trip alarm reset coil (RR), without 2nd shunt trip, without 1st Shunt trip | 108870 | 1 | Z\ | 1
3WA1106-4EF41-0AA0 |  | Withdrawable circuit breaker with guide frame, IEC 60947-2, frame size 1, 4-poles, N-pole left, In=630A up to 690V AC 50/60Hz, breaking capacity M Icu=85/66kA at 500/690V, Trip unit ETU600 LSIG upgrade ready , colordisplay, bluetooth and USB interface, Protection LT, ST, INST, GFx, include N-protection, (internal N-sensor available), incl. trip alarm switch (1xCO), rear connection vertical, guide frame with shutter and w/o position signalling switch, with internal voltage tap on lower stab of circuit breaker, with voltage tap module VTM680 and power supply of ETU600, able to communication, integrated metering type PMF-1 Energy Efficiency, Voltage, Active energy Ea Manual operating mechanism with mechanical closing, without Spring charging motor, Ready-to-close signal. switch, Auxiliary switches 2NO+2NC, without Closing coil (CC), manual operating mechanism with mechanical closing, without Remote trip alarm reset coil (RR), without 2nd shunt trip, without 1st Shunt trip | 140870 | 1 | Z\ | 1
3WA1106-4EF42-0AA0 |  | Withdrawable circuit breaker with guide frame, IEC 60947-2, frame size 1, 4-poles, N-pole left, In=630A up to 690V AC 50/60Hz, breaking capacity M Icu=85/66kA at 500/690V, Trip unit ETU600 LSIG upgrade ready , colordisplay, bluetooth and USB interface, Protection LT, ST, INST, GFx, include N-protection, (internal N-sensor available), incl. trip alarm switch (1xCO), rear connection horizontal, guide frame with shutter and w/o position signalling switch, with internal voltage tap on lower stab of circuit breaker, with voltage tap module VTM680 and power supply of ETU600, able to communication, integrated metering type PMF-1 Energy Efficiency, Voltage, Active energy Ea Manual operating mechanism with mechanical closing, without Spring charging motor, Ready-to-close signal. switch, Auxiliary switches 2NO+2NC, without Closing coil (CC), manual operating mechanism with mechanical closing, without Remote trip alarm reset coil (RR), without 2nd shunt trip, without 1st Shunt trip | 137870 | 1 | Z\ | 1
3WA1106-4EF43-0AA0 |  | Withdrawable circuit breaker with guide frame, IEC 60947-2, frame size 1, 4-poles, N-pole left, In=630A up to 690V AC 50/60Hz, breaking capacity M Icu=85/66kA at 500/690V, Trip unit ETU600 LSIG upgrade ready , colordisplay, bluetooth and USB interface, Protection LT, ST, INST, GFx, include N-protection, (internal N-sensor available), incl. trip alarm switch (1xCO), front connection double hole, guide frame with shutter and w/o position signalling switch, with internal voltage tap on lower stab of circuit breaker, with voltage tap module VTM680 and power supply of ETU600, able to communication, integrated metering type PMF-1 Energy Efficiency, Voltage, Active energy Ea Manual operating mechanism with mechanical closing, without Spring charging motor, Ready-to-close signal. switch, Auxiliary switches 2NO+2NC, without Closing coil (CC), manual operating mechanism with mechanical closing, without Remote trip alarm reset coil (RR), without 2nd shunt trip, without 1st Shunt trip | 148870 | 1 | Z\ | 1
3WA1106-4EF44-0AA0 |  | Withdrawable circuit breaker with guide frame, IEC 60947-2, frame size 1, 4-poles, N-pole left, In=630A up to 690V AC 50/60Hz, breaking capacity M Icu=85/66kA at 500/690V, Trip unit ETU600 LSIG upgrade ready , colordisplay, bluetooth and USB interface, Protection LT, ST, INST, GFx, include N-protection, (internal N-sensor available), incl. trip alarm switch (1xCO), rear connection flange, guide frame with shutter and w/o position signalling switch, with internal voltage tap on lower stab of circuit breaker, with voltage tap module VTM680 and power supply of ETU600, able to communication, integrated metering type PMF-1 Energy Efficiency, Voltage, Active energy Ea Manual operating mechanism with mechanical closing, without Spring charging motor, Ready-to-close signal. switch, Auxiliary switches 2NO+2NC, without Closing coil (CC), manual operating mechanism with mechanical closing, without Remote trip alarm reset coil (RR), without 2nd shunt trip, without 1st Shunt trip | 137870 | 1 | Z\ | 1
3WA1106-4FE01-0AA0 |  | Fixed-mounted circuit breaker IEC 60947-2, frame size 1, 3-poles, In=630A up to 690V AC 50/60Hz, breaking capacity M Icu=85/66kA at 500/690V, Trip unit ETU600 LSI upgrade ready , colordisplay, bluetooth and USB interface, Protection LT, ST, INST, N-protection required an external N-sensor, incl. trip alarm switch (1xCO), rear connection vertical, with internal voltage tap on lower stab of circuit breaker, with voltage tap module VTM680 and power supply of ETU600, able to communication, integrated metering type PMF-2 Basic Power Monitoring, Voltage, Energy, Power, Power factor, Frequency, Unbalance, Temperature, Manual operating mechanism with mechanical closing, without Spring charging motor, Ready-to-close signal. switch, Auxiliary switches 2NO+2NC, without Closing coil (CC), manual operating mechanism with mechanical closing, without Remote trip alarm reset coil (RR), without 2nd shunt trip, without 1st Shunt trip | 80900 | 1 | Z\ | 1
3WA1106-4FE02-0AA0 |  | Fixed-mounted circuit breaker IEC 60947-2, frame size 1, 3-poles, In=630A up to 690V AC 50/60Hz, breaking capacity M Icu=85/66kA at 500/690V, Trip unit ETU600 LSI upgrade ready , colordisplay, bluetooth and USB interface, Protection LT, ST, INST, N-protection required an external N-sensor, incl. trip alarm switch (1xCO), rear connection horizontal, with internal voltage tap on lower stab of circuit breaker, with voltage tap module VTM680 and power supply of ETU600, able to communication, integrated metering type PMF-2 Basic Power Monitoring, Voltage, Energy, Power, Power factor, Frequency, Unbalance, Temperature, Manual operating mechanism with mechanical closing, without Spring charging motor, Ready-to-close signal. switch, Auxiliary switches 2NO+2NC, without Closing coil (CC), manual operating mechanism with mechanical closing, without Remote trip alarm reset coil (RR), without 2nd shunt trip, without 1st Shunt trip | 79200 | 1 | Z\ | 1
3WA1106-4FE03-0AA0 |  | Fixed-mounted circuit breaker IEC 60947-2, frame size 1, 3-poles, In=630A up to 690V AC 50/60Hz, breaking capacity M Icu=85/66kA at 500/690V, Trip unit ETU600 LSI upgrade ready , colordisplay, bluetooth and USB interface, Protection LT, ST, INST, N-protection required an external N-sensor, incl. trip alarm switch (1xCO), front connection double hole, with internal voltage tap on lower stab of circuit breaker, with voltage tap module VTM680 and power supply of ETU600, able to communication, integrated metering type PMF-2 Basic Power Monitoring, Voltage, Energy, Power, Power factor, Frequency, Unbalance, Temperature, Manual operating mechanism with mechanical closing, without Spring charging motor, Ready-to-close signal. switch, Auxiliary switches 2NO+2NC, without Closing coil (CC), manual operating mechanism with mechanical closing, without Remote trip alarm reset coil (RR), without 2nd shunt trip, without 1st Shunt trip | 84200 | 1 | Z\ | 1
3WA1106-4FE11-0AA0 |  | Fixed-mounted circuit breaker IEC 60947-2, frame size 1, 4-poles, N-pole left, In=630A up to 690V AC 50/60Hz, breaking capacity M Icu=85/66kA at 500/690V, Trip unit ETU600 LSI upgrade ready , colordisplay, bluetooth and USB interface, Protection LT, ST, INST, include N-protection, (internal N-sensor available), incl. trip alarm switch (1xCO), rear connection vertical, with internal voltage tap on lower stab of circuit breaker, with voltage tap module VTM680 and power supply of ETU600, able to communication, integrated metering type PMF-2 Basic Power Monitoring, Voltage, Energy, Power, Power factor, Frequency, Unbalance, Temperature, Manual operating mechanism with mechanical closing, without Spring charging motor, Ready-to-close signal. switch, Auxiliary switches 2NO+2NC, without Closing coil (CC), manual operating mechanism with mechanical closing, without Remote trip alarm reset coil (RR), without 2nd shunt trip, without 1st Shunt trip | 101100 | 1 | Z\ | 1
3WA1106-4FE12-0AA0 |  | Fixed-mounted circuit breaker IEC 60947-2, frame size 1, 4-poles, N-pole left, In=630A up to 690V AC 50/60Hz, breaking capacity M Icu=85/66kA at 500/690V, Trip unit ETU600 LSI upgrade ready , colordisplay, bluetooth and USB interface, Protection LT, ST, INST, include N-protection, (internal N-sensor available), incl. trip alarm switch (1xCO), rear connection horizontal, with internal voltage tap on lower stab of circuit breaker, with voltage tap module VTM680 and power supply of ETU600, able to communication, integrated metering type PMF-2 Basic Power Monitoring, Voltage, Energy, Power, Power factor, Frequency, Unbalance, Temperature, Manual operating mechanism with mechanical closing, without Spring charging motor, Ready-to-close signal. switch, Auxiliary switches 2NO+2NC, without Closing coil (CC), manual operating mechanism with mechanical closing, without Remote trip alarm reset coil (RR), without 2nd shunt trip, without 1st Shunt trip | 98900 | 1 | Z\ | 1
3WA1106-4FE13-0AA0 |  | Fixed-mounted circuit breaker IEC 60947-2, frame size 1, 4-poles, N-pole left, In=630A up to 690V AC 50/60Hz, breaking capacity M Icu=85/66kA at 500/690V, Trip unit ETU600 LSI upgrade ready , colordisplay, bluetooth and USB interface, Protection LT, ST, INST, include N-protection, (internal N-sensor available), incl. trip alarm switch (1xCO), front connection double hole, with internal voltage tap on lower stab of circuit breaker, with voltage tap module VTM680 and power supply of ETU600, able to communication, integrated metering type PMF-2 Basic Power Monitoring, Voltage, Energy, Power, Power factor, Frequency, Unbalance, Temperature, Manual operating mechanism with mechanical closing, without Spring charging motor, Ready-to-close signal. switch, Auxiliary switches 2NO+2NC, without Closing coil (CC), manual operating mechanism with mechanical closing, without Remote trip alarm reset coil (RR), without 2nd shunt trip, without 1st Shunt trip | 105600 | 1 | Z\ | 1
3WA1106-4FE21-0AA0 |  | fixed-mounted circuit breaker, IEC 60947-2, size 1, 4-pole, N pole on right, In=630 A up to 690 V AC 50/60 Hz, breaking capacity M Icu=85/66 kA at 500/690 V, tripping unit ETU600 LSI upgradeable, color display, Bluetooth, USB interface, basic protection LT, ST, INST, including protection of the N conductor (internal neutral point sensor available), trip alarm switch (1 x CO), connection at rear vertical, with internal voltage tap on lower stab of circuit breaker, with voltage tap module VTM680 and power supply of ETU600, able to communication, integrated metering type PMF-2 Basic Power Monitoring, Voltage, Energy, Power, Power factor, Frequency, Unbalance, Temperature, Manual operating mechanism with mechanical closing, without Spring charging motor, Ready-to-close signal. switch, Auxiliary switches 2NO+2NC, without Closing coil (CC), manual operating mechanism with mechanical closing, without Remote trip alarm reset coil (RR), without 2nd shunt trip, without 1st Shunt trip | 101100 | 1 | Z\ | 1
3WA1106-4FE22-0AA0 |  | fixed-mounted circuit breaker, IEC 60947-2, size 1, 4-pole, N pole on right, In=630 A up to 690 V AC 50/60 Hz, breaking capacity M Icu=85/66 kA at 500/690 V, tripping unit ETU600 LSI upgradeable, color display, Bluetooth, USB interface, basic protection LT, ST, INST, including protection of the N conductor (internal neutral point sensor available), trip alarm switch (1 x CO), connection at rear horizontal with internal voltage tap on lower stab of circuit breaker, with voltage tap module VTM680 and power supply of ETU600, able to communication, integrated metering type PMF-2 Basic Power Monitoring, Voltage, Energy, Power, Power factor, Frequency, Unbalance, Temperature, Manual operating mechanism with mechanical closing, without Spring charging motor, Ready-to-close signal. switch, Auxiliary switches 2NO+2NC, without Closing coil (CC), manual operating mechanism with mechanical closing, without Remote trip alarm reset coil (RR), without 2nd shunt trip, without 1st Shunt trip | 98900 | 1 | Z\ | 1
3WA1106-4FE23-0AA0 |  | fixed-mounted circuit breaker, IEC 60947-2, size 1, 4-pole, N pole on right, In=630 A up to 690 V AC 50/60 Hz, breaking capacity M Icu=85/66 kA at 500/690 V, tripping unit ETU600 LSI upgradeable, color display, Bluetooth, USB interface, basic protection LT, ST, INST, including protection of the N conductor (internal neutral point sensor available), trip alarm switch (1 x CO), front connection double hole, with internal voltage tap on lower stab of circuit breaker, with voltage tap module VTM680 and power supply of ETU600, able to communication, integrated metering type PMF-2 Basic Power Monitoring, Voltage, Energy, Power, Power factor, Frequency, Unbalance, Temperature, Manual operating mechanism with mechanical closing, without Spring charging motor, Ready-to-close signal. switch, Auxiliary switches 2NO+2NC, without Closing coil (CC), manual operating mechanism with mechanical closing, without Remote trip alarm reset coil (RR), without 2nd shunt trip, without 1st Shunt trip | 105600 | 1 | Z\ | 1
3WA1106-4FE31-0AA0 |  | Withdrawable circuit breaker with guide frame, IEC 60947-2, frame size 1, 3-poles, In=630A up to 690V AC 50/60Hz, breaking capacity M Icu=85/66kA at 500/690V, Trip unit ETU600 LSI upgrade ready , colordisplay, bluetooth and USB interface, Protection LT, ST, INST, N-protection required an external N-sensor, incl. trip alarm switch (1xCO), rear connection vertical, guide frame with shutter and w/o position signalling switch, with internal voltage tap on lower stab of circuit breaker, with voltage tap module VTM680 and power supply of ETU600, able to communication, integrated metering type PMF-2 Basic Power Monitoring, Voltage, Energy, Power, Power factor, Frequency, Unbalance, Temperature, Manual operating mechanism with mechanical closing, without Spring charging motor, Ready-to-close signal. switch, Auxiliary switches 2NO+2NC, without Closing coil (CC), manual operating mechanism with mechanical closing, without Remote trip alarm reset coil (RR), without 2nd shunt trip, without 1st Shunt trip | 110000 | 1 | Z\ | 1
3WA1106-4FE32-0AA0 |  | Withdrawable circuit breaker with guide frame, IEC 60947-2, frame size 1, 3-poles, In=630A up to 690V AC 50/60Hz, breaking capacity M Icu=85/66kA at 500/690V, Trip unit ETU600 LSI upgrade ready , colordisplay, bluetooth and USB interface, Protection LT, ST, INST, N-protection required an external N-sensor, incl. trip alarm switch (1xCO), rear connection horizontal, guide frame with shutter and w/o position signalling switch, with internal voltage tap on lower stab of circuit breaker, with voltage tap module VTM680 and power supply of ETU600, able to communication, integrated metering type PMF-2 Basic Power Monitoring, Voltage, Energy, Power, Power factor, Frequency, Unbalance, Temperature, Manual operating mechanism with mechanical closing, without Spring charging motor, Ready-to-close signal. switch, Auxiliary switches 2NO+2NC, without Closing coil (CC), manual operating mechanism with mechanical closing, without Remote trip alarm reset coil (RR), without 2nd shunt trip, without 1st Shunt trip | 107100 | 1 | Z\ | 1
3WA1106-4FE33-0AA0 |  | Withdrawable circuit breaker with guide frame, IEC 60947-2, frame size 1, 3-poles, In=630A up to 690V AC 50/60Hz, breaking capacity M Icu=85/66kA at 500/690V, Trip unit ETU600 LSI upgrade ready , colordisplay, bluetooth and USB interface, Protection LT, ST, INST, N-protection required an external N-sensor, incl. trip alarm switch (1xCO), front connection double hole, guide frame with shutter and w/o position signalling switch, with internal voltage tap on lower stab of circuit breaker, with voltage tap module VTM680 and power supply of ETU600, able to communication, integrated metering type PMF-2 Basic Power Monitoring, Voltage, Energy, Power, Power factor, Frequency, Unbalance, Temperature, Manual operating mechanism with mechanical closing, without Spring charging motor, Ready-to-close signal. switch, Auxiliary switches 2NO+2NC, without Closing coil (CC), manual operating mechanism with mechanical closing, without Remote trip alarm reset coil (RR), without 2nd shunt trip, without 1st Shunt trip | 115700 | 1 | Z\ | 1
3WA1106-4FE34-0AA0 |  | Withdrawable circuit breaker with guide frame, IEC 60947-2, frame size 1, 3-poles, In=630A up to 690V AC 50/60Hz, breaking capacity M Icu=85/66kA at 500/690V, Trip unit ETU600 LSI upgrade ready , colordisplay, bluetooth and USB interface, Protection LT, ST, INST, N-protection required an external N-sensor, incl. trip alarm switch (1xCO), rear connection flange, guide frame with shutter and w/o position signalling switch, with internal voltage tap on lower stab of circuit breaker, with voltage tap module VTM680 and power supply of ETU600, able to communication, integrated metering type PMF-2 Basic Power Monitoring, Voltage, Energy, Power, Power factor, Frequency, Unbalance, Temperature, Manual operating mechanism with mechanical closing, without Spring charging motor, Ready-to-close signal. switch, Auxiliary switches 2NO+2NC, without Closing coil (CC), manual operating mechanism with mechanical closing, without Remote trip alarm reset coil (RR), without 2nd shunt trip, without 1st Shunt trip | 107100 | 1 | Z\ | 1
3WA1106-4FE41-0AA0 |  | Withdrawable circuit breaker with guide frame, IEC 60947-2, frame size 1, 4-poles, N-pole left, In=630A up to 690V AC 50/60Hz, breaking capacity M Icu=85/66kA at 500/690V, Trip unit ETU600 LSI upgrade ready , colordisplay, bluetooth and USB interface, Protection LT, ST, INST, include N-protection, (internal N-sensor available), incl. trip alarm switch (1xCO), rear connection vertical, guide frame with shutter and w/o position signalling switch, with internal voltage tap on lower stab of circuit breaker, with voltage tap module VTM680 and power supply of ETU600, able to communication, integrated metering type PMF-2 Basic Power Monitoring, Voltage, Energy, Power, Power factor, Frequency, Unbalance, Temperature, Manual operating mechanism with mechanical closing, without Spring charging motor, Ready-to-close signal. switch, Auxiliary switches 2NO+2NC, without Closing coil (CC), manual operating mechanism with mechanical closing, without Remote trip alarm reset coil (RR), without 2nd shunt trip, without 1st Shunt trip | 139700 | 1 | Z\ | 1
3WA1106-4FE42-0AA0 |  | Withdrawable circuit breaker with guide frame, IEC 60947-2, frame size 1, 4-poles, N-pole left, In=630A up to 690V AC 50/60Hz, breaking capacity M Icu=85/66kA at 500/690V, Trip unit ETU600 LSI upgrade ready , colordisplay, bluetooth and USB interface, Protection LT, ST, INST, include N-protection, (internal N-sensor available), incl. trip alarm switch (1xCO), rear connection horizontal, guide frame with shutter and w/o position signalling switch, with internal voltage tap on lower stab of circuit breaker, with voltage tap module VTM680 and power supply of ETU600, able to communication, integrated metering type PMF-2 Basic Power Monitoring, Voltage, Energy, Power, Power factor, Frequency, Unbalance, Temperature, Manual operating mechanism with mechanical closing, without Spring charging motor, Ready-to-close signal. switch, Auxiliary switches 2NO+2NC, without Closing coil (CC), manual operating mechanism with mechanical closing, without Remote trip alarm reset coil (RR), without 2nd shunt trip, without 1st Shunt trip | 135700 | 1 | Z\ | 1
3WA1106-4FE43-0AA0 |  | Withdrawable circuit breaker with guide frame, IEC 60947-2, frame size 1, 4-poles, N-pole left, In=630A up to 690V AC 50/60Hz, breaking capacity M Icu=85/66kA at 500/690V, Trip unit ETU600 LSI upgrade ready , colordisplay, bluetooth and USB interface, Protection LT, ST, INST, include N-protection, (internal N-sensor available), incl. trip alarm switch (1xCO), front connection double hole, guide frame with shutter and w/o position signalling switch, with internal voltage tap on lower stab of circuit breaker, with voltage tap module VTM680 and power supply of ETU600, able to communication, integrated metering type PMF-2 Basic Power Monitoring, Voltage, Energy, Power, Power factor, Frequency, Unbalance, Temperature, Manual operating mechanism with mechanical closing, without Spring charging motor, Ready-to-close signal. switch, Auxiliary switches 2NO+2NC, without Closing coil (CC), manual operating mechanism with mechanical closing, without Remote trip alarm reset coil (RR), without 2nd shunt trip, without 1st Shunt trip | 146700 | 1 | Z\ | 1
3WA1106-4FE44-0AA0 |  | Withdrawable circuit breaker with guide frame, IEC 60947-2, frame size 1, 4-poles, N-pole left, In=630A up to 690V AC 50/60Hz, breaking capacity M Icu=85/66kA at 500/690V, Trip unit ETU600 LSI upgrade ready , colordisplay, bluetooth and USB interface, Protection LT, ST, INST, include N-protection, (internal N-sensor available), incl. trip alarm switch (1xCO), rear connection flange, guide frame with shutter and w/o position signalling switch, with internal voltage tap on lower stab of circuit breaker, with voltage tap module VTM680 and power supply of ETU600, able to communication, integrated metering type PMF-2 Basic Power Monitoring, Voltage, Energy, Power, Power factor, Frequency, Unbalance, Temperature, Manual operating mechanism with mechanical closing, without Spring charging motor, Ready-to-close signal. switch, Auxiliary switches 2NO+2NC, without Closing coil (CC), manual operating mechanism with mechanical closing, without Remote trip alarm reset coil (RR), without 2nd shunt trip, without 1st Shunt trip | 135700 | 1 | Z\ | 1
3WA1106-4FF01-0AA0 |  | Fixed-mounted circuit breaker IEC 60947-2, frame size 1, 3-poles, In=630A up to 690V AC 50/60Hz, breaking capacity M Icu=85/66kA at 500/690V, Trip unit ETU600 LSIG upgrade ready , colordisplay, bluetooth and USB interface, Protection LT, ST, INST, GFx, N-protection required an external N-sensor, incl. trip alarm switch (1xCO), rear connection vertical, with internal voltage tap on lower stab of circuit breaker, with voltage tap module VTM680 and power supply of ETU600, able to communication, integrated metering type PMF-2 Basic Power Monitoring, Voltage, Energy, Power, Power factor, Frequency, Unbalance, Temperature, Manual operating mechanism with mechanical closing, without Spring charging motor, Ready-to-close signal. switch, Auxiliary switches 2NO+2NC, without Closing coil (CC), manual operating mechanism with mechanical closing, without Remote trip alarm reset coil (RR), without 2nd shunt trip, without 1st Shunt trip | 91500 | 1 | Z\ | 1
3WA1106-4FF02-0AA0 |  | Fixed-mounted circuit breaker IEC 60947-2, frame size 1, 3-poles, In=630A up to 690V AC 50/60Hz, breaking capacity M Icu=85/66kA at 500/690V, Trip unit ETU600 LSIG upgrade ready , colordisplay, bluetooth and USB interface, Protection LT, ST, INST, GFx, N-protection required an external N-sensor, incl. trip alarm switch (1xCO), rear connection horizontal, with internal voltage tap on lower stab of circuit breaker, with voltage tap module VTM680 and power supply of ETU600, able to communication, integrated metering type PMF-2 Basic Power Monitoring, Voltage, Energy, Power, Power factor, Frequency, Unbalance, Temperature, Manual operating mechanism with mechanical closing, without Spring charging motor, Ready-to-close signal. switch, Auxiliary switches 2NO+2NC, without Closing coil (CC), manual operating mechanism with mechanical closing, without Remote trip alarm reset coil (RR), without 2nd shunt trip, without 1st Shunt trip | 89900 | 1 | Z\ | 1
3WA1106-4FF03-0AA0 |  | Fixed-mounted circuit breaker IEC 60947-2, frame size 1, 3-poles, In=630A up to 690V AC 50/60Hz, breaking capacity M Icu=85/66kA at 500/690V, Trip unit ETU600 LSIG upgrade ready , colordisplay, bluetooth and USB interface, Protection LT, ST, INST, GFx, N-protection required an external N-sensor, incl. trip alarm switch (1xCO), front connection double hole, with internal voltage tap on lower stab of circuit breaker, with voltage tap module VTM680 and power supply of ETU600, able to communication, integrated metering type PMF-2 Basic Power Monitoring, Voltage, Energy, Power, Power factor, Frequency, Unbalance, Temperature, Manual operating mechanism with mechanical closing, without Spring charging motor, Ready-to-close signal. switch, Auxiliary switches 2NO+2NC, without Closing coil (CC), manual operating mechanism with mechanical closing, without Remote trip alarm reset coil (RR), without 2nd shunt trip, without 1st Shunt trip | 94900 | 1 | Z\ | 1
3WA1106-4FF11-0AA0 |  | Fixed-mounted circuit breaker IEC 60947-2, frame size 1, 4-poles, N-pole left, In=630A up to 690V AC 50/60Hz, breaking capacity M Icu=85/66kA at 500/690V, Trip unit ETU600 LSIG upgrade ready , colordisplay, bluetooth and USB interface, Protection LT, ST, INST, GFx, include N-protection, (internal N-sensor available), incl. trip alarm switch (1xCO), rear connection vertical, with internal voltage tap on lower stab of circuit breaker, with voltage tap module VTM680 and power supply of ETU600, able to communication, integrated metering type PMF-2 Basic Power Monitoring, Voltage, Energy, Power, Power factor, Frequency, Unbalance, Temperature, Manual operating mechanism with mechanical closing, without Spring charging motor, Ready-to-close signal. switch, Auxiliary switches 2NO+2NC, without Closing coil (CC), manual operating mechanism with mechanical closing, without Remote trip alarm reset coil (RR), without 2nd shunt trip, without 1st Shunt trip | 111800 | 1 | Z\ | 1
3WA1106-4FF12-0AA0 |  | Fixed-mounted circuit breaker IEC 60947-2, frame size 1, 4-poles, N-pole left, In=630A up to 690V AC 50/60Hz, breaking capacity M Icu=85/66kA at 500/690V, Trip unit ETU600 LSIG upgrade ready , colordisplay, bluetooth and USB interface, Protection LT, ST, INST, GFx, include N-protection, (internal N-sensor available), incl. trip alarm switch (1xCO), rear connection horizontal, with internal voltage tap on lower stab of circuit breaker, with voltage tap module VTM680 and power supply of ETU600, able to communication, integrated metering type PMF-2 Basic Power Monitoring, Voltage, Energy, Power, Power factor, Frequency, Unbalance, Temperature, Manual operating mechanism with mechanical closing, without Spring charging motor, Ready-to-close signal. switch, Auxiliary switches 2NO+2NC, without Closing coil (CC), manual operating mechanism with mechanical closing, without Remote trip alarm reset coil (RR), without 2nd shunt trip, without 1st Shunt trip | 109600 | 1 | Z\ | 1
3WA1106-4FF13-0AA0 |  | Fixed-mounted circuit breaker IEC 60947-2, frame size 1, 4-poles, N-pole left, In=630A up to 690V AC 50/60Hz, breaking capacity M Icu=85/66kA at 500/690V, Trip unit ETU600 LSIG upgrade ready , colordisplay, bluetooth and USB interface, Protection LT, ST, INST, GFx, include N-protection, (internal N-sensor available), incl. trip alarm switch (1xCO), front connection double hole, with internal voltage tap on lower stab of circuit breaker, with voltage tap module VTM680 and power supply of ETU600, able to communication, integrated metering type PMF-2 Basic Power Monitoring, Voltage, Energy, Power, Power factor, Frequency, Unbalance, Temperature, Manual operating mechanism with mechanical closing, without Spring charging motor, Ready-to-close signal. switch, Auxiliary switches 2NO+2NC, without Closing coil (CC), manual operating mechanism with mechanical closing, without Remote trip alarm reset coil (RR), without 2nd shunt trip, without 1st Shunt trip | 116200 | 1 | Z\ | 1
3WA1106-4FF21-0AA0 |  | fixed-mounted circuit breaker, IEC 60947-2, size 1, 4-pole, N pole on right, In=630 A up to 690 V AC 50/60 Hz, breaking capacity M Icu=85/66 kA at 500/690 V, tripping unit ETU600 LSIG upgradeable, color display, Bluetooth, USB interface, basic protection LT, ST, INST, GFx, including protection of the N conductor (internal neutral point sensor available), trip alarm switch (1 x CO), connection at rear vertical, with internal voltage tap on lower stab of circuit breaker, with voltage tap module VTM680 and power supply of ETU600, able to communication, integrated metering type PMF-2 Basic Power Monitoring, Voltage, Energy, Power, Power factor, Frequency, Unbalance, Temperature, Manual operating mechanism with mechanical closing, without Spring charging motor, Ready-to-close signal. switch, Auxiliary switches 2NO+2NC, without Closing coil (CC), manual operating mechanism with mechanical closing, without Remote trip alarm reset coil (RR), without 2nd shunt trip, without 1st Shunt trip | 111800 | 1 | Z\ | 1
3WA1106-4FF22-0AA0 |  | fixed-mounted circuit breaker, IEC 60947-2, size 1, 4-pole, N pole on right, In=630 A up to 690 V AC 50/60 Hz, breaking capacity M Icu=85/66 kA at 500/690 V, tripping unit ETU600 LSIG upgradeable, color display, Bluetooth, USB interface, basic protection LT, ST, INST, GFx, including protection of the N conductor (internal neutral point sensor available), trip alarm switch (1 x CO), connection at rear horizontal with internal voltage tap on lower stab of circuit breaker, with voltage tap module VTM680 and power supply of ETU600, able to communication, integrated metering type PMF-2 Basic Power Monitoring, Voltage, Energy, Power, Power factor, Frequency, Unbalance, Temperature, Manual operating mechanism with mechanical closing, without Spring charging motor, Ready-to-close signal. switch, Auxiliary switches 2NO+2NC, without Closing coil (CC), manual operating mechanism with mechanical closing, without Remote trip alarm reset coil (RR), without 2nd shunt trip, without 1st Shunt trip | 109600 | 1 | Z\ | 1
3WA1106-4FF23-0AA0 |  | fixed-mounted circuit breaker, IEC 60947-2, size 1, 4-pole, N pole on right, In=630 A up to 690 V AC 50/60 Hz, breaking capacity M Icu=85/66 kA at 500/690 V, tripping unit ETU600 LSIG upgradeable, color display, Bluetooth, USB interface, basic protection LT, ST, INST, GFx, including protection of the N conductor (internal neutral point sensor available), trip alarm switch (1 x CO), front connection double hole, with internal voltage tap on lower stab of circuit breaker, with voltage tap module VTM680 and power supply of ETU600, able to communication, integrated metering type PMF-2 Basic Power Monitoring, Voltage, Energy, Power, Power factor, Frequency, Unbalance, Temperature, Manual operating mechanism with mechanical closing, without Spring charging motor, Ready-to-close signal. switch, Auxiliary switches 2NO+2NC, without Closing coil (CC), manual operating mechanism with mechanical closing, without Remote trip alarm reset coil (RR), without 2nd shunt trip, without 1st Shunt trip | 116200 | 1 | Z\ | 1
3WA1106-4FF31-0AA0 |  | Withdrawable circuit breaker with guide frame, IEC 60947-2, frame size 1, 3-poles, In=630A up to 690V AC 50/60Hz, breaking capacity M Icu=85/66kA at 500/690V, Trip unit ETU600 LSIG upgrade ready , colordisplay, bluetooth and USB interface, Protection LT, ST, INST, GFx, N-protection required an external N-sensor, incl. trip alarm switch (1xCO), rear connection vertical, guide frame with shutter and w/o position signalling switch, with internal voltage tap on lower stab of circuit breaker, with voltage tap module VTM680 and power supply of ETU600, able to communication, integrated metering type PMF-2 Basic Power Monitoring, Voltage, Energy, Power, Power factor, Frequency, Unbalance, Temperature, Manual operating mechanism with mechanical closing, without Spring charging motor, Ready-to-close signal. switch, Auxiliary switches 2NO+2NC, without Closing coil (CC), manual operating mechanism with mechanical closing, without Remote trip alarm reset coil (RR), without 2nd shunt trip, without 1st Shunt trip | 120700 | 1 | Z\ | 1
3WA1106-4FF32-0AA0 |  | Withdrawable circuit breaker with guide frame, IEC 60947-2, frame size 1, 3-poles, In=630A up to 690V AC 50/60Hz, breaking capacity M Icu=85/66kA at 500/690V, Trip unit ETU600 LSIG upgrade ready , colordisplay, bluetooth and USB interface, Protection LT, ST, INST, GFx, N-protection required an external N-sensor, incl. trip alarm switch (1xCO), rear connection horizontal, guide frame with shutter and w/o position signalling switch, with internal voltage tap on lower stab of circuit breaker, with voltage tap module VTM680 and power supply of ETU600, able to communication, integrated metering type PMF-2 Basic Power Monitoring, Voltage, Energy, Power, Power factor, Frequency, Unbalance, Temperature, Manual operating mechanism with mechanical closing, without Spring charging motor, Ready-to-close signal. switch, Auxiliary switches 2NO+2NC, without Closing coil (CC), manual operating mechanism with mechanical closing, without Remote trip alarm reset coil (RR), without 2nd shunt trip, without 1st Shunt trip | 117700 | 1 | Z\ | 1
3WA1106-4FF33-0AA0 |  | Withdrawable circuit breaker with guide frame, IEC 60947-2, frame size 1, 3-poles, In=630A up to 690V AC 50/60Hz, breaking capacity M Icu=85/66kA at 500/690V, Trip unit ETU600 LSIG upgrade ready , colordisplay, bluetooth and USB interface, Protection LT, ST, INST, GFx, N-protection required an external N-sensor, incl. trip alarm switch (1xCO), front connection double hole, guide frame with shutter and w/o position signalling switch, with internal voltage tap on lower stab of circuit breaker, with voltage tap module VTM680 and power supply of ETU600, able to communication, integrated metering type PMF-2 Basic Power Monitoring, Voltage, Energy, Power, Power factor, Frequency, Unbalance, Temperature, Manual operating mechanism with mechanical closing, without Spring charging motor, Ready-to-close signal. switch, Auxiliary switches 2NO+2NC, without Closing coil (CC), manual operating mechanism with mechanical closing, without Remote trip alarm reset coil (RR), without 2nd shunt trip, without 1st Shunt trip | 126700 | 1 | Z\ | 1
3WA1106-4FF34-0AA0 |  | Withdrawable circuit breaker with guide frame, IEC 60947-2, frame size 1, 3-poles, In=630A up to 690V AC 50/60Hz, breaking capacity M Icu=85/66kA at 500/690V, Trip unit ETU600 LSIG upgrade ready , colordisplay, bluetooth and USB interface, Protection LT, ST, INST, GFx, N-protection required an external N-sensor, incl. trip alarm switch (1xCO), rear connection flange, guide frame with shutter and w/o position signalling switch, with internal voltage tap on lower stab of circuit breaker, with voltage tap module VTM680 and power supply of ETU600, able to communication, integrated metering type PMF-2 Basic Power Monitoring, Voltage, Energy, Power, Power factor, Frequency, Unbalance, Temperature, Manual operating mechanism with mechanical closing, without Spring charging motor, Ready-to-close signal. switch, Auxiliary switches 2NO+2NC, without Closing coil (CC), manual operating mechanism with mechanical closing, without Remote trip alarm reset coil (RR), without 2nd shunt trip, without 1st Shunt trip | 117700 | 1 | Z\ | 1
3WA1106-4FF41-0AA0 |  | Withdrawable circuit breaker with guide frame, IEC 60947-2, frame size 1, 4-poles, N-pole left, In=630A up to 690V AC 50/60Hz, breaking capacity M Icu=85/66kA at 500/690V, Trip unit ETU600 LSIG upgrade ready , colordisplay, bluetooth and USB interface, Protection LT, ST, INST, GFx, include N-protection, (internal N-sensor available), incl. trip alarm switch (1xCO), rear connection vertical, guide frame with shutter and w/o position signalling switch, with internal voltage tap on lower stab of circuit breaker, with voltage tap module VTM680 and power supply of ETU600, able to communication, integrated metering type PMF-2 Basic Power Monitoring, Voltage, Energy, Power, Power factor, Frequency, Unbalance, Temperature, Manual operating mechanism with mechanical closing, without Spring charging motor, Ready-to-close signal. switch, Auxiliary switches 2NO+2NC, without Closing coil (CC), manual operating mechanism with mechanical closing, without Remote trip alarm reset coil (RR), without 2nd shunt trip, without 1st Shunt trip | 149700 | 1 | Z\ | 1
3WA1106-4FF42-0AA0 |  | Withdrawable circuit breaker with guide frame, IEC 60947-2, frame size 1, 4-poles, N-pole left, In=630A up to 690V AC 50/60Hz, breaking capacity M Icu=85/66kA at 500/690V, Trip unit ETU600 LSIG upgrade ready , colordisplay, bluetooth and USB interface, Protection LT, ST, INST, GFx, include N-protection, (internal N-sensor available), incl. trip alarm switch (1xCO), rear connection horizontal, guide frame with shutter and w/o position signalling switch, with internal voltage tap on lower stab of circuit breaker, with voltage tap module VTM680 and power supply of ETU600, able to communication, integrated metering type PMF-2 Basic Power Monitoring, Voltage, Energy, Power, Power factor, Frequency, Unbalance, Temperature, Manual operating mechanism with mechanical closing, without Spring charging motor, Ready-to-close signal. switch, Auxiliary switches 2NO+2NC, without Closing coil (CC), manual operating mechanism with mechanical closing, without Remote trip alarm reset coil (RR), without 2nd shunt trip, without 1st Shunt trip | 146700 | 1 | Z\ | 1
3WA1106-4FF43-0AA0 |  | Withdrawable circuit breaker with guide frame, IEC 60947-2, frame size 1, 4-poles, N-pole left, In=630A up to 690V AC 50/60Hz, breaking capacity M Icu=85/66kA at 500/690V, Trip unit ETU600 LSIG upgrade ready , colordisplay, bluetooth and USB interface, Protection LT, ST, INST, GFx, include N-protection, (internal N-sensor available), incl. trip alarm switch (1xCO), front connection double hole, guide frame with shutter and w/o position signalling switch, with internal voltage tap on lower stab of circuit breaker, with voltage tap module VTM680 and power supply of ETU600, able to communication, integrated metering type PMF-2 Basic Power Monitoring, Voltage, Energy, Power, Power factor, Frequency, Unbalance, Temperature, Manual operating mechanism with mechanical closing, without Spring charging motor, Ready-to-close signal. switch, Auxiliary switches 2NO+2NC, without Closing coil (CC), manual operating mechanism with mechanical closing, without Remote trip alarm reset coil (RR), without 2nd shunt trip, without 1st Shunt trip | 157700 | 1 | Z\ | 1
3WA1106-4FF44-0AA0 |  | Withdrawable circuit breaker with guide frame, IEC 60947-2, frame size 1, 4-poles, N-pole left, In=630A up to 690V AC 50/60Hz, breaking capacity M Icu=85/66kA at 500/690V, Trip unit ETU600 LSIG upgrade ready , colordisplay, bluetooth and USB interface, Protection LT, ST, INST, GFx, include N-protection, (internal N-sensor available), incl. trip alarm switch (1xCO), rear connection flange, guide frame with shutter and w/o position signalling switch, with internal voltage tap on lower stab of circuit breaker, with voltage tap module VTM680 and power supply of ETU600, able to communication, integrated metering type PMF-2 Basic Power Monitoring, Voltage, Energy, Power, Power factor, Frequency, Unbalance, Temperature, Manual operating mechanism with mechanical closing, without Spring charging motor, Ready-to-close signal. switch, Auxiliary switches 2NO+2NC, without Closing coil (CC), manual operating mechanism with mechanical closing, without Remote trip alarm reset coil (RR), without 2nd shunt trip, without 1st Shunt trip | 146700 | 1 | Z\ | 1
3WA1106-4GE01-0AA0 |  | Fixed-mounted circuit breaker IEC 60947-2, frame size 1, 3-poles, In=630A up to 690V AC 50/60Hz, breaking capacity M Icu=85/66kA at 500/690V, Trip unit ETU600 LSI upgrade ready , colordisplay, bluetooth and USB interface, Protection LT, ST, INST, N-protection required an external N-sensor, incl. trip alarm switch (1xCO), rear connection vertical, with internal voltage tap on lower stab of circuit breaker, with voltage tap module VTM680 and power supply of ETU600, able to communication, integrated metering type PMF-3 Advanced Power Monitor., Voltage, Energy, Power, Power factor, Frequency, Unbalance, Temperature, Power quality, Manual operating mechanism with mechanical closing, without Spring charging motor, Ready-to-close signal. switch, Auxiliary switches 2NO+2NC, without Closing coil (CC), manual operating mechanism with mechanical closing, without Remote trip alarm reset coil (RR), without 2nd shunt trip, without 1st Shunt trip | 87300 | 1 | Z\ | 1
3WA1106-4GE02-0AA0 |  | Fixed-mounted circuit breaker IEC 60947-2, frame size 1, 3-poles, In=630A up to 690V AC 50/60Hz, breaking capacity M Icu=85/66kA at 500/690V, Trip unit ETU600 LSI upgrade ready , colordisplay, bluetooth and USB interface, Protection LT, ST, INST, N-protection required an external N-sensor, incl. trip alarm switch (1xCO), rear connection horizontal, with internal voltage tap on lower stab of circuit breaker, with voltage tap module VTM680 and power supply of ETU600, able to communication, integrated metering type PMF-3 Advanced Power Monitor., Voltage, Energy, Power, Power factor, Frequency, Unbalance, Temperature, Power quality, Manual operating mechanism with mechanical closing, without Spring charging motor, Ready-to-close signal. switch, Auxiliary switches 2NO+2NC, without Closing coil (CC), manual operating mechanism with mechanical closing, without Remote trip alarm reset coil (RR), without 2nd shunt trip, without 1st Shunt trip | 85600 | 1 | Z\ | 1
3WA1106-4GE03-0AA0 |  | Fixed-mounted circuit breaker IEC 60947-2, frame size 1, 3-poles, In=630A up to 690V AC 50/60Hz, breaking capacity M Icu=85/66kA at 500/690V, Trip unit ETU600 LSI upgrade ready , colordisplay, bluetooth and USB interface, Protection LT, ST, INST, N-protection required an external N-sensor, incl. trip alarm switch (1xCO), front connection double hole, with internal voltage tap on lower stab of circuit breaker, with voltage tap module VTM680 and power supply of ETU600, able to communication, integrated metering type PMF-3 Advanced Power Monitor., Voltage, Energy, Power, Power factor, Frequency, Unbalance, Temperature, Power quality, Manual operating mechanism with mechanical closing, without Spring charging motor, Ready-to-close signal. switch, Auxiliary switches 2NO+2NC, without Closing coil (CC), manual operating mechanism with mechanical closing, without Remote trip alarm reset coil (RR), without 2nd shunt trip, without 1st Shunt trip | 90600 | 1 | Z\ | 1
3WA1106-4GE11-0AA0 |  | Fixed-mounted circuit breaker IEC 60947-2, frame size 1, 4-poles, N-pole left, In=630A up to 690V AC 50/60Hz, breaking capacity M Icu=85/66kA at 500/690V, Trip unit ETU600 LSI upgrade ready , colordisplay, bluetooth and USB interface, Protection LT, ST, INST, include N-protection, (internal N-sensor available), incl. trip alarm switch (1xCO), rear connection vertical, with internal voltage tap on lower stab of circuit breaker, with voltage tap module VTM680 and power supply of ETU600, able to communication, integrated metering type PMF-3 Advanced Power Monitor., Voltage, Energy, Power, Power factor, Frequency, Unbalance, Temperature, Power quality, Manual operating mechanism with mechanical closing, without Spring charging motor, Ready-to-close signal. switch, Auxiliary switches 2NO+2NC, without Closing coil (CC), manual operating mechanism with mechanical closing, without Remote trip alarm reset coil (RR), without 2nd shunt trip, without 1st Shunt trip | 107500 | 1 | Z\ | 1
3WA1106-4GE12-0AA0 |  | Fixed-mounted circuit breaker IEC 60947-2, frame size 1, 4-poles, N-pole left, In=630A up to 690V AC 50/60Hz, breaking capacity M Icu=85/66kA at 500/690V, Trip unit ETU600 LSI upgrade ready , colordisplay, bluetooth and USB interface, Protection LT, ST, INST, include N-protection, (internal N-sensor available), incl. trip alarm switch (1xCO), rear connection horizontal, with internal voltage tap on lower stab of circuit breaker, with voltage tap module VTM680 and power supply of ETU600, able to communication, integrated metering type PMF-3 Advanced Power Monitor., Voltage, Energy, Power, Power factor, Frequency, Unbalance, Temperature, Power quality, Manual operating mechanism with mechanical closing, without Spring charging motor, Ready-to-close signal. switch, Auxiliary switches 2NO+2NC, without Closing coil (CC), manual operating mechanism with mechanical closing, without Remote trip alarm reset coil (RR), without 2nd shunt trip, without 1st Shunt trip | 105300 | 1 | Z\ | 1
3WA1106-4GE13-0AA0 |  | Fixed-mounted circuit breaker IEC 60947-2, frame size 1, 4-poles, N-pole left, In=630A up to 690V AC 50/60Hz, breaking capacity M Icu=85/66kA at 500/690V, Trip unit ETU600 LSI upgrade ready , colordisplay, bluetooth and USB interface, Protection LT, ST, INST, include N-protection, (internal N-sensor available), incl. trip alarm switch (1xCO), front connection double hole, with internal voltage tap on lower stab of circuit breaker, with voltage tap module VTM680 and power supply of ETU600, able to communication, integrated metering type PMF-3 Advanced Power Monitor., Voltage, Energy, Power, Power factor, Frequency, Unbalance, Temperature, Power quality, Manual operating mechanism with mechanical closing, without Spring charging motor, Ready-to-close signal. switch, Auxiliary switches 2NO+2NC, without Closing coil (CC), manual operating mechanism with mechanical closing, without Remote trip alarm reset coil (RR), without 2nd shunt trip, without 1st Shunt trip | 112000 | 1 | Z\ | 1
3WA1106-4GE21-0AA0 |  | fixed-mounted circuit breaker, IEC 60947-2, size 1, 4-pole, N pole on right, In=630 A up to 690 V AC 50/60 Hz, breaking capacity M Icu=85/66 kA at 500/690 V, tripping unit ETU600 LSI upgradeable, color display, Bluetooth, USB interface, basic protection LT, ST, INST, including protection of the N conductor (internal neutral point sensor available), trip alarm switch (1 x CO), connection at rear vertical, with internal voltage tap on lower stab of circuit breaker, with voltage tap module VTM680 and power supply of ETU600, able to communication, integrated metering type PMF-3 Advanced Power Monitor., Voltage, Energy, Power, Power factor, Frequency, Unbalance, Temperature, Power quality, Manual operating mechanism with mechanical closing, without Spring charging motor, Ready-to-close signal. switch, Auxiliary switches 2NO+2NC, without Closing coil (CC), manual operating mechanism with mechanical closing, without Remote trip alarm reset coil (RR), without 2nd shunt trip, without 1st Shunt trip | 107500 | 1 | Z\ | 1
3WA1106-4GE22-0AA0 |  | fixed-mounted circuit breaker, IEC 60947-2, size 1, 4-pole, N pole on right, In=630 A up to 690 V AC 50/60 Hz, breaking capacity M Icu=85/66 kA at 500/690 V, tripping unit ETU600 LSI upgradeable, color display, Bluetooth, USB interface, basic protection LT, ST, INST, including protection of the N conductor (internal neutral point sensor available), trip alarm switch (1 x CO), connection at rear horizontal with internal voltage tap on lower stab of circuit breaker, with voltage tap module VTM680 and power supply of ETU600, able to communication, integrated metering type PMF-3 Advanced Power Monitor., Voltage, Energy, Power, Power factor, Frequency, Unbalance, Temperature, Power quality, Manual operating mechanism with mechanical closing, without Spring charging motor, Ready-to-close signal. switch, Auxiliary switches 2NO+2NC, without Closing coil (CC), manual operating mechanism with mechanical closing, without Remote trip alarm reset coil (RR), without 2nd shunt trip, without 1st Shunt trip | 105300 | 1 | Z\ | 1
3WA1106-4GE23-0AA0 |  | fixed-mounted circuit breaker, IEC 60947-2, size 1, 4-pole, N pole on right, In=630 A up to 690 V AC 50/60 Hz, breaking capacity M Icu=85/66 kA at 500/690 V, tripping unit ETU600 LSI upgradeable, color display, Bluetooth, USB interface, basic protection LT, ST, INST, including protection of the N conductor (internal neutral point sensor available), trip alarm switch (1 x CO), front connection double hole, with internal voltage tap on lower stab of circuit breaker, with voltage tap module VTM680 and power supply of ETU600, able to communication, integrated metering type PMF-3 Advanced Power Monitor., Voltage, Energy, Power, Power factor, Frequency, Unbalance, Temperature, Power quality, Manual operating mechanism with mechanical closing, without Spring charging motor, Ready-to-close signal. switch, Auxiliary switches 2NO+2NC, without Closing coil (CC), manual operating mechanism with mechanical closing, without Remote trip alarm reset coil (RR), without 2nd shunt trip, without 1st Shunt trip | 112000 | 1 | Z\ | 1
3WA1106-4GE31-0AA0 |  | Withdrawable circuit breaker with guide frame, IEC 60947-2, frame size 1, 3-poles, In=630A up to 690V AC 50/60Hz, breaking capacity M Icu=85/66kA at 500/690V, Trip unit ETU600 LSI upgrade ready , colordisplay, bluetooth and USB interface, Protection LT, ST, INST, N-protection required an external N-sensor, incl. trip alarm switch (1xCO), rear connection vertical, guide frame with shutter and w/o position signalling switch, with internal voltage tap on lower stab of circuit breaker, with voltage tap module VTM680 and power supply of ETU600, able to communication, integrated metering type PMF-3 Advanced Power Monitor., Voltage, Energy, Power, Power factor, Frequency, Unbalance, Temperature, Power quality, Manual operating mechanism with mechanical closing, without Spring charging motor, Ready-to-close signal. switch, Auxiliary switches 2NO+2NC, without Closing coil (CC), manual operating mechanism with mechanical closing, without Remote trip alarm reset coil (RR), without 2nd shunt trip, without 1st Shunt trip | 116400 | 1 | Z\ | 1
3WA1106-4GE32-0AA0 |  | Withdrawable circuit breaker with guide frame, IEC 60947-2, frame size 1, 3-poles, In=630A up to 690V AC 50/60Hz, breaking capacity M Icu=85/66kA at 500/690V, Trip unit ETU600 LSI upgrade ready , colordisplay, bluetooth and USB interface, Protection LT, ST, INST, N-protection required an external N-sensor, incl. trip alarm switch (1xCO), rear connection horizontal, guide frame with shutter and w/o position signalling switch, with internal voltage tap on lower stab of circuit breaker, with voltage tap module VTM680 and power supply of ETU600, able to communication, integrated metering type PMF-3 Advanced Power Monitor., Voltage, Energy, Power, Power factor, Frequency, Unbalance, Temperature, Power quality, Manual operating mechanism with mechanical closing, without Spring charging motor, Ready-to-close signal. switch, Auxiliary switches 2NO+2NC, without Closing coil (CC), manual operating mechanism with mechanical closing, without Remote trip alarm reset coil (RR), without 2nd shunt trip, without 1st Shunt trip | 113500 | 1 | Z\ | 1
3WA1106-4GE33-0AA0 |  | Withdrawable circuit breaker with guide frame, IEC 60947-2, frame size 1, 3-poles, In=630A up to 690V AC 50/60Hz, breaking capacity M Icu=85/66kA at 500/690V, Trip unit ETU600 LSI upgrade ready , colordisplay, bluetooth and USB interface, Protection LT, ST, INST, N-protection required an external N-sensor, incl. trip alarm switch (1xCO), front connection double hole, guide frame with shutter and w/o position signalling switch, with internal voltage tap on lower stab of circuit breaker, with voltage tap module VTM680 and power supply of ETU600, able to communication, integrated metering type PMF-3 Advanced Power Monitor., Voltage, Energy, Power, Power factor, Frequency, Unbalance, Temperature, Power quality, Manual operating mechanism with mechanical closing, without Spring charging motor, Ready-to-close signal. switch, Auxiliary switches 2NO+2NC, without Closing coil (CC), manual operating mechanism with mechanical closing, without Remote trip alarm reset coil (RR), without 2nd shunt trip, without 1st Shunt trip | 122100 | 1 | Z\ | 1
3WA1106-4GE34-0AA0 |  | Withdrawable circuit breaker with guide frame, IEC 60947-2, frame size 1, 3-poles, In=630A up to 690V AC 50/60Hz, breaking capacity M Icu=85/66kA at 500/690V, Trip unit ETU600 LSI upgrade ready , colordisplay, bluetooth and USB interface, Protection LT, ST, INST, N-protection required an external N-sensor, incl. trip alarm switch (1xCO), rear connection flange, guide frame with shutter and w/o position signalling switch, with internal voltage tap on lower stab of circuit breaker, with voltage tap module VTM680 and power supply of ETU600, able to communication, integrated metering type PMF-3 Advanced Power Monitor., Voltage, Energy, Power, Power factor, Frequency, Unbalance, Temperature, Power quality, Manual operating mechanism with mechanical closing, without Spring charging motor, Ready-to-close signal. switch, Auxiliary switches 2NO+2NC, without Closing coil (CC), manual operating mechanism with mechanical closing, without Remote trip alarm reset coil (RR), without 2nd shunt trip, without 1st Shunt trip | 113500 | 1 | Z\ | 1
3WA1106-4GE41-0AA0 |  | Withdrawable circuit breaker with guide frame, IEC 60947-2, frame size 1, 4-poles, N-pole left, In=630A up to 690V AC 50/60Hz, breaking capacity M Icu=85/66kA at 500/690V, Trip unit ETU600 LSI upgrade ready , colordisplay, bluetooth and USB interface, Protection LT, ST, INST, include N-protection, (internal N-sensor available), incl. trip alarm switch (1xCO), rear connection vertical, guide frame with shutter and w/o position signalling switch, with internal voltage tap on lower stab of circuit breaker, with voltage tap module VTM680 and power supply of ETU600, able to communication, integrated metering type PMF-3 Advanced Power Monitor., Voltage, Energy, Power, Power factor, Frequency, Unbalance, Temperature, Power quality, Manual operating mechanism with mechanical closing, without Spring charging motor, Ready-to-close signal. switch, Auxiliary switches 2NO+2NC, without Closing coil (CC), manual operating mechanism with mechanical closing, without Remote trip alarm reset coil (RR), without 2nd shunt trip, without 1st Shunt trip | 146100 | 1 | Z\ | 1
3WA1106-4GE42-0AA0 |  | Withdrawable circuit breaker with guide frame, IEC 60947-2, frame size 1, 4-poles, N-pole left, In=630A up to 690V AC 50/60Hz, breaking capacity M Icu=85/66kA at 500/690V, Trip unit ETU600 LSI upgrade ready , colordisplay, bluetooth and USB interface, Protection LT, ST, INST, include N-protection, (internal N-sensor available), incl. trip alarm switch (1xCO), rear connection horizontal, guide frame with shutter and w/o position signalling switch, with internal voltage tap on lower stab of circuit breaker, with voltage tap module VTM680 and power supply of ETU600, able to communication, integrated metering type PMF-3 Advanced Power Monitor., Voltage, Energy, Power, Power factor, Frequency, Unbalance, Temperature, Power quality, Manual operating mechanism with mechanical closing, without Spring charging motor, Ready-to-close signal. switch, Auxiliary switches 2NO+2NC, without Closing coil (CC), manual operating mechanism with mechanical closing, without Remote trip alarm reset coil (RR), without 2nd shunt trip, without 1st Shunt trip | 142100 | 1 | Z\ | 1
3WA1106-4GE43-0AA0 |  | Withdrawable circuit breaker with guide frame, IEC 60947-2, frame size 1, 4-poles, N-pole left, In=630A up to 690V AC 50/60Hz, breaking capacity M Icu=85/66kA at 500/690V, Trip unit ETU600 LSI upgrade ready , colordisplay, bluetooth and USB interface, Protection LT, ST, INST, include N-protection, (internal N-sensor available), incl. trip alarm switch (1xCO), front connection double hole, guide frame with shutter and w/o position signalling switch, with internal voltage tap on lower stab of circuit breaker, with voltage tap module VTM680 and power supply of ETU600, able to communication, integrated metering type PMF-3 Advanced Power Monitor., Voltage, Energy, Power, Power factor, Frequency, Unbalance, Temperature, Power quality, Manual operating mechanism with mechanical closing, without Spring charging motor, Ready-to-close signal. switch, Auxiliary switches 2NO+2NC, without Closing coil (CC), manual operating mechanism with mechanical closing, without Remote trip alarm reset coil (RR), without 2nd shunt trip, without 1st Shunt trip | 153100 | 1 | Z\ | 1
3WA1106-4GE44-0AA0 |  | Withdrawable circuit breaker with guide frame, IEC 60947-2, frame size 1, 4-poles, N-pole left, In=630A up to 690V AC 50/60Hz, breaking capacity M Icu=85/66kA at 500/690V, Trip unit ETU600 LSI upgrade ready , colordisplay, bluetooth and USB interface, Protection LT, ST, INST, include N-protection, (internal N-sensor available), incl. trip alarm switch (1xCO), rear connection flange, guide frame with shutter and w/o position signalling switch, with internal voltage tap on lower stab of circuit breaker, with voltage tap module VTM680 and power supply of ETU600, able to communication, integrated metering type PMF-3 Advanced Power Monitor., Voltage, Energy, Power, Power factor, Frequency, Unbalance, Temperature, Power quality, Manual operating mechanism with mechanical closing, without Spring charging motor, Ready-to-close signal. switch, Auxiliary switches 2NO+2NC, without Closing coil (CC), manual operating mechanism with mechanical closing, without Remote trip alarm reset coil (RR), without 2nd shunt trip, without 1st Shunt trip | 142100 | 1 | Z\ | 1
3WA1106-4GF01-0AA0 |  | Fixed-mounted circuit breaker IEC 60947-2, frame size 1, 3-poles, In=630A up to 690V AC 50/60Hz, breaking capacity M Icu=85/66kA at 500/690V, Trip unit ETU600 LSIG upgrade ready , colordisplay, bluetooth and USB interface, Protection LT, ST, INST, GFx, N-protection required an external N-sensor, incl. trip alarm switch (1xCO), rear connection vertical, with internal voltage tap on lower stab of circuit breaker, with voltage tap module VTM680 and power supply of ETU600, able to communication, integrated metering type PMF-3 Advanced Power Monitor., Voltage, Energy, Power, Power factor, Frequency, Unbalance, Temperature, Power quality, Manual operating mechanism with mechanical closing, without Spring charging motor, Ready-to-close signal. switch, Auxiliary switches 2NO+2NC, without Closing coil (CC), manual operating mechanism with mechanical closing, without Remote trip alarm reset coil (RR), without 2nd shunt trip, without 1st Shunt trip | 97900 | 1 | Z\ | 1
3WA1106-4GF02-0AA0 |  | Fixed-mounted circuit breaker IEC 60947-2, frame size 1, 3-poles, In=630A up to 690V AC 50/60Hz, breaking capacity M Icu=85/66kA at 500/690V, Trip unit ETU600 LSIG upgrade ready , colordisplay, bluetooth and USB interface, Protection LT, ST, INST, GFx, N-protection required an external N-sensor, incl. trip alarm switch (1xCO), rear connection horizontal, with internal voltage tap on lower stab of circuit breaker, with voltage tap module VTM680 and power supply of ETU600, able to communication, integrated metering type PMF-3 Advanced Power Monitor., Voltage, Energy, Power, Power factor, Frequency, Unbalance, Temperature, Power quality, Manual operating mechanism with mechanical closing, without Spring charging motor, Ready-to-close signal. switch, Auxiliary switches 2NO+2NC, without Closing coil (CC), manual operating mechanism with mechanical closing, without Remote trip alarm reset coil (RR), without 2nd shunt trip, without 1st Shunt trip | 96300 | 1 | Z\ | 1
3WA1106-4GF03-0AA0 |  | Fixed-mounted circuit breaker IEC 60947-2, frame size 1, 3-poles, In=630A up to 690V AC 50/60Hz, breaking capacity M Icu=85/66kA at 500/690V, Trip unit ETU600 LSIG upgrade ready , colordisplay, bluetooth and USB interface, Protection LT, ST, INST, GFx, N-protection required an external N-sensor, incl. trip alarm switch (1xCO), front connection double hole, with internal voltage tap on lower stab of circuit breaker, with voltage tap module VTM680 and power supply of ETU600, able to communication, integrated metering type PMF-3 Advanced Power Monitor., Voltage, Energy, Power, Power factor, Frequency, Unbalance, Temperature, Power quality, Manual operating mechanism with mechanical closing, without Spring charging motor, Ready-to-close signal. switch, Auxiliary switches 2NO+2NC, without Closing coil (CC), manual operating mechanism with mechanical closing, without Remote trip alarm reset coil (RR), without 2nd shunt trip, without 1st Shunt trip | 101300 | 1 | Z\ | 1
3WA1106-4GF11-0AA0 |  | Fixed-mounted circuit breaker IEC 60947-2, frame size 1, 4-poles, N-pole left, In=630A up to 690V AC 50/60Hz, breaking capacity M Icu=85/66kA at 500/690V, Trip unit ETU600 LSIG upgrade ready , colordisplay, bluetooth and USB interface, Protection LT, ST, INST, GFx, include N-protection, (internal N-sensor available), incl. trip alarm switch (1xCO), rear connection vertical, with internal voltage tap on lower stab of circuit breaker, with voltage tap module VTM680 and power supply of ETU600, able to communication, integrated metering type PMF-3 Advanced Power Monitor., Voltage, Energy, Power, Power factor, Frequency, Unbalance, Temperature, Power quality, Manual operating mechanism with mechanical closing, without Spring charging motor, Ready-to-close signal. switch, Auxiliary switches 2NO+2NC, without Closing coil (CC), manual operating mechanism with mechanical closing, without Remote trip alarm reset coil (RR), without 2nd shunt trip, without 1st Shunt trip | 118200 | 1 | Z\ | 1
3WA1106-4GF12-0AA0 |  | Fixed-mounted circuit breaker IEC 60947-2, frame size 1, 4-poles, N-pole left, In=630A up to 690V AC 50/60Hz, breaking capacity M Icu=85/66kA at 500/690V, Trip unit ETU600 LSIG upgrade ready , colordisplay, bluetooth and USB interface, Protection LT, ST, INST, GFx, include N-protection, (internal N-sensor available), incl. trip alarm switch (1xCO), rear connection horizontal, with internal voltage tap on lower stab of circuit breaker, with voltage tap module VTM680 and power supply of ETU600, able to communication, integrated metering type PMF-3 Advanced Power Monitor., Voltage, Energy, Power, Power factor, Frequency, Unbalance, Temperature, Power quality, Manual operating mechanism with mechanical closing, without Spring charging motor, Ready-to-close signal. switch, Auxiliary switches 2NO+2NC, without Closing coil (CC), manual operating mechanism with mechanical closing, without Remote trip alarm reset coil (RR), without 2nd shunt trip, without 1st Shunt trip | 116000 | 1 | Z\ | 1
3WA1106-4GF13-0AA0 |  | Fixed-mounted circuit breaker IEC 60947-2, frame size 1, 4-poles, N-pole left, In=630A up to 690V AC 50/60Hz, breaking capacity M Icu=85/66kA at 500/690V, Trip unit ETU600 LSIG upgrade ready , colordisplay, bluetooth and USB interface, Protection LT, ST, INST, GFx, include N-protection, (internal N-sensor available), incl. trip alarm switch (1xCO), front connection double hole, with internal voltage tap on lower stab of circuit breaker, with voltage tap module VTM680 and power supply of ETU600, able to communication, integrated metering type PMF-3 Advanced Power Monitor., Voltage, Energy, Power, Power factor, Frequency, Unbalance, Temperature, Power quality, Manual operating mechanism with mechanical closing, without Spring charging motor, Ready-to-close signal. switch, Auxiliary switches 2NO+2NC, without Closing coil (CC), manual operating mechanism with mechanical closing, without Remote trip alarm reset coil (RR), without 2nd shunt trip, without 1st Shunt trip | 122600 | 1 | Z\ | 1
3WA1106-4GF21-0AA0 |  | fixed-mounted circuit breaker, IEC 60947-2, size 1, 4-pole, N pole on right, In=630 A up to 690 V AC 50/60 Hz, breaking capacity M Icu=85/66 kA at 500/690 V, tripping unit ETU600 LSIG upgradeable, color display, Bluetooth, USB interface, basic protection LT, ST, INST, GFx, including protection of the N conductor (internal neutral point sensor available), trip alarm switch (1 x CO), connection at rear vertical, with internal voltage tap on lower stab of circuit breaker, with voltage tap module VTM680 and power supply of ETU600, able to communication, integrated metering type PMF-3 Advanced Power Monitor., Voltage, Energy, Power, Power factor, Frequency, Unbalance, Temperature, Power quality, Manual operating mechanism with mechanical closing, without Spring charging motor, Ready-to-close signal. switch, Auxiliary switches 2NO+2NC, without Closing coil (CC), manual operating mechanism with mechanical closing, without Remote trip alarm reset coil (RR), without 2nd shunt trip, without 1st Shunt trip | 118200 | 1 | Z\ | 1
3WA1106-4GF22-0AA0 |  | fixed-mounted circuit breaker, IEC 60947-2, size 1, 4-pole, N pole on right, In=630 A up to 690 V AC 50/60 Hz, breaking capacity M Icu=85/66 kA at 500/690 V, tripping unit ETU600 LSIG upgradeable, color display, Bluetooth, USB interface, basic protection LT, ST, INST, GFx, including protection of the N conductor (internal neutral point sensor available), trip alarm switch (1 x CO), connection at rear horizontal with internal voltage tap on lower stab of circuit breaker, with voltage tap module VTM680 and power supply of ETU600, able to communication, integrated metering type PMF-3 Advanced Power Monitor., Voltage, Energy, Power, Power factor, Frequency, Unbalance, Temperature, Power quality, Manual operating mechanism with mechanical closing, without Spring charging motor, Ready-to-close signal. switch, Auxiliary switches 2NO+2NC, without Closing coil (CC), manual operating mechanism with mechanical closing, without Remote trip alarm reset coil (RR), without 2nd shunt trip, without 1st Shunt trip | 116000 | 1 | Z\ | 1
3WA1106-4GF23-0AA0 |  | fixed-mounted circuit breaker, IEC 60947-2, size 1, 4-pole, N pole on right, In=630 A up to 690 V AC 50/60 Hz, breaking capacity M Icu=85/66 kA at 500/690 V, tripping unit ETU600 LSIG upgradeable, color display, Bluetooth, USB interface, basic protection LT, ST, INST, GFx, including protection of the N conductor (internal neutral point sensor available), trip alarm switch (1 x CO), front connection double hole, with internal voltage tap on lower stab of circuit breaker, with voltage tap module VTM680 and power supply of ETU600, able to communication, integrated metering type PMF-3 Advanced Power Monitor., Voltage, Energy, Power, Power factor, Frequency, Unbalance, Temperature, Power quality, Manual operating mechanism with mechanical closing, without Spring charging motor, Ready-to-close signal. switch, Auxiliary switches 2NO+2NC, without Closing coil (CC), manual operating mechanism with mechanical closing, without Remote trip alarm reset coil (RR), without 2nd shunt trip, without 1st Shunt trip | 122600 | 1 | Z\ | 1
3WA1106-4GF31-0AA0 |  | Withdrawable circuit breaker with guide frame, IEC 60947-2, frame size 1, 3-poles, In=630A up to 690V AC 50/60Hz, breaking capacity M Icu=85/66kA at 500/690V, Trip unit ETU600 LSIG upgrade ready , colordisplay, bluetooth and USB interface, Protection LT, ST, INST, GFx, N-protection required an external N-sensor, incl. trip alarm switch (1xCO), rear connection vertical, guide frame with shutter and w/o position signalling switch, with internal voltage tap on lower stab of circuit breaker, with voltage tap module VTM680 and power supply of ETU600, able to communication, integrated metering type PMF-3 Advanced Power Monitor., Voltage, Energy, Power, Power factor, Frequency, Unbalance, Temperature, Power quality, Manual operating mechanism with mechanical closing, without Spring charging motor, Ready-to-close signal. switch, Auxiliary switches 2NO+2NC, without Closing coil (CC), manual operating mechanism with mechanical closing, without Remote trip alarm reset coil (RR), without 2nd shunt trip, without 1st Shunt trip | 127100 | 1 | Z\ | 1
3WA1106-4GF32-0AA0 |  | Withdrawable circuit breaker with guide frame, IEC 60947-2, frame size 1, 3-poles, In=630A up to 690V AC 50/60Hz, breaking capacity M Icu=85/66kA at 500/690V, Trip unit ETU600 LSIG upgrade ready , colordisplay, bluetooth and USB interface, Protection LT, ST, INST, GFx, N-protection required an external N-sensor, incl. trip alarm switch (1xCO), rear connection horizontal, guide frame with shutter and w/o position signalling switch, with internal voltage tap on lower stab of circuit breaker, with voltage tap module VTM680 and power supply of ETU600, able to communication, integrated metering type PMF-3 Advanced Power Monitor., Voltage, Energy, Power, Power factor, Frequency, Unbalance, Temperature, Power quality, Manual operating mechanism with mechanical closing, without Spring charging motor, Ready-to-close signal. switch, Auxiliary switches 2NO+2NC, without Closing coil (CC), manual operating mechanism with mechanical closing, without Remote trip alarm reset coil (RR), without 2nd shunt trip, without 1st Shunt trip | 124100 | 1 | Z\ | 1
3WA1106-4GF33-0AA0 |  | Withdrawable circuit breaker with guide frame, IEC 60947-2, frame size 1, 3-poles, In=630A up to 690V AC 50/60Hz, breaking capacity M Icu=85/66kA at 500/690V, Trip unit ETU600 LSIG upgrade ready , colordisplay, bluetooth and USB interface, Protection LT, ST, INST, GFx, N-protection required an external N-sensor, incl. trip alarm switch (1xCO), front connection double hole, guide frame with shutter and w/o position signalling switch, with internal voltage tap on lower stab of circuit breaker, with voltage tap module VTM680 and power supply of ETU600, able to communication, integrated metering type PMF-3 Advanced Power Monitor., Voltage, Energy, Power, Power factor, Frequency, Unbalance, Temperature, Power quality, Manual operating mechanism with mechanical closing, without Spring charging motor, Ready-to-close signal. switch, Auxiliary switches 2NO+2NC, without Closing coil (CC), manual operating mechanism with mechanical closing, without Remote trip alarm reset coil (RR), without 2nd shunt trip, without 1st Shunt trip | 133100 | 1 | Z\ | 1
3WA1106-4GF34-0AA0 |  | Withdrawable circuit breaker with guide frame, IEC 60947-2, frame size 1, 3-poles, In=630A up to 690V AC 50/60Hz, breaking capacity M Icu=85/66kA at 500/690V, Trip unit ETU600 LSIG upgrade ready , colordisplay, bluetooth and USB interface, Protection LT, ST, INST, GFx, N-protection required an external N-sensor, incl. trip alarm switch (1xCO), rear connection flange, guide frame with shutter and w/o position signalling switch, with internal voltage tap on lower stab of circuit breaker, with voltage tap module VTM680 and power supply of ETU600, able to communication, integrated metering type PMF-3 Advanced Power Monitor., Voltage, Energy, Power, Power factor, Frequency, Unbalance, Temperature, Power quality, Manual operating mechanism with mechanical closing, without Spring charging motor, Ready-to-close signal. switch, Auxiliary switches 2NO+2NC, without Closing coil (CC), manual operating mechanism with mechanical closing, without Remote trip alarm reset coil (RR), without 2nd shunt trip, without 1st Shunt trip | 124100 | 1 | Z\ | 1
3WA1106-4GF41-0AA0 |  | Withdrawable circuit breaker with guide frame, IEC 60947-2, frame size 1, 4-poles, N-pole left, In=630A up to 690V AC 50/60Hz, breaking capacity M Icu=85/66kA at 500/690V, Trip unit ETU600 LSIG upgrade ready , colordisplay, bluetooth and USB interface, Protection LT, ST, INST, GFx, include N-protection, (internal N-sensor available), incl. trip alarm switch (1xCO), rear connection vertical, guide frame with shutter and w/o position signalling switch, with internal voltage tap on lower stab of circuit breaker, with voltage tap module VTM680 and power supply of ETU600, able to communication, integrated metering type PMF-3 Advanced Power Monitor., Voltage, Energy, Power, Power factor, Frequency, Unbalance, Temperature, Power quality, Manual operating mechanism with mechanical closing, without Spring charging motor, Ready-to-close signal. switch, Auxiliary switches 2NO+2NC, without Closing coil (CC), manual operating mechanism with mechanical closing, without Remote trip alarm reset coil (RR), without 2nd shunt trip, without 1st Shunt trip | 156100 | 1 | Z\ | 1
3WA1106-4GF42-0AA0 |  | Withdrawable circuit breaker with guide frame, IEC 60947-2, frame size 1, 4-poles, N-pole left, In=630A up to 690V AC 50/60Hz, breaking capacity M Icu=85/66kA at 500/690V, Trip unit ETU600 LSIG upgrade ready , colordisplay, bluetooth and USB interface, Protection LT, ST, INST, GFx, include N-protection, (internal N-sensor available), incl. trip alarm switch (1xCO), rear connection horizontal, guide frame with shutter and w/o position signalling switch, with internal voltage tap on lower stab of circuit breaker, with voltage tap module VTM680 and power supply of ETU600, able to communication, integrated metering type PMF-3 Advanced Power Monitor., Voltage, Energy, Power, Power factor, Frequency, Unbalance, Temperature, Power quality, Manual operating mechanism with mechanical closing, without Spring charging motor, Ready-to-close signal. switch, Auxiliary switches 2NO+2NC, without Closing coil (CC), manual operating mechanism with mechanical closing, without Remote trip alarm reset coil (RR), without 2nd shunt trip, without 1st Shunt trip | 153100 | 1 | Z\ | 1
3WA1106-4GF43-0AA0 |  | Withdrawable circuit breaker with guide frame, IEC 60947-2, frame size 1, 4-poles, N-pole left, In=630A up to 690V AC 50/60Hz, breaking capacity M Icu=85/66kA at 500/690V, Trip unit ETU600 LSIG upgrade ready , colordisplay, bluetooth and USB interface, Protection LT, ST, INST, GFx, include N-protection, (internal N-sensor available), incl. trip alarm switch (1xCO), front connection double hole, guide frame with shutter and w/o position signalling switch, with internal voltage tap on lower stab of circuit breaker, with voltage tap module VTM680 and power supply of ETU600, able to communication, integrated metering type PMF-3 Advanced Power Monitor., Voltage, Energy, Power, Power factor, Frequency, Unbalance, Temperature, Power quality, Manual operating mechanism with mechanical closing, without Spring charging motor, Ready-to-close signal. switch, Auxiliary switches 2NO+2NC, without Closing coil (CC), manual operating mechanism with mechanical closing, without Remote trip alarm reset coil (RR), without 2nd shunt trip, without 1st Shunt trip | 164100 | 1 | Z\ | 1
3WA1106-4GF44-0AA0 |  | Withdrawable circuit breaker with guide frame, IEC 60947-2, frame size 1, 4-poles, N-pole left, In=630A up to 690V AC 50/60Hz, breaking capacity M Icu=85/66kA at 500/690V, Trip unit ETU600 LSIG upgrade ready , colordisplay, bluetooth and USB interface, Protection LT, ST, INST, GFx, include N-protection, (internal N-sensor available), incl. trip alarm switch (1xCO), rear connection flange, guide frame with shutter and w/o position signalling switch, with internal voltage tap on lower stab of circuit breaker, with voltage tap module VTM680 and power supply of ETU600, able to communication, integrated metering type PMF-3 Advanced Power Monitor., Voltage, Energy, Power, Power factor, Frequency, Unbalance, Temperature, Power quality, Manual operating mechanism with mechanical closing, without Spring charging motor, Ready-to-close signal. switch, Auxiliary switches 2NO+2NC, without Closing coil (CC), manual operating mechanism with mechanical closing, without Remote trip alarm reset coil (RR), without 2nd shunt trip, without 1st Shunt trip | 153100 | 1 | Z\ | 1
3WA1106-4LE01-0AA0 |  | Fixed-mounted circuit breaker IEC 60947-2, frame size 1, 3-poles, In=630A up to 690V AC 50/60Hz, breaking capacity M Icu=85/66kA at 500/690V, Trip unit ETU600 LSI upgrade ready , colordisplay, bluetooth and USB interface, Protection LT, ST, INST, N-protection required an external N-sensor, incl. trip alarm switch (1xCO), rear connection vertical, with internal voltage tap on upper stab of circuit breaker, with voltage tap module VTM680 and power supply of ETU600, able to communication, integrated metering type PMF-1 Energy Efficiency, Voltage, Active energy Ea Manual operating mechanism with mechanical closing, without Spring charging motor, Ready-to-close signal. switch, Auxiliary switches 2NO+2NC, without Closing coil (CC), manual operating mechanism with mechanical closing, without Remote trip alarm reset coil (RR), without 2nd shunt trip, without 1st Shunt trip | 72070 | 1 | Z\ | 1
3WA1106-4LE02-0AA0 |  | Fixed-mounted circuit breaker IEC 60947-2, frame size 1, 3-poles, In=630A up to 690V AC 50/60Hz, breaking capacity M Icu=85/66kA at 500/690V, Trip unit ETU600 LSI upgrade ready , colordisplay, bluetooth and USB interface, Protection LT, ST, INST, N-protection required an external N-sensor, incl. trip alarm switch (1xCO), rear connection horizontal, with internal voltage tap on upper stab of circuit breaker, with voltage tap module VTM680 and power supply of ETU600, able to communication, integrated metering type PMF-1 Energy Efficiency, Voltage, Active energy Ea Manual operating mechanism with mechanical closing, without Spring charging motor, Ready-to-close signal. switch, Auxiliary switches 2NO+2NC, without Closing coil (CC), manual operating mechanism with mechanical closing, without Remote trip alarm reset coil (RR), without 2nd shunt trip, without 1st Shunt trip | 70370 | 1 | Z\ | 1
3WA1106-4LE03-0AA0 |  | Fixed-mounted circuit breaker IEC 60947-2, frame size 1, 3-poles, In=630A up to 690V AC 50/60Hz, breaking capacity M Icu=85/66kA at 500/690V, Trip unit ETU600 LSI upgrade ready , colordisplay, bluetooth and USB interface, Protection LT, ST, INST, N-protection required an external N-sensor, incl. trip alarm switch (1xCO), front connection double hole, with internal voltage tap on upper stab of circuit breaker, with voltage tap module VTM680 and power supply of ETU600, able to communication, integrated metering type PMF-1 Energy Efficiency, Voltage, Active energy Ea Manual operating mechanism with mechanical closing, without Spring charging motor, Ready-to-close signal. switch, Auxiliary switches 2NO+2NC, without Closing coil (CC), manual operating mechanism with mechanical closing, without Remote trip alarm reset coil (RR), without 2nd shunt trip, without 1st Shunt trip | 75370 | 1 | Z\ | 1
3WA1106-4LE11-0AA0 |  | Fixed-mounted circuit breaker IEC 60947-2, frame size 1, 4-poles, N-pole left, In=630A up to 690V AC 50/60Hz, breaking capacity M Icu=85/66kA at 500/690V, Trip unit ETU600 LSI upgrade ready , colordisplay, bluetooth and USB interface, Protection LT, ST, INST, include N-protection, (internal N-sensor available), incl. trip alarm switch (1xCO), rear connection vertical, with internal voltage tap on upper stab of circuit breaker, with voltage tap module VTM680 and power supply of ETU600, able to communication, integrated metering type PMF-1 Energy Efficiency, Voltage, Active energy Ea Manual operating mechanism with mechanical closing, without Spring charging motor, Ready-to-close signal. switch, Auxiliary switches 2NO+2NC, without Closing coil (CC), manual operating mechanism with mechanical closing, without Remote trip alarm reset coil (RR), without 2nd shunt trip, without 1st Shunt trip | 92270 | 1 | Z\ | 1
3WA1106-4LE12-0AA0 |  | Fixed-mounted circuit breaker IEC 60947-2, frame size 1, 4-poles, N-pole left, In=630A up to 690V AC 50/60Hz, breaking capacity M Icu=85/66kA at 500/690V, Trip unit ETU600 LSI upgrade ready , colordisplay, bluetooth and USB interface, Protection LT, ST, INST, include N-protection, (internal N-sensor available), incl. trip alarm switch (1xCO), rear connection horizontal, with internal voltage tap on upper stab of circuit breaker, with voltage tap module VTM680 and power supply of ETU600, able to communication, integrated metering type PMF-1 Energy Efficiency, Voltage, Active energy Ea Manual operating mechanism with mechanical closing, without Spring charging motor, Ready-to-close signal. switch, Auxiliary switches 2NO+2NC, without Closing coil (CC), manual operating mechanism with mechanical closing, without Remote trip alarm reset coil (RR), without 2nd shunt trip, without 1st Shunt trip | 90070 | 1 | Z\ | 1
3WA1106-4LE13-0AA0 |  | Fixed-mounted circuit breaker IEC 60947-2, frame size 1, 4-poles, N-pole left, In=630A up to 690V AC 50/60Hz, breaking capacity M Icu=85/66kA at 500/690V, Trip unit ETU600 LSI upgrade ready , colordisplay, bluetooth and USB interface, Protection LT, ST, INST, include N-protection, (internal N-sensor available), incl. trip alarm switch (1xCO), front connection double hole, with internal voltage tap on upper stab of circuit breaker, with voltage tap module VTM680 and power supply of ETU600, able to communication, integrated metering type PMF-1 Energy Efficiency, Voltage, Active energy Ea Manual operating mechanism with mechanical closing, without Spring charging motor, Ready-to-close signal. switch, Auxiliary switches 2NO+2NC, without Closing coil (CC), manual operating mechanism with mechanical closing, without Remote trip alarm reset coil (RR), without 2nd shunt trip, without 1st Shunt trip | 96770 | 1 | Z\ | 1
3WA1106-4LE21-0AA0 |  | fixed-mounted circuit breaker, IEC 60947-2, size 1, 4-pole, N pole on right, In=630 A up to 690 V AC 50/60 Hz, breaking capacity M Icu=85/66 kA at 500/690 V, tripping unit ETU600 LSI upgradeable, color display, Bluetooth, USB interface, basic protection LT, ST, INST, including protection of the N conductor (internal neutral point sensor available), trip alarm switch (1 x CO), connection at rear vertical, with internal voltage tap on upper stab of circuit breaker, with voltage tap module VTM680 and power supply of ETU600, able to communication, integrated metering type PMF-1 Energy Efficiency, Voltage, Active energy Ea Manual operating mechanism with mechanical closing, without Spring charging motor, Ready-to-close signal. switch, Auxiliary switches 2NO+2NC, without Closing coil (CC), manual operating mechanism with mechanical closing, without Remote trip alarm reset coil (RR), without 2nd shunt trip, without 1st Shunt trip | 92270 | 1 | Z\ | 1
3WA1106-4LE22-0AA0 |  | fixed-mounted circuit breaker, IEC 60947-2, size 1, 4-pole, N pole on right, In=630 A up to 690 V AC 50/60 Hz, breaking capacity M Icu=85/66 kA at 500/690 V, tripping unit ETU600 LSI upgradeable, color display, Bluetooth, USB interface, basic protection LT, ST, INST, including protection of the N conductor (internal neutral point sensor available), trip alarm switch (1 x CO), connection at rear horizontal with internal voltage tap on upper stab of circuit breaker, with voltage tap module VTM680 and power supply of ETU600, able to communication, integrated metering type PMF-1 Energy Efficiency, Voltage, Active energy Ea Manual operating mechanism with mechanical closing, without Spring charging motor, Ready-to-close signal. switch, Auxiliary switches 2NO+2NC, without Closing coil (CC), manual operating mechanism with mechanical closing, without Remote trip alarm reset coil (RR), without 2nd shunt trip, without 1st Shunt trip | 90070 | 1 | Z\ | 1
3WA1106-4LE23-0AA0 |  | fixed-mounted circuit breaker, IEC 60947-2, size 1, 4-pole, N pole on right, In=630 A up to 690 V AC 50/60 Hz, breaking capacity M Icu=85/66 kA at 500/690 V, tripping unit ETU600 LSI upgradeable, color display, Bluetooth, USB interface, basic protection LT, ST, INST, including protection of the N conductor (internal neutral point sensor available), trip alarm switch (1 x CO), front connection double hole, with internal voltage tap on upper stab of circuit breaker, with voltage tap module VTM680 and power supply of ETU600, able to communication, integrated metering type PMF-1 Energy Efficiency, Voltage, Active energy Ea Manual operating mechanism with mechanical closing, without Spring charging motor, Ready-to-close signal. switch, Auxiliary switches 2NO+2NC, without Closing coil (CC), manual operating mechanism with mechanical closing, without Remote trip alarm reset coil (RR), without 2nd shunt trip, without 1st Shunt trip | 96770 | 1 | Z\ | 1
3WA1106-4LE31-0AA0 |  | Withdrawable circuit breaker with guide frame, IEC 60947-2, frame size 1, 3-poles, In=630A up to 690V AC 50/60Hz, breaking capacity M Icu=85/66kA at 500/690V, Trip unit ETU600 LSI upgrade ready , colordisplay, bluetooth and USB interface, Protection LT, ST, INST, N-protection required an external N-sensor, incl. trip alarm switch (1xCO), rear connection vertical, guide frame with shutter and w/o position signalling switch, with internal voltage tap on upper stab of circuit breaker, with voltage tap module VTM680 and power supply of ETU600, able to communication, integrated metering type PMF-1 Energy Efficiency, Voltage, Active energy Ea Manual operating mechanism with mechanical closing, without Spring charging motor, Ready-to-close signal. switch, Auxiliary switches 2NO+2NC, without Closing coil (CC), manual operating mechanism with mechanical closing, without Remote trip alarm reset coil (RR), without 2nd shunt trip, without 1st Shunt trip | 101170 | 1 | Z\ | 1
3WA1106-4LE32-0AA0 |  | Withdrawable circuit breaker with guide frame, IEC 60947-2, frame size 1, 3-poles, In=630A up to 690V AC 50/60Hz, breaking capacity M Icu=85/66kA at 500/690V, Trip unit ETU600 LSI upgrade ready , colordisplay, bluetooth and USB interface, Protection LT, ST, INST, N-protection required an external N-sensor, incl. trip alarm switch (1xCO), rear connection horizontal, guide frame with shutter and w/o position signalling switch, with internal voltage tap on upper stab of circuit breaker, with voltage tap module VTM680 and power supply of ETU600, able to communication, integrated metering type PMF-1 Energy Efficiency, Voltage, Active energy Ea Manual operating mechanism with mechanical closing, without Spring charging motor, Ready-to-close signal. switch, Auxiliary switches 2NO+2NC, without Closing coil (CC), manual operating mechanism with mechanical closing, without Remote trip alarm reset coil (RR), without 2nd shunt trip, without 1st Shunt trip | 98270 | 1 | Z\ | 1
3WA1106-4LE33-0AA0 |  | Withdrawable circuit breaker with guide frame, IEC 60947-2, frame size 1, 3-poles, In=630A up to 690V AC 50/60Hz, breaking capacity M Icu=85/66kA at 500/690V, Trip unit ETU600 LSI upgrade ready , colordisplay, bluetooth and USB interface, Protection LT, ST, INST, N-protection required an external N-sensor, incl. trip alarm switch (1xCO), front connection double hole, guide frame with shutter and w/o position signalling switch, with internal voltage tap on upper stab of circuit breaker, with voltage tap module VTM680 and power supply of ETU600, able to communication, integrated metering type PMF-1 Energy Efficiency, Voltage, Active energy Ea Manual operating mechanism with mechanical closing, without Spring charging motor, Ready-to-close signal. switch, Auxiliary switches 2NO+2NC, without Closing coil (CC), manual operating mechanism with mechanical closing, without Remote trip alarm reset coil (RR), without 2nd shunt trip, without 1st Shunt trip | 106870 | 1 | Z\ | 1
3WA1106-4LE34-0AA0 |  | Withdrawable circuit breaker with guide frame, IEC 60947-2, frame size 1, 3-poles, In=630A up to 690V AC 50/60Hz, breaking capacity M Icu=85/66kA at 500/690V, Trip unit ETU600 LSI upgrade ready , colordisplay, bluetooth and USB interface, Protection LT, ST, INST, N-protection required an external N-sensor, incl. trip alarm switch (1xCO), rear connection flange, guide frame with shutter and w/o position signalling switch, with internal voltage tap on upper stab of circuit breaker, with voltage tap module VTM680 and power supply of ETU600, able to communication, integrated metering type PMF-1 Energy Efficiency, Voltage, Active energy Ea Manual operating mechanism with mechanical closing, without Spring charging motor, Ready-to-close signal. switch, Auxiliary switches 2NO+2NC, without Closing coil (CC), manual operating mechanism with mechanical closing, without Remote trip alarm reset coil (RR), without 2nd shunt trip, without 1st Shunt trip | 98270 | 1 | Z\ | 1
3WA1106-4LE41-0AA0 |  | Withdrawable circuit breaker with guide frame, IEC 60947-2, frame size 1, 4-poles, N-pole left, In=630A up to 690V AC 50/60Hz, breaking capacity M Icu=85/66kA at 500/690V, Trip unit ETU600 LSI upgrade ready , colordisplay, bluetooth and USB interface, Protection LT, ST, INST, include N-protection, (internal N-sensor available), incl. trip alarm switch (1xCO), rear connection vertical, guide frame with shutter and w/o position signalling switch, with internal voltage tap on upper stab of circuit breaker, with voltage tap module VTM680 and power supply of ETU600, able to communication, integrated metering type PMF-1 Energy Efficiency, Voltage, Active energy Ea Manual operating mechanism with mechanical closing, without Spring charging motor, Ready-to-close signal. switch, Auxiliary switches 2NO+2NC, without Closing coil (CC), manual operating mechanism with mechanical closing, without Remote trip alarm reset coil (RR), without 2nd shunt trip, without 1st Shunt trip | 130870 | 1 | Z\ | 1
3WA1106-4LE42-0AA0 |  | Withdrawable circuit breaker with guide frame, IEC 60947-2, frame size 1, 4-poles, N-pole left, In=630A up to 690V AC 50/60Hz, breaking capacity M Icu=85/66kA at 500/690V, Trip unit ETU600 LSI upgrade ready , colordisplay, bluetooth and USB interface, Protection LT, ST, INST, include N-protection, (internal N-sensor available), incl. trip alarm switch (1xCO), rear connection horizontal, guide frame with shutter and w/o position signalling switch, with internal voltage tap on upper stab of circuit breaker, with voltage tap module VTM680 and power supply of ETU600, able to communication, integrated metering type PMF-1 Energy Efficiency, Voltage, Active energy Ea Manual operating mechanism with mechanical closing, without Spring charging motor, Ready-to-close signal. switch, Auxiliary switches 2NO+2NC, without Closing coil (CC), manual operating mechanism with mechanical closing, without Remote trip alarm reset coil (RR), without 2nd shunt trip, without 1st Shunt trip | 126870 | 1 | Z\ | 1
3WA1106-4LE43-0AA0 |  | Withdrawable circuit breaker with guide frame, IEC 60947-2, frame size 1, 4-poles, N-pole left, In=630A up to 690V AC 50/60Hz, breaking capacity M Icu=85/66kA at 500/690V, Trip unit ETU600 LSI upgrade ready , colordisplay, bluetooth and USB interface, Protection LT, ST, INST, include N-protection, (internal N-sensor available), incl. trip alarm switch (1xCO), front connection double hole, guide frame with shutter and w/o position signalling switch, with internal voltage tap on upper stab of circuit breaker, with voltage tap module VTM680 and power supply of ETU600, able to communication, integrated metering type PMF-1 Energy Efficiency, Voltage, Active energy Ea Manual operating mechanism with mechanical closing, without Spring charging motor, Ready-to-close signal. switch, Auxiliary switches 2NO+2NC, without Closing coil (CC), manual operating mechanism with mechanical closing, without Remote trip alarm reset coil (RR), without 2nd shunt trip, without 1st Shunt trip | 137870 | 1 | Z\ | 1
3WA1106-4LE44-0AA0 |  | Withdrawable circuit breaker with guide frame, IEC 60947-2, frame size 1, 4-poles, N-pole left, In=630A up to 690V AC 50/60Hz, breaking capacity M Icu=85/66kA at 500/690V, Trip unit ETU600 LSI upgrade ready , colordisplay, bluetooth and USB interface, Protection LT, ST, INST, include N-protection, (internal N-sensor available), incl. trip alarm switch (1xCO), rear connection flange, guide frame with shutter and w/o position signalling switch, with internal voltage tap on upper stab of circuit breaker, with voltage tap module VTM680 and power supply of ETU600, able to communication, integrated metering type PMF-1 Energy Efficiency, Voltage, Active energy Ea Manual operating mechanism with mechanical closing, without Spring charging motor, Ready-to-close signal. switch, Auxiliary switches 2NO+2NC, without Closing coil (CC), manual operating mechanism with mechanical closing, without Remote trip alarm reset coil (RR), without 2nd shunt trip, without 1st Shunt trip | 126870 | 1 | Z\ | 1
3WA1106-4LF01-0AA0 |  | Fixed-mounted circuit breaker IEC 60947-2, frame size 1, 3-poles, In=630A up to 690V AC 50/60Hz, breaking capacity M Icu=85/66kA at 500/690V, Trip unit ETU600 LSIG upgrade ready , colordisplay, bluetooth and USB interface, Protection LT, ST, INST, GFx, N-protection required an external N-sensor, incl. trip alarm switch (1xCO), rear connection vertical, with internal voltage tap on upper stab of circuit breaker, with voltage tap module VTM680 and power supply of ETU600, able to communication, integrated metering type PMF-1 Energy Efficiency, Voltage, Active energy Ea Manual operating mechanism with mechanical closing, without Spring charging motor, Ready-to-close signal. switch, Auxiliary switches 2NO+2NC, without Closing coil (CC), manual operating mechanism with mechanical closing, without Remote trip alarm reset coil (RR), without 2nd shunt trip, without 1st Shunt trip | 82670 | 1 | Z\ | 1
3WA1106-4LF02-0AA0 |  | Fixed-mounted circuit breaker IEC 60947-2, frame size 1, 3-poles, In=630A up to 690V AC 50/60Hz, breaking capacity M Icu=85/66kA at 500/690V, Trip unit ETU600 LSIG upgrade ready , colordisplay, bluetooth and USB interface, Protection LT, ST, INST, GFx, N-protection required an external N-sensor, incl. trip alarm switch (1xCO), rear connection horizontal, with internal voltage tap on upper stab of circuit breaker, with voltage tap module VTM680 and power supply of ETU600, able to communication, integrated metering type PMF-1 Energy Efficiency, Voltage, Active energy Ea Manual operating mechanism with mechanical closing, without Spring charging motor, Ready-to-close signal. switch, Auxiliary switches 2NO+2NC, without Closing coil (CC), manual operating mechanism with mechanical closing, without Remote trip alarm reset coil (RR), without 2nd shunt trip, without 1st Shunt trip | 81070 | 1 | Z\ | 1
3WA1106-4LF03-0AA0 |  | Fixed-mounted circuit breaker IEC 60947-2, frame size 1, 3-poles, In=630A up to 690V AC 50/60Hz, breaking capacity M Icu=85/66kA at 500/690V, Trip unit ETU600 LSIG upgrade ready , colordisplay, bluetooth and USB interface, Protection LT, ST, INST, GFx, N-protection required an external N-sensor, incl. trip alarm switch (1xCO), front connection double hole, with internal voltage tap on upper stab of circuit breaker, with voltage tap module VTM680 and power supply of ETU600, able to communication, integrated metering type PMF-1 Energy Efficiency, Voltage, Active energy Ea Manual operating mechanism with mechanical closing, without Spring charging motor, Ready-to-close signal. switch, Auxiliary switches 2NO+2NC, without Closing coil (CC), manual operating mechanism with mechanical closing, without Remote trip alarm reset coil (RR), without 2nd shunt trip, without 1st Shunt trip | 86070 | 1 | Z\ | 1
3WA1106-4LF11-0AA0 |  | Fixed-mounted circuit breaker IEC 60947-2, frame size 1, 4-poles, N-pole left, In=630A up to 690V AC 50/60Hz, breaking capacity M Icu=85/66kA at 500/690V, Trip unit ETU600 LSIG upgrade ready , colordisplay, bluetooth and USB interface, Protection LT, ST, INST, GFx, include N-protection, (internal N-sensor available), incl. trip alarm switch (1xCO), rear connection vertical, with internal voltage tap on upper stab of circuit breaker, with voltage tap module VTM680 and power supply of ETU600, able to communication, integrated metering type PMF-1 Energy Efficiency, Voltage, Active energy Ea Manual operating mechanism with mechanical closing, without Spring charging motor, Ready-to-close signal. switch, Auxiliary switches 2NO+2NC, without Closing coil (CC), manual operating mechanism with mechanical closing, without Remote trip alarm reset coil (RR), without 2nd shunt trip, without 1st Shunt trip | 102970 | 1 | Z\ | 1
3WA1106-4LF12-0AA0 |  | Fixed-mounted circuit breaker IEC 60947-2, frame size 1, 4-poles, N-pole left, In=630A up to 690V AC 50/60Hz, breaking capacity M Icu=85/66kA at 500/690V, Trip unit ETU600 LSIG upgrade ready , colordisplay, bluetooth and USB interface, Protection LT, ST, INST, GFx, include N-protection, (internal N-sensor available), incl. trip alarm switch (1xCO), rear connection horizontal, with internal voltage tap on upper stab of circuit breaker, with voltage tap module VTM680 and power supply of ETU600, able to communication, integrated metering type PMF-1 Energy Efficiency, Voltage, Active energy Ea Manual operating mechanism with mechanical closing, without Spring charging motor, Ready-to-close signal. switch, Auxiliary switches 2NO+2NC, without Closing coil (CC), manual operating mechanism with mechanical closing, without Remote trip alarm reset coil (RR), without 2nd shunt trip, without 1st Shunt trip | 100770 | 1 | Z\ | 1
3WA1106-4LF13-0AA0 |  | Fixed-mounted circuit breaker IEC 60947-2, frame size 1, 4-poles, N-pole left, In=630A up to 690V AC 50/60Hz, breaking capacity M Icu=85/66kA at 500/690V, Trip unit ETU600 LSIG upgrade ready , colordisplay, bluetooth and USB interface, Protection LT, ST, INST, GFx, include N-protection, (internal N-sensor available), incl. trip alarm switch (1xCO), front connection double hole, with internal voltage tap on upper stab of circuit breaker, with voltage tap module VTM680 and power supply of ETU600, able to communication, integrated metering type PMF-1 Energy Efficiency, Voltage, Active energy Ea Manual operating mechanism with mechanical closing, without Spring charging motor, Ready-to-close signal. switch, Auxiliary switches 2NO+2NC, without Closing coil (CC), manual operating mechanism with mechanical closing, without Remote trip alarm reset coil (RR), without 2nd shunt trip, without 1st Shunt trip | 107370 | 1 | Z\ | 1
3WA1106-4LF21-0AA0 |  | fixed-mounted circuit breaker, IEC 60947-2, size 1, 4-pole, N pole on right, In=630 A up to 690 V AC 50/60 Hz, breaking capacity M Icu=85/66 kA at 500/690 V, tripping unit ETU600 LSIG upgradeable, color display, Bluetooth, USB interface, basic protection LT, ST, INST, GFx, including protection of the N conductor (internal neutral point sensor available), trip alarm switch (1 x CO), connection at rear vertical, with internal voltage tap on upper stab of circuit breaker, with voltage tap module VTM680 and power supply of ETU600, able to communication, integrated metering type PMF-1 Energy Efficiency, Voltage, Active energy Ea Manual operating mechanism with mechanical closing, without Spring charging motor, Ready-to-close signal. switch, Auxiliary switches 2NO+2NC, without Closing coil (CC), manual operating mechanism with mechanical closing, without Remote trip alarm reset coil (RR), without 2nd shunt trip, without 1st Shunt trip | 102970 | 1 | Z\ | 1
3WA1106-4LF22-0AA0 |  | fixed-mounted circuit breaker, IEC 60947-2, size 1, 4-pole, N pole on right, In=630 A up to 690 V AC 50/60 Hz, breaking capacity M Icu=85/66 kA at 500/690 V, tripping unit ETU600 LSIG upgradeable, color display, Bluetooth, USB interface, basic protection LT, ST, INST, GFx, including protection of the N conductor (internal neutral point sensor available), trip alarm switch (1 x CO), connection at rear horizontal with internal voltage tap on upper stab of circuit breaker, with voltage tap module VTM680 and power supply of ETU600, able to communication, integrated metering type PMF-1 Energy Efficiency, Voltage, Active energy Ea Manual operating mechanism with mechanical closing, without Spring charging motor, Ready-to-close signal. switch, Auxiliary switches 2NO+2NC, without Closing coil (CC), manual operating mechanism with mechanical closing, without Remote trip alarm reset coil (RR), without 2nd shunt trip, without 1st Shunt trip | 100770 | 1 | Z\ | 1
3WA1106-4LF23-0AA0 |  | fixed-mounted circuit breaker, IEC 60947-2, size 1, 4-pole, N pole on right, In=630 A up to 690 V AC 50/60 Hz, breaking capacity M Icu=85/66 kA at 500/690 V, tripping unit ETU600 LSIG upgradeable, color display, Bluetooth, USB interface, basic protection LT, ST, INST, GFx, including protection of the N conductor (internal neutral point sensor available), trip alarm switch (1 x CO), front connection double hole, with internal voltage tap on upper stab of circuit breaker, with voltage tap module VTM680 and power supply of ETU600, able to communication, integrated metering type PMF-1 Energy Efficiency, Voltage, Active energy Ea Manual operating mechanism with mechanical closing, without Spring charging motor, Ready-to-close signal. switch, Auxiliary switches 2NO+2NC, without Closing coil (CC), manual operating mechanism with mechanical closing, without Remote trip alarm reset coil (RR), without 2nd shunt trip, without 1st Shunt trip | 107370 | 1 | Z\ | 1
3WA1106-4LF31-0AA0 |  | Withdrawable circuit breaker with guide frame, IEC 60947-2, frame size 1, 3-poles, In=630A up to 690V AC 50/60Hz, breaking capacity M Icu=85/66kA at 500/690V, Trip unit ETU600 LSIG upgrade ready , colordisplay, bluetooth and USB interface, Protection LT, ST, INST, GFx, N-protection required an external N-sensor, incl. trip alarm switch (1xCO), rear connection vertical, guide frame with shutter and w/o position signalling switch, with internal voltage tap on upper stab of circuit breaker, with voltage tap module VTM680 and power supply of ETU600, able to communication, integrated metering type PMF-1 Energy Efficiency, Voltage, Active energy Ea Manual operating mechanism with mechanical closing, without Spring charging motor, Ready-to-close signal. switch, Auxiliary switches 2NO+2NC, without Closing coil (CC), manual operating mechanism with mechanical closing, without Remote trip alarm reset coil (RR), without 2nd shunt trip, without 1st Shunt trip | 111870 | 1 | Z\ | 1
3WA1106-4LF32-0AA0 |  | Withdrawable circuit breaker with guide frame, IEC 60947-2, frame size 1, 3-poles, In=630A up to 690V AC 50/60Hz, breaking capacity M Icu=85/66kA at 500/690V, Trip unit ETU600 LSIG upgrade ready , colordisplay, bluetooth and USB interface, Protection LT, ST, INST, GFx, N-protection required an external N-sensor, incl. trip alarm switch (1xCO), rear connection horizontal, guide frame with shutter and w/o position signalling switch, with internal voltage tap on upper stab of circuit breaker, with voltage tap module VTM680 and power supply of ETU600, able to communication, integrated metering type PMF-1 Energy Efficiency, Voltage, Active energy Ea Manual operating mechanism with mechanical closing, without Spring charging motor, Ready-to-close signal. switch, Auxiliary switches 2NO+2NC, without Closing coil (CC), manual operating mechanism with mechanical closing, without Remote trip alarm reset coil (RR), without 2nd shunt trip, without 1st Shunt trip | 108870 | 1 | Z\ | 1
3WA1106-4LF33-0AA0 |  | Withdrawable circuit breaker with guide frame, IEC 60947-2, frame size 1, 3-poles, In=630A up to 690V AC 50/60Hz, breaking capacity M Icu=85/66kA at 500/690V, Trip unit ETU600 LSIG upgrade ready , colordisplay, bluetooth and USB interface, Protection LT, ST, INST, GFx, N-protection required an external N-sensor, incl. trip alarm switch (1xCO), front connection double hole, guide frame with shutter and w/o position signalling switch, with internal voltage tap on upper stab of circuit breaker, with voltage tap module VTM680 and power supply of ETU600, able to communication, integrated metering type PMF-1 Energy Efficiency, Voltage, Active energy Ea Manual operating mechanism with mechanical closing, without Spring charging motor, Ready-to-close signal. switch, Auxiliary switches 2NO+2NC, without Closing coil (CC), manual operating mechanism with mechanical closing, without Remote trip alarm reset coil (RR), without 2nd shunt trip, without 1st Shunt trip | 117870 | 1 | Z\ | 1
3WA1106-4LF34-0AA0 |  | Withdrawable circuit breaker with guide frame, IEC 60947-2, frame size 1, 3-poles, In=630A up to 690V AC 50/60Hz, breaking capacity M Icu=85/66kA at 500/690V, Trip unit ETU600 LSIG upgrade ready , colordisplay, bluetooth and USB interface, Protection LT, ST, INST, GFx, N-protection required an external N-sensor, incl. trip alarm switch (1xCO), rear connection flange, guide frame with shutter and w/o position signalling switch, with internal voltage tap on upper stab of circuit breaker, with voltage tap module VTM680 and power supply of ETU600, able to communication, integrated metering type PMF-1 Energy Efficiency, Voltage, Active energy Ea Manual operating mechanism with mechanical closing, without Spring charging motor, Ready-to-close signal. switch, Auxiliary switches 2NO+2NC, without Closing coil (CC), manual operating mechanism with mechanical closing, without Remote trip alarm reset coil (RR), without 2nd shunt trip, without 1st Shunt trip | 108870 | 1 | Z\ | 1
3WA1106-4LF41-0AA0 |  | Withdrawable circuit breaker with guide frame, IEC 60947-2, frame size 1, 4-poles, N-pole left, In=630A up to 690V AC 50/60Hz, breaking capacity M Icu=85/66kA at 500/690V, Trip unit ETU600 LSIG upgrade ready , colordisplay, bluetooth and USB interface, Protection LT, ST, INST, GFx, include N-protection, (internal N-sensor available), incl. trip alarm switch (1xCO), rear connection vertical, guide frame with shutter and w/o position signalling switch, with internal voltage tap on upper stab of circuit breaker, with voltage tap module VTM680 and power supply of ETU600, able to communication, integrated metering type PMF-1 Energy Efficiency, Voltage, Active energy Ea Manual operating mechanism with mechanical closing, without Spring charging motor, Ready-to-close signal. switch, Auxiliary switches 2NO+2NC, without Closing coil (CC), manual operating mechanism with mechanical closing, without Remote trip alarm reset coil (RR), without 2nd shunt trip, without 1st Shunt trip | 140870 | 1 | Z\ | 1
3WA1106-4LF42-0AA0 |  | Withdrawable circuit breaker with guide frame, IEC 60947-2, frame size 1, 4-poles, N-pole left, In=630A up to 690V AC 50/60Hz, breaking capacity M Icu=85/66kA at 500/690V, Trip unit ETU600 LSIG upgrade ready , colordisplay, bluetooth and USB interface, Protection LT, ST, INST, GFx, include N-protection, (internal N-sensor available), incl. trip alarm switch (1xCO), rear connection horizontal, guide frame with shutter and w/o position signalling switch, with internal voltage tap on upper stab of circuit breaker, with voltage tap module VTM680 and power supply of ETU600, able to communication, integrated metering type PMF-1 Energy Efficiency, Voltage, Active energy Ea Manual operating mechanism with mechanical closing, without Spring charging motor, Ready-to-close signal. switch, Auxiliary switches 2NO+2NC, without Closing coil (CC), manual operating mechanism with mechanical closing, without Remote trip alarm reset coil (RR), without 2nd shunt trip, without 1st Shunt trip | 137870 | 1 | Z\ | 1
3WA1106-4LF43-0AA0 |  | Withdrawable circuit breaker with guide frame, IEC 60947-2, frame size 1, 4-poles, N-pole left, In=630A up to 690V AC 50/60Hz, breaking capacity M Icu=85/66kA at 500/690V, Trip unit ETU600 LSIG upgrade ready , colordisplay, bluetooth and USB interface, Protection LT, ST, INST, GFx, include N-protection, (internal N-sensor available), incl. trip alarm switch (1xCO), front connection double hole, guide frame with shutter and w/o position signalling switch, with internal voltage tap on upper stab of circuit breaker, with voltage tap module VTM680 and power supply of ETU600, able to communication, integrated metering type PMF-1 Energy Efficiency, Voltage, Active energy Ea Manual operating mechanism with mechanical closing, without Spring charging motor, Ready-to-close signal. switch, Auxiliary switches 2NO+2NC, without Closing coil (CC), manual operating mechanism with mechanical closing, without Remote trip alarm reset coil (RR), without 2nd shunt trip, without 1st Shunt trip | 148870 | 1 | Z\ | 1
3WA1106-4LF44-0AA0 |  | Withdrawable circuit breaker with guide frame, IEC 60947-2, frame size 1, 4-poles, N-pole left, In=630A up to 690V AC 50/60Hz, breaking capacity M Icu=85/66kA at 500/690V, Trip unit ETU600 LSIG upgrade ready , colordisplay, bluetooth and USB interface, Protection LT, ST, INST, GFx, include N-protection, (internal N-sensor available), incl. trip alarm switch (1xCO), rear connection flange, guide frame with shutter and w/o position signalling switch, with internal voltage tap on upper stab of circuit breaker, with voltage tap module VTM680 and power supply of ETU600, able to communication, integrated metering type PMF-1 Energy Efficiency, Voltage, Active energy Ea Manual operating mechanism with mechanical closing, without Spring charging motor, Ready-to-close signal. switch, Auxiliary switches 2NO+2NC, without Closing coil (CC), manual operating mechanism with mechanical closing, without Remote trip alarm reset coil (RR), without 2nd shunt trip, without 1st Shunt trip | 137870 | 1 | Z\ | 1
3WA1106-4ME01-0AA0 |  | Fixed-mounted circuit breaker IEC 60947-2, frame size 1, 3-poles, In=630A up to 690V AC 50/60Hz, breaking capacity M Icu=85/66kA at 500/690V, Trip unit ETU600 LSI upgrade ready , colordisplay, bluetooth and USB interface, Protection LT, ST, INST, N-protection required an external N-sensor, incl. trip alarm switch (1xCO), rear connection vertical, with internal voltage tap on upper stab of circuit breaker, with voltage tap module VTM680 and power supply of ETU600, able to communication, integrated metering type PMF-2 Basic Power Monitoring, Voltage, Energy, Power, Power factor, Frequency, Unbalance, Temperature, Manual operating mechanism with mechanical closing, without Spring charging motor, Ready-to-close signal. switch, Auxiliary switches 2NO+2NC, without Closing coil (CC), manual operating mechanism with mechanical closing, without Remote trip alarm reset coil (RR), without 2nd shunt trip, without 1st Shunt trip | 80900 | 1 | Z\ | 1
3WA1106-4ME02-0AA0 |  | Fixed-mounted circuit breaker IEC 60947-2, frame size 1, 3-poles, In=630A up to 690V AC 50/60Hz, breaking capacity M Icu=85/66kA at 500/690V, Trip unit ETU600 LSI upgrade ready , colordisplay, bluetooth and USB interface, Protection LT, ST, INST, N-protection required an external N-sensor, incl. trip alarm switch (1xCO), rear connection horizontal, with internal voltage tap on upper stab of circuit breaker, with voltage tap module VTM680 and power supply of ETU600, able to communication, integrated metering type PMF-2 Basic Power Monitoring, Voltage, Energy, Power, Power factor, Frequency, Unbalance, Temperature, Manual operating mechanism with mechanical closing, without Spring charging motor, Ready-to-close signal. switch, Auxiliary switches 2NO+2NC, without Closing coil (CC), manual operating mechanism with mechanical closing, without Remote trip alarm reset coil (RR), without 2nd shunt trip, without 1st Shunt trip | 79200 | 1 | Z\ | 1
3WA1106-4ME03-0AA0 |  | Fixed-mounted circuit breaker IEC 60947-2, frame size 1, 3-poles, In=630A up to 690V AC 50/60Hz, breaking capacity M Icu=85/66kA at 500/690V, Trip unit ETU600 LSI upgrade ready , colordisplay, bluetooth and USB interface, Protection LT, ST, INST, N-protection required an external N-sensor, incl. trip alarm switch (1xCO), front connection double hole, with internal voltage tap on upper stab of circuit breaker, with voltage tap module VTM680 and power supply of ETU600, able to communication, integrated metering type PMF-2 Basic Power Monitoring, Voltage, Energy, Power, Power factor, Frequency, Unbalance, Temperature, Manual operating mechanism with mechanical closing, without Spring charging motor, Ready-to-close signal. switch, Auxiliary switches 2NO+2NC, without Closing coil (CC), manual operating mechanism with mechanical closing, without Remote trip alarm reset coil (RR), without 2nd shunt trip, without 1st Shunt trip | 84200 | 1 | Z\ | 1
3WA1106-4ME11-0AA0 |  | Fixed-mounted circuit breaker IEC 60947-2, frame size 1, 4-poles, N-pole left, In=630A up to 690V AC 50/60Hz, breaking capacity M Icu=85/66kA at 500/690V, Trip unit ETU600 LSI upgrade ready , colordisplay, bluetooth and USB interface, Protection LT, ST, INST, include N-protection, (internal N-sensor available), incl. trip alarm switch (1xCO), rear connection vertical, with internal voltage tap on upper stab of circuit breaker, with voltage tap module VTM680 and power supply of ETU600, able to communication, integrated metering type PMF-2 Basic Power Monitoring, Voltage, Energy, Power, Power factor, Frequency, Unbalance, Temperature, Manual operating mechanism with mechanical closing, without Spring charging motor, Ready-to-close signal. switch, Auxiliary switches 2NO+2NC, without Closing coil (CC), manual operating mechanism with mechanical closing, without Remote trip alarm reset coil (RR), without 2nd shunt trip, without 1st Shunt trip | 101100 | 1 | Z\ | 1
3WA1106-4ME12-0AA0 |  | Fixed-mounted circuit breaker IEC 60947-2, frame size 1, 4-poles, N-pole left, In=630A up to 690V AC 50/60Hz, breaking capacity M Icu=85/66kA at 500/690V, Trip unit ETU600 LSI upgrade ready , colordisplay, bluetooth and USB interface, Protection LT, ST, INST, include N-protection, (internal N-sensor available), incl. trip alarm switch (1xCO), rear connection horizontal, with internal voltage tap on upper stab of circuit breaker, with voltage tap module VTM680 and power supply of ETU600, able to communication, integrated metering type PMF-2 Basic Power Monitoring, Voltage, Energy, Power, Power factor, Frequency, Unbalance, Temperature, Manual operating mechanism with mechanical closing, without Spring charging motor, Ready-to-close signal. switch, Auxiliary switches 2NO+2NC, without Closing coil (CC), manual operating mechanism with mechanical closing, without Remote trip alarm reset coil (RR), without 2nd shunt trip, without 1st Shunt trip | 98900 | 1 | Z\ | 1
3WA1106-4ME13-0AA0 |  | Fixed-mounted circuit breaker IEC 60947-2, frame size 1, 4-poles, N-pole left, In=630A up to 690V AC 50/60Hz, breaking capacity M Icu=85/66kA at 500/690V, Trip unit ETU600 LSI upgrade ready , colordisplay, bluetooth and USB interface, Protection LT, ST, INST, include N-protection, (internal N-sensor available), incl. trip alarm switch (1xCO), front connection double hole, with internal voltage tap on upper stab of circuit breaker, with voltage tap module VTM680 and power supply of ETU600, able to communication, integrated metering type PMF-2 Basic Power Monitoring, Voltage, Energy, Power, Power factor, Frequency, Unbalance, Temperature, Manual operating mechanism with mechanical closing, without Spring charging motor, Ready-to-close signal. switch, Auxiliary switches 2NO+2NC, without Closing coil (CC), manual operating mechanism with mechanical closing, without Remote trip alarm reset coil (RR), without 2nd shunt trip, without 1st Shunt trip | 105600 | 1 | Z\ | 1
3WA1106-4ME21-0AA0 |  | fixed-mounted circuit breaker, IEC 60947-2, size 1, 4-pole, N pole on right, In=630 A up to 690 V AC 50/60 Hz, breaking capacity M Icu=85/66 kA at 500/690 V, tripping unit ETU600 LSI upgradeable, color display, Bluetooth, USB interface, basic protection LT, ST, INST, including protection of the N conductor (internal neutral point sensor available), trip alarm switch (1 x CO), connection at rear vertical, with internal voltage tap on upper stab of circuit breaker, with voltage tap module VTM680 and power supply of ETU600, able to communication, integrated metering type PMF-2 Basic Power Monitoring, Voltage, Energy, Power, Power factor, Frequency, Unbalance, Temperature, Manual operating mechanism with mechanical closing, without Spring charging motor, Ready-to-close signal. switch, Auxiliary switches 2NO+2NC, without Closing coil (CC), manual operating mechanism with mechanical closing, without Remote trip alarm reset coil (RR), without 2nd shunt trip, without 1st Shunt trip | 101100 | 1 | Z\ | 1
3WA1106-4ME22-0AA0 |  | fixed-mounted circuit breaker, IEC 60947-2, size 1, 4-pole, N pole on right, In=630 A up to 690 V AC 50/60 Hz, breaking capacity M Icu=85/66 kA at 500/690 V, tripping unit ETU600 LSI upgradeable, color display, Bluetooth, USB interface, basic protection LT, ST, INST, including protection of the N conductor (internal neutral point sensor available), trip alarm switch (1 x CO), connection at rear horizontal with internal voltage tap on upper stab of circuit breaker, with voltage tap module VTM680 and power supply of ETU600, able to communication, integrated metering type PMF-2 Basic Power Monitoring, Voltage, Energy, Power, Power factor, Frequency, Unbalance, Temperature, Manual operating mechanism with mechanical closing, without Spring charging motor, Ready-to-close signal. switch, Auxiliary switches 2NO+2NC, without Closing coil (CC), manual operating mechanism with mechanical closing, without Remote trip alarm reset coil (RR), without 2nd shunt trip, without 1st Shunt trip | 98900 | 1 | Z\ | 1
3WA1106-4ME23-0AA0 |  | fixed-mounted circuit breaker, IEC 60947-2, size 1, 4-pole, N pole on right, In=630 A up to 690 V AC 50/60 Hz, breaking capacity M Icu=85/66 kA at 500/690 V, tripping unit ETU600 LSI upgradeable, color display, Bluetooth, USB interface, basic protection LT, ST, INST, including protection of the N conductor (internal neutral point sensor available), trip alarm switch (1 x CO), front connection double hole, with internal voltage tap on upper stab of circuit breaker, with voltage tap module VTM680 and power supply of ETU600, able to communication, integrated metering type PMF-2 Basic Power Monitoring, Voltage, Energy, Power, Power factor, Frequency, Unbalance, Temperature, Manual operating mechanism with mechanical closing, without Spring charging motor, Ready-to-close signal. switch, Auxiliary switches 2NO+2NC, without Closing coil (CC), manual operating mechanism with mechanical closing, without Remote trip alarm reset coil (RR), without 2nd shunt trip, without 1st Shunt trip | 105600 | 1 | Z\ | 1
3WA1106-4ME31-0AA0 |  | Withdrawable circuit breaker with guide frame, IEC 60947-2, frame size 1, 3-poles, In=630A up to 690V AC 50/60Hz, breaking capacity M Icu=85/66kA at 500/690V, Trip unit ETU600 LSI upgrade ready , colordisplay, bluetooth and USB interface, Protection LT, ST, INST, N-protection required an external N-sensor, incl. trip alarm switch (1xCO), rear connection vertical, guide frame with shutter and w/o position signalling switch, with internal voltage tap on upper stab of circuit breaker, with voltage tap module VTM680 and power supply of ETU600, able to communication, integrated metering type PMF-2 Basic Power Monitoring, Voltage, Energy, Power, Power factor, Frequency, Unbalance, Temperature, Manual operating mechanism with mechanical closing, without Spring charging motor, Ready-to-close signal. switch, Auxiliary switches 2NO+2NC, without Closing coil (CC), manual operating mechanism with mechanical closing, without Remote trip alarm reset coil (RR), without 2nd shunt trip, without 1st Shunt trip | 110000 | 1 | Z\ | 1
3WA1106-4ME32-0AA0 |  | Withdrawable circuit breaker with guide frame, IEC 60947-2, frame size 1, 3-poles, In=630A up to 690V AC 50/60Hz, breaking capacity M Icu=85/66kA at 500/690V, Trip unit ETU600 LSI upgrade ready , colordisplay, bluetooth and USB interface, Protection LT, ST, INST, N-protection required an external N-sensor, incl. trip alarm switch (1xCO), rear connection horizontal, guide frame with shutter and w/o position signalling switch, with internal voltage tap on upper stab of circuit breaker, with voltage tap module VTM680 and power supply of ETU600, able to communication, integrated metering type PMF-2 Basic Power Monitoring, Voltage, Energy, Power, Power factor, Frequency, Unbalance, Temperature, Manual operating mechanism with mechanical closing, without Spring charging motor, Ready-to-close signal. switch, Auxiliary switches 2NO+2NC, without Closing coil (CC), manual operating mechanism with mechanical closing, without Remote trip alarm reset coil (RR), without 2nd shunt trip, without 1st Shunt trip | 107100 | 1 | Z\ | 1
3WA1106-4ME33-0AA0 |  | Withdrawable circuit breaker with guide frame, IEC 60947-2, frame size 1, 3-poles, In=630A up to 690V AC 50/60Hz, breaking capacity M Icu=85/66kA at 500/690V, Trip unit ETU600 LSI upgrade ready , colordisplay, bluetooth and USB interface, Protection LT, ST, INST, N-protection required an external N-sensor, incl. trip alarm switch (1xCO), front connection double hole, guide frame with shutter and w/o position signalling switch, with internal voltage tap on upper stab of circuit breaker, with voltage tap module VTM680 and power supply of ETU600, able to communication, integrated metering type PMF-2 Basic Power Monitoring, Voltage, Energy, Power, Power factor, Frequency, Unbalance, Temperature, Manual operating mechanism with mechanical closing, without Spring charging motor, Ready-to-close signal. switch, Auxiliary switches 2NO+2NC, without Closing coil (CC), manual operating mechanism with mechanical closing, without Remote trip alarm reset coil (RR), without 2nd shunt trip, without 1st Shunt trip | 115700 | 1 | Z\ | 1
3WA1106-4ME34-0AA0 |  | Withdrawable circuit breaker with guide frame, IEC 60947-2, frame size 1, 3-poles, In=630A up to 690V AC 50/60Hz, breaking capacity M Icu=85/66kA at 500/690V, Trip unit ETU600 LSI upgrade ready , colordisplay, bluetooth and USB interface, Protection LT, ST, INST, N-protection required an external N-sensor, incl. trip alarm switch (1xCO), rear connection flange, guide frame with shutter and w/o position signalling switch, with internal voltage tap on upper stab of circuit breaker, with voltage tap module VTM680 and power supply of ETU600, able to communication, integrated metering type PMF-2 Basic Power Monitoring, Voltage, Energy, Power, Power factor, Frequency, Unbalance, Temperature, Manual operating mechanism with mechanical closing, without Spring charging motor, Ready-to-close signal. switch, Auxiliary switches 2NO+2NC, without Closing coil (CC), manual operating mechanism with mechanical closing, without Remote trip alarm reset coil (RR), without 2nd shunt trip, without 1st Shunt trip | 107100 | 1 | Z\ | 1
3WA1106-4ME41-0AA0 |  | Withdrawable circuit breaker with guide frame, IEC 60947-2, frame size 1, 4-poles, N-pole left, In=630A up to 690V AC 50/60Hz, breaking capacity M Icu=85/66kA at 500/690V, Trip unit ETU600 LSI upgrade ready , colordisplay, bluetooth and USB interface, Protection LT, ST, INST, include N-protection, (internal N-sensor available), incl. trip alarm switch (1xCO), rear connection vertical, guide frame with shutter and w/o position signalling switch, with internal voltage tap on upper stab of circuit breaker, with voltage tap module VTM680 and power supply of ETU600, able to communication, integrated metering type PMF-2 Basic Power Monitoring, Voltage, Energy, Power, Power factor, Frequency, Unbalance, Temperature, Manual operating mechanism with mechanical closing, without Spring charging motor, Ready-to-close signal. switch, Auxiliary switches 2NO+2NC, without Closing coil (CC), manual operating mechanism with mechanical closing, without Remote trip alarm reset coil (RR), without 2nd shunt trip, without 1st Shunt trip | 139700 | 1 | Z\ | 1
3WA1106-4ME42-0AA0 |  | Withdrawable circuit breaker with guide frame, IEC 60947-2, frame size 1, 4-poles, N-pole left, In=630A up to 690V AC 50/60Hz, breaking capacity M Icu=85/66kA at 500/690V, Trip unit ETU600 LSI upgrade ready , colordisplay, bluetooth and USB interface, Protection LT, ST, INST, include N-protection, (internal N-sensor available), incl. trip alarm switch (1xCO), rear connection horizontal, guide frame with shutter and w/o position signalling switch, with internal voltage tap on upper stab of circuit breaker, with voltage tap module VTM680 and power supply of ETU600, able to communication, integrated metering type PMF-2 Basic Power Monitoring, Voltage, Energy, Power, Power factor, Frequency, Unbalance, Temperature, Manual operating mechanism with mechanical closing, without Spring charging motor, Ready-to-close signal. switch, Auxiliary switches 2NO+2NC, without Closing coil (CC), manual operating mechanism with mechanical closing, without Remote trip alarm reset coil (RR), without 2nd shunt trip, without 1st Shunt trip | 135700 | 1 | Z\ | 1
3WA1106-4ME43-0AA0 |  | Withdrawable circuit breaker with guide frame, IEC 60947-2, frame size 1, 4-poles, N-pole left, In=630A up to 690V AC 50/60Hz, breaking capacity M Icu=85/66kA at 500/690V, Trip unit ETU600 LSI upgrade ready , colordisplay, bluetooth and USB interface, Protection LT, ST, INST, include N-protection, (internal N-sensor available), incl. trip alarm switch (1xCO), front connection double hole, guide frame with shutter and w/o position signalling switch, with internal voltage tap on upper stab of circuit breaker, with voltage tap module VTM680 and power supply of ETU600, able to communication, integrated metering type PMF-2 Basic Power Monitoring, Voltage, Energy, Power, Power factor, Frequency, Unbalance, Temperature, Manual operating mechanism with mechanical closing, without Spring charging motor, Ready-to-close signal. switch, Auxiliary switches 2NO+2NC, without Closing coil (CC), manual operating mechanism with mechanical closing, without Remote trip alarm reset coil (RR), without 2nd shunt trip, without 1st Shunt trip | 146700 | 1 | Z\ | 1
3WA1106-4ME44-0AA0 |  | Withdrawable circuit breaker with guide frame, IEC 60947-2, frame size 1, 4-poles, N-pole left, In=630A up to 690V AC 50/60Hz, breaking capacity M Icu=85/66kA at 500/690V, Trip unit ETU600 LSI upgrade ready , colordisplay, bluetooth and USB interface, Protection LT, ST, INST, include N-protection, (internal N-sensor available), incl. trip alarm switch (1xCO), rear connection flange, guide frame with shutter and w/o position signalling switch, with internal voltage tap on upper stab of circuit breaker, with voltage tap module VTM680 and power supply of ETU600, able to communication, integrated metering type PMF-2 Basic Power Monitoring, Voltage, Energy, Power, Power factor, Frequency, Unbalance, Temperature, Manual operating mechanism with mechanical closing, without Spring charging motor, Ready-to-close signal. switch, Auxiliary switches 2NO+2NC, without Closing coil (CC), manual operating mechanism with mechanical closing, without Remote trip alarm reset coil (RR), without 2nd shunt trip, without 1st Shunt trip | 135700 | 1 | Z\ | 1
3WA1106-4MF01-0AA0 |  | Fixed-mounted circuit breaker IEC 60947-2, frame size 1, 3-poles, In=630A up to 690V AC 50/60Hz, breaking capacity M Icu=85/66kA at 500/690V, Trip unit ETU600 LSIG upgrade ready , colordisplay, bluetooth and USB interface, Protection LT, ST, INST, GFx, N-protection required an external N-sensor, incl. trip alarm switch (1xCO), rear connection vertical, with internal voltage tap on upper stab of circuit breaker, with voltage tap module VTM680 and power supply of ETU600, able to communication, integrated metering type PMF-2 Basic Power Monitoring, Voltage, Energy, Power, Power factor, Frequency, Unbalance, Temperature, Manual operating mechanism with mechanical closing, without Spring charging motor, Ready-to-close signal. switch, Auxiliary switches 2NO+2NC, without Closing coil (CC), manual operating mechanism with mechanical closing, without Remote trip alarm reset coil (RR), without 2nd shunt trip, without 1st Shunt trip | 91500 | 1 | Z\ | 1
3WA1106-4MF02-0AA0 |  | Fixed-mounted circuit breaker IEC 60947-2, frame size 1, 3-poles, In=630A up to 690V AC 50/60Hz, breaking capacity M Icu=85/66kA at 500/690V, Trip unit ETU600 LSIG upgrade ready , colordisplay, bluetooth and USB interface, Protection LT, ST, INST, GFx, N-protection required an external N-sensor, incl. trip alarm switch (1xCO), rear connection horizontal, with internal voltage tap on upper stab of circuit breaker, with voltage tap module VTM680 and power supply of ETU600, able to communication, integrated metering type PMF-2 Basic Power Monitoring, Voltage, Energy, Power, Power factor, Frequency, Unbalance, Temperature, Manual operating mechanism with mechanical closing, without Spring charging motor, Ready-to-close signal. switch, Auxiliary switches 2NO+2NC, without Closing coil (CC), manual operating mechanism with mechanical closing, without Remote trip alarm reset coil (RR), without 2nd shunt trip, without 1st Shunt trip | 89900 | 1 | Z\ | 1
3WA1106-4MF03-0AA0 |  | Fixed-mounted circuit breaker IEC 60947-2, frame size 1, 3-poles, In=630A up to 690V AC 50/60Hz, breaking capacity M Icu=85/66kA at 500/690V, Trip unit ETU600 LSIG upgrade ready , colordisplay, bluetooth and USB interface, Protection LT, ST, INST, GFx, N-protection required an external N-sensor, incl. trip alarm switch (1xCO), front connection double hole, with internal voltage tap on upper stab of circuit breaker, with voltage tap module VTM680 and power supply of ETU600, able to communication, integrated metering type PMF-2 Basic Power Monitoring, Voltage, Energy, Power, Power factor, Frequency, Unbalance, Temperature, Manual operating mechanism with mechanical closing, without Spring charging motor, Ready-to-close signal. switch, Auxiliary switches 2NO+2NC, without Closing coil (CC), manual operating mechanism with mechanical closing, without Remote trip alarm reset coil (RR), without 2nd shunt trip, without 1st Shunt trip | 94900 | 1 | Z\ | 1
3WA1106-4MF11-0AA0 |  | Fixed-mounted circuit breaker IEC 60947-2, frame size 1, 4-poles, N-pole left, In=630A up to 690V AC 50/60Hz, breaking capacity M Icu=85/66kA at 500/690V, Trip unit ETU600 LSIG upgrade ready , colordisplay, bluetooth and USB interface, Protection LT, ST, INST, GFx, include N-protection, (internal N-sensor available), incl. trip alarm switch (1xCO), rear connection vertical, with internal voltage tap on upper stab of circuit breaker, with voltage tap module VTM680 and power supply of ETU600, able to communication, integrated metering type PMF-2 Basic Power Monitoring, Voltage, Energy, Power, Power factor, Frequency, Unbalance, Temperature, Manual operating mechanism with mechanical closing, without Spring charging motor, Ready-to-close signal. switch, Auxiliary switches 2NO+2NC, without Closing coil (CC), manual operating mechanism with mechanical closing, without Remote trip alarm reset coil (RR), without 2nd shunt trip, without 1st Shunt trip | 111800 | 1 | Z\ | 1
3WA1106-4MF12-0AA0 |  | Fixed-mounted circuit breaker IEC 60947-2, frame size 1, 4-poles, N-pole left, In=630A up to 690V AC 50/60Hz, breaking capacity M Icu=85/66kA at 500/690V, Trip unit ETU600 LSIG upgrade ready , colordisplay, bluetooth and USB interface, Protection LT, ST, INST, GFx, include N-protection, (internal N-sensor available), incl. trip alarm switch (1xCO), rear connection horizontal, with internal voltage tap on upper stab of circuit breaker, with voltage tap module VTM680 and power supply of ETU600, able to communication, integrated metering type PMF-2 Basic Power Monitoring, Voltage, Energy, Power, Power factor, Frequency, Unbalance, Temperature, Manual operating mechanism with mechanical closing, without Spring charging motor, Ready-to-close signal. switch, Auxiliary switches 2NO+2NC, without Closing coil (CC), manual operating mechanism with mechanical closing, without Remote trip alarm reset coil (RR), without 2nd shunt trip, without 1st Shunt trip | 109600 | 1 | Z\ | 1
3WA1106-4MF13-0AA0 |  | Fixed-mounted circuit breaker IEC 60947-2, frame size 1, 4-poles, N-pole left, In=630A up to 690V AC 50/60Hz, breaking capacity M Icu=85/66kA at 500/690V, Trip unit ETU600 LSIG upgrade ready , colordisplay, bluetooth and USB interface, Protection LT, ST, INST, GFx, include N-protection, (internal N-sensor available), incl. trip alarm switch (1xCO), front connection double hole, with internal voltage tap on upper stab of circuit breaker, with voltage tap module VTM680 and power supply of ETU600, able to communication, integrated metering type PMF-2 Basic Power Monitoring, Voltage, Energy, Power, Power factor, Frequency, Unbalance, Temperature, Manual operating mechanism with mechanical closing, without Spring charging motor, Ready-to-close signal. switch, Auxiliary switches 2NO+2NC, without Closing coil (CC), manual operating mechanism with mechanical closing, without Remote trip alarm reset coil (RR), without 2nd shunt trip, without 1st Shunt trip | 116200 | 1 | Z\ | 1
3WA1106-4MF21-0AA0 |  | fixed-mounted circuit breaker, IEC 60947-2, size 1, 4-pole, N pole on right, In=630 A up to 690 V AC 50/60 Hz, breaking capacity M Icu=85/66 kA at 500/690 V, tripping unit ETU600 LSIG upgradeable, color display, Bluetooth, USB interface, basic protection LT, ST, INST, GFx, including protection of the N conductor (internal neutral point sensor available), trip alarm switch (1 x CO), connection at rear vertical, with internal voltage tap on upper stab of circuit breaker, with voltage tap module VTM680 and power supply of ETU600, able to communication, integrated metering type PMF-2 Basic Power Monitoring, Voltage, Energy, Power, Power factor, Frequency, Unbalance, Temperature, Manual operating mechanism with mechanical closing, without Spring charging motor, Ready-to-close signal. switch, Auxiliary switches 2NO+2NC, without Closing coil (CC), manual operating mechanism with mechanical closing, without Remote trip alarm reset coil (RR), without 2nd shunt trip, without 1st Shunt trip | 111800 | 1 | Z\ | 1
3WA1106-4MF22-0AA0 |  | fixed-mounted circuit breaker, IEC 60947-2, size 1, 4-pole, N pole on right, In=630 A up to 690 V AC 50/60 Hz, breaking capacity M Icu=85/66 kA at 500/690 V, tripping unit ETU600 LSIG upgradeable, color display, Bluetooth, USB interface, basic protection LT, ST, INST, GFx, including protection of the N conductor (internal neutral point sensor available), trip alarm switch (1 x CO), connection at rear horizontal with internal voltage tap on upper stab of circuit breaker, with voltage tap module VTM680 and power supply of ETU600, able to communication, integrated metering type PMF-2 Basic Power Monitoring, Voltage, Energy, Power, Power factor, Frequency, Unbalance, Temperature, Manual operating mechanism with mechanical closing, without Spring charging motor, Ready-to-close signal. switch, Auxiliary switches 2NO+2NC, without Closing coil (CC), manual operating mechanism with mechanical closing, without Remote trip alarm reset coil (RR), without 2nd shunt trip, without 1st Shunt trip | 109600 | 1 | Z\ | 1
3WA1106-4MF23-0AA0 |  | fixed-mounted circuit breaker, IEC 60947-2, size 1, 4-pole, N pole on right, In=630 A up to 690 V AC 50/60 Hz, breaking capacity M Icu=85/66 kA at 500/690 V, tripping unit ETU600 LSIG upgradeable, color display, Bluetooth, USB interface, basic protection LT, ST, INST, GFx, including protection of the N conductor (internal neutral point sensor available), trip alarm switch (1 x CO), front connection double hole, with internal voltage tap on upper stab of circuit breaker, with voltage tap module VTM680 and power supply of ETU600, able to communication, integrated metering type PMF-2 Basic Power Monitoring, Voltage, Energy, Power, Power factor, Frequency, Unbalance, Temperature, Manual operating mechanism with mechanical closing, without Spring charging motor, Ready-to-close signal. switch, Auxiliary switches 2NO+2NC, without Closing coil (CC), manual operating mechanism with mechanical closing, without Remote trip alarm reset coil (RR), without 2nd shunt trip, without 1st Shunt trip | 116200 | 1 | Z\ | 1
3WA1106-4MF31-0AA0 |  | Withdrawable circuit breaker with guide frame, IEC 60947-2, frame size 1, 3-poles, In=630A up to 690V AC 50/60Hz, breaking capacity M Icu=85/66kA at 500/690V, Trip unit ETU600 LSIG upgrade ready , colordisplay, bluetooth and USB interface, Protection LT, ST, INST, GFx, N-protection required an external N-sensor, incl. trip alarm switch (1xCO), rear connection vertical, guide frame with shutter and w/o position signalling switch, with internal voltage tap on upper stab of circuit breaker, with voltage tap module VTM680 and power supply of ETU600, able to communication, integrated metering type PMF-2 Basic Power Monitoring, Voltage, Energy, Power, Power factor, Frequency, Unbalance, Temperature, Manual operating mechanism with mechanical closing, without Spring charging motor, Ready-to-close signal. switch, Auxiliary switches 2NO+2NC, without Closing coil (CC), manual operating mechanism with mechanical closing, without Remote trip alarm reset coil (RR), without 2nd shunt trip, without 1st Shunt trip | 120700 | 1 | Z\ | 1
3WA1106-4MF32-0AA0 |  | Withdrawable circuit breaker with guide frame, IEC 60947-2, frame size 1, 3-poles, In=630A up to 690V AC 50/60Hz, breaking capacity M Icu=85/66kA at 500/690V, Trip unit ETU600 LSIG upgrade ready , colordisplay, bluetooth and USB interface, Protection LT, ST, INST, GFx, N-protection required an external N-sensor, incl. trip alarm switch (1xCO), rear connection horizontal, guide frame with shutter and w/o position signalling switch, with internal voltage tap on upper stab of circuit breaker, with voltage tap module VTM680 and power supply of ETU600, able to communication, integrated metering type PMF-2 Basic Power Monitoring, Voltage, Energy, Power, Power factor, Frequency, Unbalance, Temperature, Manual operating mechanism with mechanical closing, without Spring charging motor, Ready-to-close signal. switch, Auxiliary switches 2NO+2NC, without Closing coil (CC), manual operating mechanism with mechanical closing, without Remote trip alarm reset coil (RR), without 2nd shunt trip, without 1st Shunt trip | 117700 | 1 | Z\ | 1
3WA1106-4MF33-0AA0 |  | Withdrawable circuit breaker with guide frame, IEC 60947-2, frame size 1, 3-poles, In=630A up to 690V AC 50/60Hz, breaking capacity M Icu=85/66kA at 500/690V, Trip unit ETU600 LSIG upgrade ready , colordisplay, bluetooth and USB interface, Protection LT, ST, INST, GFx, N-protection required an external N-sensor, incl. trip alarm switch (1xCO), front connection double hole, guide frame with shutter and w/o position signalling switch, with internal voltage tap on upper stab of circuit breaker, with voltage tap module VTM680 and power supply of ETU600, able to communication, integrated metering type PMF-2 Basic Power Monitoring, Voltage, Energy, Power, Power factor, Frequency, Unbalance, Temperature, Manual operating mechanism with mechanical closing, without Spring charging motor, Ready-to-close signal. switch, Auxiliary switches 2NO+2NC, without Closing coil (CC), manual operating mechanism with mechanical closing, without Remote trip alarm reset coil (RR), without 2nd shunt trip, without 1st Shunt trip | 126700 | 1 | Z\ | 1
3WA1106-4MF34-0AA0 |  | Withdrawable circuit breaker with guide frame, IEC 60947-2, frame size 1, 3-poles, In=630A up to 690V AC 50/60Hz, breaking capacity M Icu=85/66kA at 500/690V, Trip unit ETU600 LSIG upgrade ready , colordisplay, bluetooth and USB interface, Protection LT, ST, INST, GFx, N-protection required an external N-sensor, incl. trip alarm switch (1xCO), rear connection flange, guide frame with shutter and w/o position signalling switch, with internal voltage tap on upper stab of circuit breaker, with voltage tap module VTM680 and power supply of ETU600, able to communication, integrated metering type PMF-2 Basic Power Monitoring, Voltage, Energy, Power, Power factor, Frequency, Unbalance, Temperature, Manual operating mechanism with mechanical closing, without Spring charging motor, Ready-to-close signal. switch, Auxiliary switches 2NO+2NC, without Closing coil (CC), manual operating mechanism with mechanical closing, without Remote trip alarm reset coil (RR), without 2nd shunt trip, without 1st Shunt trip | 117700 | 1 | Z\ | 1
3WA1106-4MF41-0AA0 |  | Withdrawable circuit breaker with guide frame, IEC 60947-2, frame size 1, 4-poles, N-pole left, In=630A up to 690V AC 50/60Hz, breaking capacity M Icu=85/66kA at 500/690V, Trip unit ETU600 LSIG upgrade ready , colordisplay, bluetooth and USB interface, Protection LT, ST, INST, GFx, include N-protection, (internal N-sensor available), incl. trip alarm switch (1xCO), rear connection vertical, guide frame with shutter and w/o position signalling switch, with internal voltage tap on upper stab of circuit breaker, with voltage tap module VTM680 and power supply of ETU600, able to communication, integrated metering type PMF-2 Basic Power Monitoring, Voltage, Energy, Power, Power factor, Frequency, Unbalance, Temperature, Manual operating mechanism with mechanical closing, without Spring charging motor, Ready-to-close signal. switch, Auxiliary switches 2NO+2NC, without Closing coil (CC), manual operating mechanism with mechanical closing, without Remote trip alarm reset coil (RR), without 2nd shunt trip, without 1st Shunt trip | 149700 | 1 | Z\ | 1
3WA1106-4MF42-0AA0 |  | Withdrawable circuit breaker with guide frame, IEC 60947-2, frame size 1, 4-poles, N-pole left, In=630A up to 690V AC 50/60Hz, breaking capacity M Icu=85/66kA at 500/690V, Trip unit ETU600 LSIG upgrade ready , colordisplay, bluetooth and USB interface, Protection LT, ST, INST, GFx, include N-protection, (internal N-sensor available), incl. trip alarm switch (1xCO), rear connection horizontal, guide frame with shutter and w/o position signalling switch, with internal voltage tap on upper stab of circuit breaker, with voltage tap module VTM680 and power supply of ETU600, able to communication, integrated metering type PMF-2 Basic Power Monitoring, Voltage, Energy, Power, Power factor, Frequency, Unbalance, Temperature, Manual operating mechanism with mechanical closing, without Spring charging motor, Ready-to-close signal. switch, Auxiliary switches 2NO+2NC, without Closing coil (CC), manual operating mechanism with mechanical closing, without Remote trip alarm reset coil (RR), without 2nd shunt trip, without 1st Shunt trip | 146700 | 1 | Z\ | 1
3WA1106-4MF43-0AA0 |  | Withdrawable circuit breaker with guide frame, IEC 60947-2, frame size 1, 4-poles, N-pole left, In=630A up to 690V AC 50/60Hz, breaking capacity M Icu=85/66kA at 500/690V, Trip unit ETU600 LSIG upgrade ready , colordisplay, bluetooth and USB interface, Protection LT, ST, INST, GFx, include N-protection, (internal N-sensor available), incl. trip alarm switch (1xCO), front connection double hole, guide frame with shutter and w/o position signalling switch, with internal voltage tap on upper stab of circuit breaker, with voltage tap module VTM680 and power supply of ETU600, able to communication, integrated metering type PMF-2 Basic Power Monitoring, Voltage, Energy, Power, Power factor, Frequency, Unbalance, Temperature, Manual operating mechanism with mechanical closing, without Spring charging motor, Ready-to-close signal. switch, Auxiliary switches 2NO+2NC, without Closing coil (CC), manual operating mechanism with mechanical closing, without Remote trip alarm reset coil (RR), without 2nd shunt trip, without 1st Shunt trip | 157700 | 1 | Z\ | 1
3WA1106-4MF44-0AA0 |  | Withdrawable circuit breaker with guide frame, IEC 60947-2, frame size 1, 4-poles, N-pole left, In=630A up to 690V AC 50/60Hz, breaking capacity M Icu=85/66kA at 500/690V, Trip unit ETU600 LSIG upgrade ready , colordisplay, bluetooth and USB interface, Protection LT, ST, INST, GFx, include N-protection, (internal N-sensor available), incl. trip alarm switch (1xCO), rear connection flange, guide frame with shutter and w/o position signalling switch, with internal voltage tap on upper stab of circuit breaker, with voltage tap module VTM680 and power supply of ETU600, able to communication, integrated metering type PMF-2 Basic Power Monitoring, Voltage, Energy, Power, Power factor, Frequency, Unbalance, Temperature, Manual operating mechanism with mechanical closing, without Spring charging motor, Ready-to-close signal. switch, Auxiliary switches 2NO+2NC, without Closing coil (CC), manual operating mechanism with mechanical closing, without Remote trip alarm reset coil (RR), without 2nd shunt trip, without 1st Shunt trip | 146700 | 1 | Z\ | 1
3WA1106-4NE01-0AA0 |  | Fixed-mounted circuit breaker IEC 60947-2, frame size 1, 3-poles, In=630A up to 690V AC 50/60Hz, breaking capacity M Icu=85/66kA at 500/690V, Trip unit ETU600 LSI upgrade ready , colordisplay, bluetooth and USB interface, Protection LT, ST, INST, N-protection required an external N-sensor, incl. trip alarm switch (1xCO), rear connection vertical, with internal voltage tap on upper stab of circuit breaker, with voltage tap module VTM680 and power supply of ETU600, able to communication, integrated metering type PMF-3 Advanced Power Monitor., Voltage, Energy, Power, Power factor, Frequency, Unbalance, Temperature, Power quality, Manual operating mechanism with mechanical closing, without Spring charging motor, Ready-to-close signal. switch, Auxiliary switches 2NO+2NC, without Closing coil (CC), manual operating mechanism with mechanical closing, without Remote trip alarm reset coil (RR), without 2nd shunt trip, without 1st Shunt trip | 87300 | 1 | Z\ | 1
3WA1106-4NE02-0AA0 |  | Fixed-mounted circuit breaker IEC 60947-2, frame size 1, 3-poles, In=630A up to 690V AC 50/60Hz, breaking capacity M Icu=85/66kA at 500/690V, Trip unit ETU600 LSI upgrade ready , colordisplay, bluetooth and USB interface, Protection LT, ST, INST, N-protection required an external N-sensor, incl. trip alarm switch (1xCO), rear connection horizontal, with internal voltage tap on upper stab of circuit breaker, with voltage tap module VTM680 and power supply of ETU600, able to communication, integrated metering type PMF-3 Advanced Power Monitor., Voltage, Energy, Power, Power factor, Frequency, Unbalance, Temperature, Power quality, Manual operating mechanism with mechanical closing, without Spring charging motor, Ready-to-close signal. switch, Auxiliary switches 2NO+2NC, without Closing coil (CC), manual operating mechanism with mechanical closing, without Remote trip alarm reset coil (RR), without 2nd shunt trip, without 1st Shunt trip | 85600 | 1 | Z\ | 1
3WA1106-4NE03-0AA0 |  | Fixed-mounted circuit breaker IEC 60947-2, frame size 1, 3-poles, In=630A up to 690V AC 50/60Hz, breaking capacity M Icu=85/66kA at 500/690V, Trip unit ETU600 LSI upgrade ready , colordisplay, bluetooth and USB interface, Protection LT, ST, INST, N-protection required an external N-sensor, incl. trip alarm switch (1xCO), front connection double hole, with internal voltage tap on upper stab of circuit breaker, with voltage tap module VTM680 and power supply of ETU600, able to communication, integrated metering type PMF-3 Advanced Power Monitor., Voltage, Energy, Power, Power factor, Frequency, Unbalance, Temperature, Power quality, Manual operating mechanism with mechanical closing, without Spring charging motor, Ready-to-close signal. switch, Auxiliary switches 2NO+2NC, without Closing coil (CC), manual operating mechanism with mechanical closing, without Remote trip alarm reset coil (RR), without 2nd shunt trip, without 1st Shunt trip | 90600 | 1 | Z\ | 1
3WA1106-4NE11-0AA0 |  | Fixed-mounted circuit breaker IEC 60947-2, frame size 1, 4-poles, N-pole left, In=630A up to 690V AC 50/60Hz, breaking capacity M Icu=85/66kA at 500/690V, Trip unit ETU600 LSI upgrade ready , colordisplay, bluetooth and USB interface, Protection LT, ST, INST, include N-protection, (internal N-sensor available), incl. trip alarm switch (1xCO), rear connection vertical, with internal voltage tap on upper stab of circuit breaker, with voltage tap module VTM680 and power supply of ETU600, able to communication, integrated metering type PMF-3 Advanced Power Monitor., Voltage, Energy, Power, Power factor, Frequency, Unbalance, Temperature, Power quality, Manual operating mechanism with mechanical closing, without Spring charging motor, Ready-to-close signal. switch, Auxiliary switches 2NO+2NC, without Closing coil (CC), manual operating mechanism with mechanical closing, without Remote trip alarm reset coil (RR), without 2nd shunt trip, without 1st Shunt trip | 107500 | 1 | Z\ | 1
3WA1106-4NE12-0AA0 |  | Fixed-mounted circuit breaker IEC 60947-2, frame size 1, 4-poles, N-pole left, In=630A up to 690V AC 50/60Hz, breaking capacity M Icu=85/66kA at 500/690V, Trip unit ETU600 LSI upgrade ready , colordisplay, bluetooth and USB interface, Protection LT, ST, INST, include N-protection, (internal N-sensor available), incl. trip alarm switch (1xCO), rear connection horizontal, with internal voltage tap on upper stab of circuit breaker, with voltage tap module VTM680 and power supply of ETU600, able to communication, integrated metering type PMF-3 Advanced Power Monitor., Voltage, Energy, Power, Power factor, Frequency, Unbalance, Temperature, Power quality, Manual operating mechanism with mechanical closing, without Spring charging motor, Ready-to-close signal. switch, Auxiliary switches 2NO+2NC, without Closing coil (CC), manual operating mechanism with mechanical closing, without Remote trip alarm reset coil (RR), without 2nd shunt trip, without 1st Shunt trip | 105300 | 1 | Z\ | 1
3WA1106-4NE13-0AA0 |  | Fixed-mounted circuit breaker IEC 60947-2, frame size 1, 4-poles, N-pole left, In=630A up to 690V AC 50/60Hz, breaking capacity M Icu=85/66kA at 500/690V, Trip unit ETU600 LSI upgrade ready , colordisplay, bluetooth and USB interface, Protection LT, ST, INST, include N-protection, (internal N-sensor available), incl. trip alarm switch (1xCO), front connection double hole, with internal voltage tap on upper stab of circuit breaker, with voltage tap module VTM680 and power supply of ETU600, able to communication, integrated metering type PMF-3 Advanced Power Monitor., Voltage, Energy, Power, Power factor, Frequency, Unbalance, Temperature, Power quality, Manual operating mechanism with mechanical closing, without Spring charging motor, Ready-to-close signal. switch, Auxiliary switches 2NO+2NC, without Closing coil (CC), manual operating mechanism with mechanical closing, without Remote trip alarm reset coil (RR), without 2nd shunt trip, without 1st Shunt trip | 112000 | 1 | Z\ | 1
3WA1106-4NE21-0AA0 |  | fixed-mounted circuit breaker, IEC 60947-2, size 1, 4-pole, N pole on right, In=630 A up to 690 V AC 50/60 Hz, breaking capacity M Icu=85/66 kA at 500/690 V, tripping unit ETU600 LSI upgradeable, color display, Bluetooth, USB interface, basic protection LT, ST, INST, including protection of the N conductor (internal neutral point sensor available), trip alarm switch (1 x CO), connection at rear vertical, with internal voltage tap on upper stab of circuit breaker, with voltage tap module VTM680 and power supply of ETU600, able to communication, integrated metering type PMF-3 Advanced Power Monitor., Voltage, Energy, Power, Power factor, Frequency, Unbalance, Temperature, Power quality, Manual operating mechanism with mechanical closing, without Spring charging motor, Ready-to-close signal. switch, Auxiliary switches 2NO+2NC, without Closing coil (CC), manual operating mechanism with mechanical closing, without Remote trip alarm reset coil (RR), without 2nd shunt trip, without 1st Shunt trip | 107500 | 1 | Z\ | 1
3WA1106-4NE22-0AA0 |  | fixed-mounted circuit breaker, IEC 60947-2, size 1, 4-pole, N pole on right, In=630 A up to 690 V AC 50/60 Hz, breaking capacity M Icu=85/66 kA at 500/690 V, tripping unit ETU600 LSI upgradeable, color display, Bluetooth, USB interface, basic protection LT, ST, INST, including protection of the N conductor (internal neutral point sensor available), trip alarm switch (1 x CO), connection at rear horizontal with internal voltage tap on upper stab of circuit breaker, with voltage tap module VTM680 and power supply of ETU600, able to communication, integrated metering type PMF-3 Advanced Power Monitor., Voltage, Energy, Power, Power factor, Frequency, Unbalance, Temperature, Power quality, Manual operating mechanism with mechanical closing, without Spring charging motor, Ready-to-close signal. switch, Auxiliary switches 2NO+2NC, without Closing coil (CC), manual operating mechanism with mechanical closing, without Remote trip alarm reset coil (RR), without 2nd shunt trip, without 1st Shunt trip | 105300 | 1 | Z\ | 1
3WA1106-4NE23-0AA0 |  | fixed-mounted circuit breaker, IEC 60947-2, size 1, 4-pole, N pole on right, In=630 A up to 690 V AC 50/60 Hz, breaking capacity M Icu=85/66 kA at 500/690 V, tripping unit ETU600 LSI upgradeable, color display, Bluetooth, USB interface, basic protection LT, ST, INST, including protection of the N conductor (internal neutral point sensor available), trip alarm switch (1 x CO), front connection double hole, with internal voltage tap on upper stab of circuit breaker, with voltage tap module VTM680 and power supply of ETU600, able to communication, integrated metering type PMF-3 Advanced Power Monitor., Voltage, Energy, Power, Power factor, Frequency, Unbalance, Temperature, Power quality, Manual operating mechanism with mechanical closing, without Spring charging motor, Ready-to-close signal. switch, Auxiliary switches 2NO+2NC, without Closing coil (CC), manual operating mechanism with mechanical closing, without Remote trip alarm reset coil (RR), without 2nd shunt trip, without 1st Shunt trip | 112000 | 1 | Z\ | 1
3WA1106-4NE31-0AA0 |  | Withdrawable circuit breaker with guide frame, IEC 60947-2, frame size 1, 3-poles, In=630A up to 690V AC 50/60Hz, breaking capacity M Icu=85/66kA at 500/690V, Trip unit ETU600 LSI upgrade ready , colordisplay, bluetooth and USB interface, Protection LT, ST, INST, N-protection required an external N-sensor, incl. trip alarm switch (1xCO), rear connection vertical, guide frame with shutter and w/o position signalling switch, with internal voltage tap on upper stab of circuit breaker, with voltage tap module VTM680 and power supply of ETU600, able to communication, integrated metering type PMF-3 Advanced Power Monitor., Voltage, Energy, Power, Power factor, Frequency, Unbalance, Temperature, Power quality, Manual operating mechanism with mechanical closing, without Spring charging motor, Ready-to-close signal. switch, Auxiliary switches 2NO+2NC, without Closing coil (CC), manual operating mechanism with mechanical closing, without Remote trip alarm reset coil (RR), without 2nd shunt trip, without 1st Shunt trip | 116400 | 1 | Z\ | 1
3WA1106-4NE32-0AA0 |  | Withdrawable circuit breaker with guide frame, IEC 60947-2, frame size 1, 3-poles, In=630A up to 690V AC 50/60Hz, breaking capacity M Icu=85/66kA at 500/690V, Trip unit ETU600 LSI upgrade ready , colordisplay, bluetooth and USB interface, Protection LT, ST, INST, N-protection required an external N-sensor, incl. trip alarm switch (1xCO), rear connection horizontal, guide frame with shutter and w/o position signalling switch, with internal voltage tap on upper stab of circuit breaker, with voltage tap module VTM680 and power supply of ETU600, able to communication, integrated metering type PMF-3 Advanced Power Monitor., Voltage, Energy, Power, Power factor, Frequency, Unbalance, Temperature, Power quality, Manual operating mechanism with mechanical closing, without Spring charging motor, Ready-to-close signal. switch, Auxiliary switches 2NO+2NC, without Closing coil (CC), manual operating mechanism with mechanical closing, without Remote trip alarm reset coil (RR), without 2nd shunt trip, without 1st Shunt trip | 113500 | 1 | Z\ | 1
3WA1106-4NE33-0AA0 |  | Withdrawable circuit breaker with guide frame, IEC 60947-2, frame size 1, 3-poles, In=630A up to 690V AC 50/60Hz, breaking capacity M Icu=85/66kA at 500/690V, Trip unit ETU600 LSI upgrade ready , colordisplay, bluetooth and USB interface, Protection LT, ST, INST, N-protection required an external N-sensor, incl. trip alarm switch (1xCO), front connection double hole, guide frame with shutter and w/o position signalling switch, with internal voltage tap on upper stab of circuit breaker, with voltage tap module VTM680 and power supply of ETU600, able to communication, integrated metering type PMF-3 Advanced Power Monitor., Voltage, Energy, Power, Power factor, Frequency, Unbalance, Temperature, Power quality, Manual operating mechanism with mechanical closing, without Spring charging motor, Ready-to-close signal. switch, Auxiliary switches 2NO+2NC, without Closing coil (CC), manual operating mechanism with mechanical closing, without Remote trip alarm reset coil (RR), without 2nd shunt trip, without 1st Shunt trip | 122100 | 1 | Z\ | 1
3WA1106-4NE34-0AA0 |  | Withdrawable circuit breaker with guide frame, IEC 60947-2, frame size 1, 3-poles, In=630A up to 690V AC 50/60Hz, breaking capacity M Icu=85/66kA at 500/690V, Trip unit ETU600 LSI upgrade ready , colordisplay, bluetooth and USB interface, Protection LT, ST, INST, N-protection required an external N-sensor, incl. trip alarm switch (1xCO), rear connection flange, guide frame with shutter and w/o position signalling switch, with internal voltage tap on upper stab of circuit breaker, with voltage tap module VTM680 and power supply of ETU600, able to communication, integrated metering type PMF-3 Advanced Power Monitor., Voltage, Energy, Power, Power factor, Frequency, Unbalance, Temperature, Power quality, Manual operating mechanism with mechanical closing, without Spring charging motor, Ready-to-close signal. switch, Auxiliary switches 2NO+2NC, without Closing coil (CC), manual operating mechanism with mechanical closing, without Remote trip alarm reset coil (RR), without 2nd shunt trip, without 1st Shunt trip | 113500 | 1 | Z\ | 1
3WA1106-4NE41-0AA0 |  | Withdrawable circuit breaker with guide frame, IEC 60947-2, frame size 1, 4-poles, N-pole left, In=630A up to 690V AC 50/60Hz, breaking capacity M Icu=85/66kA at 500/690V, Trip unit ETU600 LSI upgrade ready , colordisplay, bluetooth and USB interface, Protection LT, ST, INST, include N-protection, (internal N-sensor available), incl. trip alarm switch (1xCO), rear connection vertical, guide frame with shutter and w/o position signalling switch, with internal voltage tap on upper stab of circuit breaker, with voltage tap module VTM680 and power supply of ETU600, able to communication, integrated metering type PMF-3 Advanced Power Monitor., Voltage, Energy, Power, Power factor, Frequency, Unbalance, Temperature, Power quality, Manual operating mechanism with mechanical closing, without Spring charging motor, Ready-to-close signal. switch, Auxiliary switches 2NO+2NC, without Closing coil (CC), manual operating mechanism with mechanical closing, without Remote trip alarm reset coil (RR), without 2nd shunt trip, without 1st Shunt trip | 146100 | 1 | Z\ | 1
3WA1106-4NE42-0AA0 |  | Withdrawable circuit breaker with guide frame, IEC 60947-2, frame size 1, 4-poles, N-pole left, In=630A up to 690V AC 50/60Hz, breaking capacity M Icu=85/66kA at 500/690V, Trip unit ETU600 LSI upgrade ready , colordisplay, bluetooth and USB interface, Protection LT, ST, INST, include N-protection, (internal N-sensor available), incl. trip alarm switch (1xCO), rear connection horizontal, guide frame with shutter and w/o position signalling switch, with internal voltage tap on upper stab of circuit breaker, with voltage tap module VTM680 and power supply of ETU600, able to communication, integrated metering type PMF-3 Advanced Power Monitor., Voltage, Energy, Power, Power factor, Frequency, Unbalance, Temperature, Power quality, Manual operating mechanism with mechanical closing, without Spring charging motor, Ready-to-close signal. switch, Auxiliary switches 2NO+2NC, without Closing coil (CC), manual operating mechanism with mechanical closing, without Remote trip alarm reset coil (RR), without 2nd shunt trip, without 1st Shunt trip | 142100 | 1 | Z\ | 1
3WA1106-4NE43-0AA0 |  | Withdrawable circuit breaker with guide frame, IEC 60947-2, frame size 1, 4-poles, N-pole left, In=630A up to 690V AC 50/60Hz, breaking capacity M Icu=85/66kA at 500/690V, Trip unit ETU600 LSI upgrade ready , colordisplay, bluetooth and USB interface, Protection LT, ST, INST, include N-protection, (internal N-sensor available), incl. trip alarm switch (1xCO), front connection double hole, guide frame with shutter and w/o position signalling switch, with internal voltage tap on upper stab of circuit breaker, with voltage tap module VTM680 and power supply of ETU600, able to communication, integrated metering type PMF-3 Advanced Power Monitor., Voltage, Energy, Power, Power factor, Frequency, Unbalance, Temperature, Power quality, Manual operating mechanism with mechanical closing, without Spring charging motor, Ready-to-close signal. switch, Auxiliary switches 2NO+2NC, without Closing coil (CC), manual operating mechanism with mechanical closing, without Remote trip alarm reset coil (RR), without 2nd shunt trip, without 1st Shunt trip | 153100 | 1 | Z\ | 1
3WA1106-4NE44-0AA0 |  | Withdrawable circuit breaker with guide frame, IEC 60947-2, frame size 1, 4-poles, N-pole left, In=630A up to 690V AC 50/60Hz, breaking capacity M Icu=85/66kA at 500/690V, Trip unit ETU600 LSI upgrade ready , colordisplay, bluetooth and USB interface, Protection LT, ST, INST, include N-protection, (internal N-sensor available), incl. trip alarm switch (1xCO), rear connection flange, guide frame with shutter and w/o position signalling switch, with internal voltage tap on upper stab of circuit breaker, with voltage tap module VTM680 and power supply of ETU600, able to communication, integrated metering type PMF-3 Advanced Power Monitor., Voltage, Energy, Power, Power factor, Frequency, Unbalance, Temperature, Power quality, Manual operating mechanism with mechanical closing, without Spring charging motor, Ready-to-close signal. switch, Auxiliary switches 2NO+2NC, without Closing coil (CC), manual operating mechanism with mechanical closing, without Remote trip alarm reset coil (RR), without 2nd shunt trip, without 1st Shunt trip | 142100 | 1 | Z\ | 1
3WA1106-4NF01-0AA0 |  | Fixed-mounted circuit breaker IEC 60947-2, frame size 1, 3-poles, In=630A up to 690V AC 50/60Hz, breaking capacity M Icu=85/66kA at 500/690V, Trip unit ETU600 LSIG upgrade ready , colordisplay, bluetooth and USB interface, Protection LT, ST, INST, GFx, N-protection required an external N-sensor, incl. trip alarm switch (1xCO), rear connection vertical, with internal voltage tap on upper stab of circuit breaker, with voltage tap module VTM680 and power supply of ETU600, able to communication, integrated metering type PMF-3 Advanced Power Monitor., Voltage, Energy, Power, Power factor, Frequency, Unbalance, Temperature, Power quality, Manual operating mechanism with mechanical closing, without Spring charging motor, Ready-to-close signal. switch, Auxiliary switches 2NO+2NC, without Closing coil (CC), manual operating mechanism with mechanical closing, without Remote trip alarm reset coil (RR), without 2nd shunt trip, without 1st Shunt trip | 97900 | 1 | Z\ | 1
3WA1106-4NF02-0AA0 |  | Fixed-mounted circuit breaker IEC 60947-2, frame size 1, 3-poles, In=630A up to 690V AC 50/60Hz, breaking capacity M Icu=85/66kA at 500/690V, Trip unit ETU600 LSIG upgrade ready , colordisplay, bluetooth and USB interface, Protection LT, ST, INST, GFx, N-protection required an external N-sensor, incl. trip alarm switch (1xCO), rear connection horizontal, with internal voltage tap on upper stab of circuit breaker, with voltage tap module VTM680 and power supply of ETU600, able to communication, integrated metering type PMF-3 Advanced Power Monitor., Voltage, Energy, Power, Power factor, Frequency, Unbalance, Temperature, Power quality, Manual operating mechanism with mechanical closing, without Spring charging motor, Ready-to-close signal. switch, Auxiliary switches 2NO+2NC, without Closing coil (CC), manual operating mechanism with mechanical closing, without Remote trip alarm reset coil (RR), without 2nd shunt trip, without 1st Shunt trip | 96300 | 1 | Z\ | 1
3WA1106-4NF03-0AA0 |  | Fixed-mounted circuit breaker IEC 60947-2, frame size 1, 3-poles, In=630A up to 690V AC 50/60Hz, breaking capacity M Icu=85/66kA at 500/690V, Trip unit ETU600 LSIG upgrade ready , colordisplay, bluetooth and USB interface, Protection LT, ST, INST, GFx, N-protection required an external N-sensor, incl. trip alarm switch (1xCO), front connection double hole, with internal voltage tap on upper stab of circuit breaker, with voltage tap module VTM680 and power supply of ETU600, able to communication, integrated metering type PMF-3 Advanced Power Monitor., Voltage, Energy, Power, Power factor, Frequency, Unbalance, Temperature, Power quality, Manual operating mechanism with mechanical closing, without Spring charging motor, Ready-to-close signal. switch, Auxiliary switches 2NO+2NC, without Closing coil (CC), manual operating mechanism with mechanical closing, without Remote trip alarm reset coil (RR), without 2nd shunt trip, without 1st Shunt trip | 101300 | 1 | Z\ | 1
3WA1106-4NF11-0AA0 |  | Fixed-mounted circuit breaker IEC 60947-2, frame size 1, 4-poles, N-pole left, In=630A up to 690V AC 50/60Hz, breaking capacity M Icu=85/66kA at 500/690V, Trip unit ETU600 LSIG upgrade ready , colordisplay, bluetooth and USB interface, Protection LT, ST, INST, GFx, include N-protection, (internal N-sensor available), incl. trip alarm switch (1xCO), rear connection vertical, with internal voltage tap on upper stab of circuit breaker, with voltage tap module VTM680 and power supply of ETU600, able to communication, integrated metering type PMF-3 Advanced Power Monitor., Voltage, Energy, Power, Power factor, Frequency, Unbalance, Temperature, Power quality, Manual operating mechanism with mechanical closing, without Spring charging motor, Ready-to-close signal. switch, Auxiliary switches 2NO+2NC, without Closing coil (CC), manual operating mechanism with mechanical closing, without Remote trip alarm reset coil (RR), without 2nd shunt trip, without 1st Shunt trip | 118200 | 1 | Z\ | 1
3WA1106-4NF12-0AA0 |  | Fixed-mounted circuit breaker IEC 60947-2, frame size 1, 4-poles, N-pole left, In=630A up to 690V AC 50/60Hz, breaking capacity M Icu=85/66kA at 500/690V, Trip unit ETU600 LSIG upgrade ready , colordisplay, bluetooth and USB interface, Protection LT, ST, INST, GFx, include N-protection, (internal N-sensor available), incl. trip alarm switch (1xCO), rear connection horizontal, with internal voltage tap on upper stab of circuit breaker, with voltage tap module VTM680 and power supply of ETU600, able to communication, integrated metering type PMF-3 Advanced Power Monitor., Voltage, Energy, Power, Power factor, Frequency, Unbalance, Temperature, Power quality, Manual operating mechanism with mechanical closing, without Spring charging motor, Ready-to-close signal. switch, Auxiliary switches 2NO+2NC, without Closing coil (CC), manual operating mechanism with mechanical closing, without Remote trip alarm reset coil (RR), without 2nd shunt trip, without 1st Shunt trip | 116000 | 1 | Z\ | 1
3WA1106-4NF13-0AA0 |  | Fixed-mounted circuit breaker IEC 60947-2, frame size 1, 4-poles, N-pole left, In=630A up to 690V AC 50/60Hz, breaking capacity M Icu=85/66kA at 500/690V, Trip unit ETU600 LSIG upgrade ready , colordisplay, bluetooth and USB interface, Protection LT, ST, INST, GFx, include N-protection, (internal N-sensor available), incl. trip alarm switch (1xCO), front connection double hole, with internal voltage tap on upper stab of circuit breaker, with voltage tap module VTM680 and power supply of ETU600, able to communication, integrated metering type PMF-3 Advanced Power Monitor., Voltage, Energy, Power, Power factor, Frequency, Unbalance, Temperature, Power quality, Manual operating mechanism with mechanical closing, without Spring charging motor, Ready-to-close signal. switch, Auxiliary switches 2NO+2NC, without Closing coil (CC), manual operating mechanism with mechanical closing, without Remote trip alarm reset coil (RR), without 2nd shunt trip, without 1st Shunt trip | 122600 | 1 | Z\ | 1
3WA1106-4NF21-0AA0 |  | fixed-mounted circuit breaker, IEC 60947-2, size 1, 4-pole, N pole on right, In=630 A up to 690 V AC 50/60 Hz, breaking capacity M Icu=85/66 kA at 500/690 V, tripping unit ETU600 LSIG upgradeable, color display, Bluetooth, USB interface, basic protection LT, ST, INST, GFx, including protection of the N conductor (internal neutral point sensor available), trip alarm switch (1 x CO), connection at rear vertical, with internal voltage tap on upper stab of circuit breaker, with voltage tap module VTM680 and power supply of ETU600, able to communication, integrated metering type PMF-3 Advanced Power Monitor., Voltage, Energy, Power, Power factor, Frequency, Unbalance, Temperature, Power quality, Manual operating mechanism with mechanical closing, without Spring charging motor, Ready-to-close signal. switch, Auxiliary switches 2NO+2NC, without Closing coil (CC), manual operating mechanism with mechanical closing, without Remote trip alarm reset coil (RR), without 2nd shunt trip, without 1st Shunt trip | 118200 | 1 | Z\ | 1
3WA1106-4NF22-0AA0 |  | fixed-mounted circuit breaker, IEC 60947-2, size 1, 4-pole, N pole on right, In=630 A up to 690 V AC 50/60 Hz, breaking capacity M Icu=85/66 kA at 500/690 V, tripping unit ETU600 LSIG upgradeable, color display, Bluetooth, USB interface, basic protection LT, ST, INST, GFx, including protection of the N conductor (internal neutral point sensor available), trip alarm switch (1 x CO), connection at rear horizontal with internal voltage tap on upper stab of circuit breaker, with voltage tap module VTM680 and power supply of ETU600, able to communication, integrated metering type PMF-3 Advanced Power Monitor., Voltage, Energy, Power, Power factor, Frequency, Unbalance, Temperature, Power quality, Manual operating mechanism with mechanical closing, without Spring charging motor, Ready-to-close signal. switch, Auxiliary switches 2NO+2NC, without Closing coil (CC), manual operating mechanism with mechanical closing, without Remote trip alarm reset coil (RR), without 2nd shunt trip, without 1st Shunt trip | 116000 | 1 | Z\ | 1
3WA1106-4NF23-0AA0 |  | fixed-mounted circuit breaker, IEC 60947-2, size 1, 4-pole, N pole on right, In=630 A up to 690 V AC 50/60 Hz, breaking capacity M Icu=85/66 kA at 500/690 V, tripping unit ETU600 LSIG upgradeable, color display, Bluetooth, USB interface, basic protection LT, ST, INST, GFx, including protection of the N conductor (internal neutral point sensor available), trip alarm switch (1 x CO), front connection double hole, with internal voltage tap on upper stab of circuit breaker, with voltage tap module VTM680 and power supply of ETU600, able to communication, integrated metering type PMF-3 Advanced Power Monitor., Voltage, Energy, Power, Power factor, Frequency, Unbalance, Temperature, Power quality, Manual operating mechanism with mechanical closing, without Spring charging motor, Ready-to-close signal. switch, Auxiliary switches 2NO+2NC, without Closing coil (CC), manual operating mechanism with mechanical closing, without Remote trip alarm reset coil (RR), without 2nd shunt trip, without 1st Shunt trip | 122600 | 1 | Z\ | 1
3WA1106-4NF31-0AA0 |  | Withdrawable circuit breaker with guide frame, IEC 60947-2, frame size 1, 3-poles, In=630A up to 690V AC 50/60Hz, breaking capacity M Icu=85/66kA at 500/690V, Trip unit ETU600 LSIG upgrade ready , colordisplay, bluetooth and USB interface, Protection LT, ST, INST, GFx, N-protection required an external N-sensor, incl. trip alarm switch (1xCO), rear connection vertical, guide frame with shutter and w/o position signalling switch, with internal voltage tap on upper stab of circuit breaker, with voltage tap module VTM680 and power supply of ETU600, able to communication, integrated metering type PMF-3 Advanced Power Monitor., Voltage, Energy, Power, Power factor, Frequency, Unbalance, Temperature, Power quality, Manual operating mechanism with mechanical closing, without Spring charging motor, Ready-to-close signal. switch, Auxiliary switches 2NO+2NC, without Closing coil (CC), manual operating mechanism with mechanical closing, without Remote trip alarm reset coil (RR), without 2nd shunt trip, without 1st Shunt trip | 127100 | 1 | Z\ | 1
3WA1106-4NF32-0AA0 |  | Withdrawable circuit breaker with guide frame, IEC 60947-2, frame size 1, 3-poles, In=630A up to 690V AC 50/60Hz, breaking capacity M Icu=85/66kA at 500/690V, Trip unit ETU600 LSIG upgrade ready , colordisplay, bluetooth and USB interface, Protection LT, ST, INST, GFx, N-protection required an external N-sensor, incl. trip alarm switch (1xCO), rear connection horizontal, guide frame with shutter and w/o position signalling switch, with internal voltage tap on upper stab of circuit breaker, with voltage tap module VTM680 and power supply of ETU600, able to communication, integrated metering type PMF-3 Advanced Power Monitor., Voltage, Energy, Power, Power factor, Frequency, Unbalance, Temperature, Power quality, Manual operating mechanism with mechanical closing, without Spring charging motor, Ready-to-close signal. switch, Auxiliary switches 2NO+2NC, without Closing coil (CC), manual operating mechanism with mechanical closing, without Remote trip alarm reset coil (RR), without 2nd shunt trip, without 1st Shunt trip | 124100 | 1 | Z\ | 1
3WA1106-4NF33-0AA0 |  | Withdrawable circuit breaker with guide frame, IEC 60947-2, frame size 1, 3-poles, In=630A up to 690V AC 50/60Hz, breaking capacity M Icu=85/66kA at 500/690V, Trip unit ETU600 LSIG upgrade ready , colordisplay, bluetooth and USB interface, Protection LT, ST, INST, GFx, N-protection required an external N-sensor, incl. trip alarm switch (1xCO), front connection double hole, guide frame with shutter and w/o position signalling switch, with internal voltage tap on upper stab of circuit breaker, with voltage tap module VTM680 and power supply of ETU600, able to communication, integrated metering type PMF-3 Advanced Power Monitor., Voltage, Energy, Power, Power factor, Frequency, Unbalance, Temperature, Power quality, Manual operating mechanism with mechanical closing, without Spring charging motor, Ready-to-close signal. switch, Auxiliary switches 2NO+2NC, without Closing coil (CC), manual operating mechanism with mechanical closing, without Remote trip alarm reset coil (RR), without 2nd shunt trip, without 1st Shunt trip | 133100 | 1 | Z\ | 1
3WA1106-4NF34-0AA0 |  | Withdrawable circuit breaker with guide frame, IEC 60947-2, frame size 1, 3-poles, In=630A up to 690V AC 50/60Hz, breaking capacity M Icu=85/66kA at 500/690V, Trip unit ETU600 LSIG upgrade ready , colordisplay, bluetooth and USB interface, Protection LT, ST, INST, GFx, N-protection required an external N-sensor, incl. trip alarm switch (1xCO), rear connection flange, guide frame with shutter and w/o position signalling switch, with internal voltage tap on upper stab of circuit breaker, with voltage tap module VTM680 and power supply of ETU600, able to communication, integrated metering type PMF-3 Advanced Power Monitor., Voltage, Energy, Power, Power factor, Frequency, Unbalance, Temperature, Power quality, Manual operating mechanism with mechanical closing, without Spring charging motor, Ready-to-close signal. switch, Auxiliary switches 2NO+2NC, without Closing coil (CC), manual operating mechanism with mechanical closing, without Remote trip alarm reset coil (RR), without 2nd shunt trip, without 1st Shunt trip | 124100 | 1 | Z\ | 1
3WA1106-4NF41-0AA0 |  | Withdrawable circuit breaker with guide frame, IEC 60947-2, frame size 1, 4-poles, N-pole left, In=630A up to 690V AC 50/60Hz, breaking capacity M Icu=85/66kA at 500/690V, Trip unit ETU600 LSIG upgrade ready , colordisplay, bluetooth and USB interface, Protection LT, ST, INST, GFx, include N-protection, (internal N-sensor available), incl. trip alarm switch (1xCO), rear connection vertical, guide frame with shutter and w/o position signalling switch, with internal voltage tap on upper stab of circuit breaker, with voltage tap module VTM680 and power supply of ETU600, able to communication, integrated metering type PMF-3 Advanced Power Monitor., Voltage, Energy, Power, Power factor, Frequency, Unbalance, Temperature, Power quality, Manual operating mechanism with mechanical closing, without Spring charging motor, Ready-to-close signal. switch, Auxiliary switches 2NO+2NC, without Closing coil (CC), manual operating mechanism with mechanical closing, without Remote trip alarm reset coil (RR), without 2nd shunt trip, without 1st Shunt trip | 156100 | 1 | Z\ | 1
3WA1106-4NF42-0AA0 |  | Withdrawable circuit breaker with guide frame, IEC 60947-2, frame size 1, 4-poles, N-pole left, In=630A up to 690V AC 50/60Hz, breaking capacity M Icu=85/66kA at 500/690V, Trip unit ETU600 LSIG upgrade ready , colordisplay, bluetooth and USB interface, Protection LT, ST, INST, GFx, include N-protection, (internal N-sensor available), incl. trip alarm switch (1xCO), rear connection horizontal, guide frame with shutter and w/o position signalling switch, with internal voltage tap on upper stab of circuit breaker, with voltage tap module VTM680 and power supply of ETU600, able to communication, integrated metering type PMF-3 Advanced Power Monitor., Voltage, Energy, Power, Power factor, Frequency, Unbalance, Temperature, Power quality, Manual operating mechanism with mechanical closing, without Spring charging motor, Ready-to-close signal. switch, Auxiliary switches 2NO+2NC, without Closing coil (CC), manual operating mechanism with mechanical closing, without Remote trip alarm reset coil (RR), without 2nd shunt trip, without 1st Shunt trip | 153100 | 1 | Z\ | 1
3WA1106-4NF43-0AA0 |  | Withdrawable circuit breaker with guide frame, IEC 60947-2, frame size 1, 4-poles, N-pole left, In=630A up to 690V AC 50/60Hz, breaking capacity M Icu=85/66kA at 500/690V, Trip unit ETU600 LSIG upgrade ready , colordisplay, bluetooth and USB interface, Protection LT, ST, INST, GFx, include N-protection, (internal N-sensor available), incl. trip alarm switch (1xCO), front connection double hole, guide frame with shutter and w/o position signalling switch, with internal voltage tap on upper stab of circuit breaker, with voltage tap module VTM680 and power supply of ETU600, able to communication, integrated metering type PMF-3 Advanced Power Monitor., Voltage, Energy, Power, Power factor, Frequency, Unbalance, Temperature, Power quality, Manual operating mechanism with mechanical closing, without Spring charging motor, Ready-to-close signal. switch, Auxiliary switches 2NO+2NC, without Closing coil (CC), manual operating mechanism with mechanical closing, without Remote trip alarm reset coil (RR), without 2nd shunt trip, without 1st Shunt trip | 164100 | 1 | Z\ | 1
3WA1106-4NF44-0AA0 |  | Withdrawable circuit breaker with guide frame, IEC 60947-2, frame size 1, 4-poles, N-pole left, In=630A up to 690V AC 50/60Hz, breaking capacity M Icu=85/66kA at 500/690V, Trip unit ETU600 LSIG upgrade ready , colordisplay, bluetooth and USB interface, Protection LT, ST, INST, GFx, include N-protection, (internal N-sensor available), incl. trip alarm switch (1xCO), rear connection flange, guide frame with shutter and w/o position signalling switch, with internal voltage tap on upper stab of circuit breaker, with voltage tap module VTM680 and power supply of ETU600, able to communication, integrated metering type PMF-3 Advanced Power Monitor., Voltage, Energy, Power, Power factor, Frequency, Unbalance, Temperature, Power quality, Manual operating mechanism with mechanical closing, without Spring charging motor, Ready-to-close signal. switch, Auxiliary switches 2NO+2NC, without Closing coil (CC), manual operating mechanism with mechanical closing, without Remote trip alarm reset coil (RR), without 2nd shunt trip, without 1st Shunt trip | 153100 | 1 | Z\ | 1
3WA1106-5AB01-0AA0 |  | fixed-mounted circuit breaker, IEC 60947-2, size 1, 3-pole, In=630 A up to 690 V AC 50/60 Hz, breaking capacity H Icu=100/66 kA at 500/690 V, ETU300 LSI electronic trip unit optimized for standard applications, without display, basic protection LT, ST, INST, neutral conductor protection requires an external neutral point current sensor, trip alarm switch (1 x CO), connection at rear vertical, without Com & metering function Manual operating mechanism with mechanical closing, without Spring charging motor, Ready-to-close signal. switch, Auxiliary switches 2NO+2NC, without Closing coil (CC), manual operating mechanism with mechanical closing, without Remote trip alarm reset coil (RR), without 2nd shunt trip, without 1st Shunt trip | 65600 | 1 | Z\ | 1
3WA1106-5AB02-0AA0 |  | fixed-mounted circuit breaker, IEC 60947-2, size 1, 3-pole, In=630 A up to 690 V AC 50/60 Hz, breaking capacity H Icu=100/66 kA at 500/690 V, ETU300 LSI electronic trip unit optimized for standard applications, without display, basic protection LT, ST, INST, neutral conductor protection requires an external neutral point current sensor, trip alarm switch (1 x CO), connection at rear horizontal without Com & metering function Manual operating mechanism with mechanical closing, without Spring charging motor, Ready-to-close signal. switch, Auxiliary switches 2NO+2NC, without Closing coil (CC), manual operating mechanism with mechanical closing, without Remote trip alarm reset coil (RR), without 2nd shunt trip, without 1st Shunt trip | 64000 | 1 | Z\ | 1
3WA1106-5AB11-0AA0 |  | fixed-mounted circuit breaker, IEC 60947-2, size 1, 4-pole, N pole on left, In=630 A up to 690 V AC 50/60 Hz, breaking capacity H Icu=100/66 kA at 500/690 V, ETU300 LSI electronic trip unit optimized for standard applications, without display, basic protection LT, ST, INST, including protection of the N conductor (internal neutral point sensor available) trip alarm switch (1 x CO), connection at rear vertical, without Com & metering function Manual operating mechanism with mechanical closing, without Spring charging motor, Ready-to-close signal. switch, Auxiliary switches 2NO+2NC, without Closing coil (CC), manual operating mechanism with mechanical closing, without Remote trip alarm reset coil (RR), without 2nd shunt trip, without 1st Shunt trip | 88300 | 1 | Z\ | 1
3WA1106-5AB12-0AA0 |  | fixed-mounted circuit breaker, IEC 60947-2, size 1, 4-pole, N pole on left, In=630 A up to 690 V AC 50/60 Hz, breaking capacity H Icu=100/66 kA at 500/690 V, ETU300 LSI electronic trip unit optimized for standard applications, without display, basic protection LT, ST, INST, including protection of the N conductor (internal neutral point sensor available) trip alarm switch (1 x CO), connection at rear horizontal without Com & metering function Manual operating mechanism with mechanical closing, without Spring charging motor, Ready-to-close signal. switch, Auxiliary switches 2NO+2NC, without Closing coil (CC), manual operating mechanism with mechanical closing, without Remote trip alarm reset coil (RR), without 2nd shunt trip, without 1st Shunt trip | 86100 | 1 | Z\ | 1
3WA1106-5AB21-0AA0 |  | fixed-mounted circuit breaker, IEC 60947-2, size 1, 4-pole, N pole on right, In=630 A up to 690 V AC 50/60 Hz, breaking capacity H Icu=100/66 kA at 500/690 V, ETU300 LSI electronic trip unit optimized for standard applications, without display, basic protection LT, ST, INST, including protection of the N conductor (internal neutral point sensor available) trip alarm switch (1 x CO), connection at rear vertical, without Com & metering function Manual operating mechanism with mechanical closing, without Spring charging motor, Ready-to-close signal. switch, Auxiliary switches 2NO+2NC, without Closing coil (CC), manual operating mechanism with mechanical closing, without Remote trip alarm reset coil (RR), without 2nd shunt trip, without 1st Shunt trip | 88300 | 1 | Z\ | 1
3WA1106-5AB22-0AA0 |  | fixed-mounted circuit breaker, IEC 60947-2, size 1, 4-pole, N pole on right, In=630 A up to 690 V AC 50/60 Hz, breaking capacity H Icu=100/66 kA at 500/690 V, ETU300 LSI electronic trip unit optimized for standard applications, without display, basic protection LT, ST, INST, including protection of the N conductor (internal neutral point sensor available) trip alarm switch (1 x CO), connection at rear horizontal without Com & metering function Manual operating mechanism with mechanical closing, without Spring charging motor, Ready-to-close signal. switch, Auxiliary switches 2NO+2NC, without Closing coil (CC), manual operating mechanism with mechanical closing, without Remote trip alarm reset coil (RR), without 2nd shunt trip, without 1st Shunt trip | 86100 | 1 | Z\ | 1
3WA1106-5AB31-0AA0 |  | withdrawable circuit breaker, with guide frame, IEC 60947-2, size 1, 3-pole, In=630 A up to 690 V AC 50/60 Hz, breaking capacity H Icu=100/66 kA at 500/690 V, ETU300 LSI electronic trip unit optimized for standard applications, without display, basic protection LT, ST, INST, neutral conductor protection requires an external neutral point current sensor, trip alarm switch (1 x CO), connection at rear vertical, guide frame with shutter, without position signaling switch without Com & metering function Manual operating mechanism with mechanical closing, without Spring charging motor, Ready-to-close signal. switch, Auxiliary switches 2NO+2NC, without Closing coil (CC), manual operating mechanism with mechanical closing, without Remote trip alarm reset coil (RR), without 2nd shunt trip, without 1st Shunt trip | 98100 | 1 | Z\ | 1
3WA1106-5AB32-0AA0 |  | withdrawable circuit breaker, with guide frame, IEC 60947-2, size 1, 3-pole, In=630 A up to 690 V AC 50/60 Hz, breaking capacity H Icu=100/66 kA at 500/690 V, ETU300 LSI electronic trip unit optimized for standard applications, without display, basic protection LT, ST, INST, neutral conductor protection requires an external neutral point current sensor, trip alarm switch (1 x CO), connection at rear horizontal guide frame with shutter, without position signaling switch without Com & metering function Manual operating mechanism with mechanical closing, without Spring charging motor, Ready-to-close signal. switch, Auxiliary switches 2NO+2NC, without Closing coil (CC), manual operating mechanism with mechanical closing, without Remote trip alarm reset coil (RR), without 2nd shunt trip, without 1st Shunt trip | 95200 | 1 | Z\ | 1
3WA1106-5AB34-0AA0 |  | withdrawable circuit breaker, with guide frame, IEC 60947-2, size 1, 3-pole, In=630 A up to 690 V AC 50/60 Hz, breaking capacity H Icu=100/66 kA at 500/690 V, ETU300 LSI electronic trip unit optimized for standard applications, without display, basic protection LT, ST, INST, neutral conductor protection requires an external neutral point current sensor, trip alarm switch (1 x CO), connection at rear flange, guide frame with shutter, without position signaling switch without Com & metering function Manual operating mechanism with mechanical closing, without Spring charging motor, Ready-to-close signal. switch, Auxiliary switches 2NO+2NC, without Closing coil (CC), manual operating mechanism with mechanical closing, without Remote trip alarm reset coil (RR), without 2nd shunt trip, without 1st Shunt trip | 95200 | 1 | Z\ | 1
3WA1106-5AB41-0AA0 |  | withdrawable circuit breaker, with guide frame, IEC 60947-2, size 1, 4-pole, N pole on left, In=630 A up to 690 V AC 50/60 Hz, breaking capacity H Icu=100/66 kA at 500/690 V, ETU300 LSI electronic trip unit optimized for standard applications, without display, basic protection LT, ST, INST, including protection of the N conductor (internal neutral point sensor available) trip alarm switch (1 x CO), connection at rear vertical, guide frame with shutter, without position signaling switch without Com & metering function Manual operating mechanism with mechanical closing, without Spring charging motor, Ready-to-close signal. switch, Auxiliary switches 2NO+2NC, without Closing coil (CC), manual operating mechanism with mechanical closing, without Remote trip alarm reset coil (RR), without 2nd shunt trip, without 1st Shunt trip | 131000 | 1 | Z\ | 1
3WA1106-5AB42-0AA0 |  | withdrawable circuit breaker, with guide frame, IEC 60947-2, size 1, 4-pole, N pole on left, In=630 A up to 690 V AC 50/60 Hz, breaking capacity H Icu=100/66 kA at 500/690 V, ETU300 LSI electronic trip unit optimized for standard applications, without display, basic protection LT, ST, INST, including protection of the N conductor (internal neutral point sensor available) trip alarm switch (1 x CO), connection at rear horizontal guide frame with shutter, without position signaling switch without Com & metering function Manual operating mechanism with mechanical closing, without Spring charging motor, Ready-to-close signal. switch, Auxiliary switches 2NO+2NC, without Closing coil (CC), manual operating mechanism with mechanical closing, without Remote trip alarm reset coil (RR), without 2nd shunt trip, without 1st Shunt trip | 127000 | 1 | Z\ | 1
3WA1106-5AB44-0AA0 |  | withdrawable circuit breaker, with guide frame, IEC 60947-2, size 1, 4-pole, N pole on left, In=630 A up to 690 V AC 50/60 Hz, breaking capacity H Icu=100/66 kA at 500/690 V, ETU300 LSI electronic trip unit optimized for standard applications, without display, basic protection LT, ST, INST, including protection of the N conductor (internal neutral point sensor available) trip alarm switch (1 x CO), connection at rear flange, guide frame with shutter, without position signaling switch without Com & metering function Manual operating mechanism with mechanical closing, without Spring charging motor, Ready-to-close signal. switch, Auxiliary switches 2NO+2NC, without Closing coil (CC), manual operating mechanism with mechanical closing, without Remote trip alarm reset coil (RR), without 2nd shunt trip, without 1st Shunt trip | 127000 | 1 | Z\ | 1
3WA1106-5AC01-0AA0 |  | fixed-mounted circuit breaker, IEC 60947-2, size 1, 3-pole, In=630 A up to 690 V AC 50/60 Hz, breaking capacity H Icu=100/66 kA at 500/690 V, ETU300 LSI G electronic trip unit optimized for standard applications, without display, basic protection LT, ST, INST, GF, neutral conductor protection requires an external neutral point current sensor, trip alarm switch (1 x CO), connection at rear vertical, without Com & metering function Manual operating mechanism with mechanical closing, without Spring charging motor, Ready-to-close signal. switch, Auxiliary switches 2NO+2NC, without Closing coil (CC), manual operating mechanism with mechanical closing, without Remote trip alarm reset coil (RR), without 2nd shunt trip, without 1st Shunt trip | 71800 | 1 | Z\ | 1
3WA1106-5AC02-0AA0 |  | fixed-mounted circuit breaker, IEC 60947-2, size 1, 3-pole, In=630 A up to 690 V AC 50/60 Hz, breaking capacity H Icu=100/66 kA at 500/690 V, ETU300 LSI G electronic trip unit optimized for standard applications, without display, basic protection LT, ST, INST, GF, neutral conductor protection requires an external neutral point current sensor, trip alarm switch (1 x CO), connection at rear horizontal without Com & metering function Manual operating mechanism with mechanical closing, without Spring charging motor, Ready-to-close signal. switch, Auxiliary switches 2NO+2NC, without Closing coil (CC), manual operating mechanism with mechanical closing, without Remote trip alarm reset coil (RR), without 2nd shunt trip, without 1st Shunt trip | 70100 | 1 | Z\ | 1
3WA1106-5AC11-0AA0 |  | fixed-mounted circuit breaker, IEC 60947-2, size 1, 4-pole, N pole on left, In=630 A up to 690 V AC 50/60 Hz, breaking capacity H Icu=100/66 kA at 500/690 V, ETU300 LSI G electronic trip unit optimized for standard applications, without display, basic protection LT, ST, INST, GF, including protection of the N conductor (internal neutral point sensor available), trip alarm switch (1 x CO), connection at rear vertical, without Com & metering function Manual operating mechanism with mechanical closing, without Spring charging motor, Ready-to-close signal. switch, Auxiliary switches 2NO+2NC, without Closing coil (CC), manual operating mechanism with mechanical closing, without Remote trip alarm reset coil (RR), without 2nd shunt trip, without 1st Shunt trip | 94400 | 1 | Z\ | 1
3WA1106-5AC12-0AA0 |  | fixed-mounted circuit breaker, IEC 60947-2, size 1, 4-pole, N pole on left, In=630 A up to 690 V AC 50/60 Hz, breaking capacity H Icu=100/66 kA at 500/690 V, ETU300 LSI G electronic trip unit optimized for standard applications, without display, basic protection LT, ST, INST, GF, including protection of the N conductor (internal neutral point sensor available), trip alarm switch (1 x CO), connection at rear horizontal without Com & metering function Manual operating mechanism with mechanical closing, without Spring charging motor, Ready-to-close signal. switch, Auxiliary switches 2NO+2NC, without Closing coil (CC), manual operating mechanism with mechanical closing, without Remote trip alarm reset coil (RR), without 2nd shunt trip, without 1st Shunt trip | 92200 | 1 | Z\ | 1
3WA1106-5AC21-0AA0 |  | fixed-mounted circuit breaker, IEC 60947-2, size 1, 4-pole, N pole on right, In=630 A up to 690 V AC 50/60 Hz, breaking capacity H Icu=100/66 kA at 500/690 V, ETU300 LSI G electronic trip unit optimized for standard applications, without display, basic protection LT, ST, INST, GF, including protection of the N conductor (internal neutral point sensor available), trip alarm switch (1 x CO), connection at rear vertical, without Com & metering function Manual operating mechanism with mechanical closing, without Spring charging motor, Ready-to-close signal. switch, Auxiliary switches 2NO+2NC, without Closing coil (CC), manual operating mechanism with mechanical closing, without Remote trip alarm reset coil (RR), without 2nd shunt trip, without 1st Shunt trip | 94400 | 1 | Z\ | 1
3WA1106-5AC22-0AA0 |  | fixed-mounted circuit breaker, IEC 60947-2, size 1, 4-pole, N pole on right, In=630 A up to 690 V AC 50/60 Hz, breaking capacity H Icu=100/66 kA at 500/690 V, ETU300 LSI G electronic trip unit optimized for standard applications, without display, basic protection LT, ST, INST, GF, including protection of the N conductor (internal neutral point sensor available), trip alarm switch (1 x CO), connection at rear horizontal without Com & metering function Manual operating mechanism with mechanical closing, without Spring charging motor, Ready-to-close signal. switch, Auxiliary switches 2NO+2NC, without Closing coil (CC), manual operating mechanism with mechanical closing, without Remote trip alarm reset coil (RR), without 2nd shunt trip, without 1st Shunt trip | 92200 | 1 | Z\ | 1
3WA1106-5AC31-0AA0 |  | withdrawable circuit breaker, with guide frame, IEC 60947-2, size 1, 3-pole, In=630 A up to 690 V AC 50/60 Hz, breaking capacity H Icu=100/66 kA at 500/690 V, ETU300 LSI G electronic trip unit optimized for standard applications, without display, basic protection LT, ST, INST, GF, neutral conductor protection requires an external neutral point current sensor, trip alarm switch (1 x CO), connection at rear vertical, guide frame with shutter, without position signaling switch without Com & metering function Manual operating mechanism with mechanical closing, without Spring charging motor, Ready-to-close signal. switch, Auxiliary switches 2NO+2NC, without Closing coil (CC), manual operating mechanism with mechanical closing, without Remote trip alarm reset coil (RR), without 2nd shunt trip, without 1st Shunt trip | 104000 | 1 | Z\ | 1
3WA1106-5AC32-0AA0 |  | withdrawable circuit breaker, with guide frame, IEC 60947-2, size 1, 3-pole, In=630 A up to 690 V AC 50/60 Hz, breaking capacity H Icu=100/66 kA at 500/690 V, ETU300 LSI G electronic trip unit optimized for standard applications, without display, basic protection LT, ST, INST, GF, neutral conductor protection requires an external neutral point current sensor, trip alarm switch (1 x CO), connection at rear horizontal guide frame with shutter, without position signaling switch without Com & metering function Manual operating mechanism with mechanical closing, without Spring charging motor, Ready-to-close signal. switch, Auxiliary switches 2NO+2NC, without Closing coil (CC), manual operating mechanism with mechanical closing, without Remote trip alarm reset coil (RR), without 2nd shunt trip, without 1st Shunt trip | 101000 | 1 | Z\ | 1
3WA1106-5AC34-0AA0 |  | withdrawable circuit breaker, with guide frame, IEC 60947-2, size 1, 3-pole, In=630 A up to 690 V AC 50/60 Hz, breaking capacity H Icu=100/66 kA at 500/690 V, ETU300 LSI G electronic trip unit optimized for standard applications, without display, basic protection LT, ST, INST, GF, neutral conductor protection requires an external neutral point current sensor, trip alarm switch (1 x CO), connection at rear flange, guide frame with shutter, without position signaling switch without Com & metering function Manual operating mechanism with mechanical closing, without Spring charging motor, Ready-to-close signal. switch, Auxiliary switches 2NO+2NC, without Closing coil (CC), manual operating mechanism with mechanical closing, without Remote trip alarm reset coil (RR), without 2nd shunt trip, without 1st Shunt trip | 101000 | 1 | Z\ | 1
3WA1106-5AC41-0AA0 |  | withdrawable circuit breaker, with guide frame, IEC 60947-2, size 1, 4-pole, N pole on left, In=630 A up to 690 V AC 50/60 Hz, breaking capacity H Icu=100/66 kA at 500/690 V, ETU300 LSI G electronic trip unit optimized for standard applications, without display, basic protection LT, ST, INST, GF, including protection of the N conductor (internal neutral point sensor available), trip alarm switch (1 x CO), connection at rear vertical, guide frame with shutter, without position signaling switch without Com & metering function Manual operating mechanism with mechanical closing, without Spring charging motor, Ready-to-close signal. switch, Auxiliary switches 2NO+2NC, without Closing coil (CC), manual operating mechanism with mechanical closing, without Remote trip alarm reset coil (RR), without 2nd shunt trip, without 1st Shunt trip | 137000 | 1 | Z\ | 1
3WA1106-5AC42-0AA0 |  | withdrawable circuit breaker, with guide frame, IEC 60947-2, size 1, 4-pole, N pole on left, In=630 A up to 690 V AC 50/60 Hz, breaking capacity H Icu=100/66 kA at 500/690 V, ETU300 LSI G electronic trip unit optimized for standard applications, without display, basic protection LT, ST, INST, GF, including protection of the N conductor (internal neutral point sensor available), trip alarm switch (1 x CO), connection at rear horizontal guide frame with shutter, without position signaling switch without Com & metering function Manual operating mechanism with mechanical closing, without Spring charging motor, Ready-to-close signal. switch, Auxiliary switches 2NO+2NC, without Closing coil (CC), manual operating mechanism with mechanical closing, without Remote trip alarm reset coil (RR), without 2nd shunt trip, without 1st Shunt trip | 133000 | 1 | Z\ | 1
3WA1106-5AC44-0AA0 |  | withdrawable circuit breaker, with guide frame, IEC 60947-2, size 1, 4-pole, N pole on left, In=630 A up to 690 V AC 50/60 Hz, breaking capacity H Icu=100/66 kA at 500/690 V, ETU300 LSI G electronic trip unit optimized for standard applications, without display, basic protection LT, ST, INST, GF, including protection of the N conductor (internal neutral point sensor available), trip alarm switch (1 x CO), connection at rear flange, guide frame with shutter, without position signaling switch without Com & metering function Manual operating mechanism with mechanical closing, without Spring charging motor, Ready-to-close signal. switch, Auxiliary switches 2NO+2NC, without Closing coil (CC), manual operating mechanism with mechanical closing, without Remote trip alarm reset coil (RR), without 2nd shunt trip, without 1st Shunt trip | 133000 | 1 | Z\ | 1
3WA1106-5AE01-0AA0 |  | fixed-mounted circuit breaker, IEC 60947-2, size 1, 3-pole, In=630 A up to 690 V AC 50/60 Hz, breaking capacity H Icu=100/66 kA at 500/690 V, ETU600 LSI electronic trip unit upgradeable, color display, Bluetooth, USB interface, basic protection LT, ST, INST, neutral conductor protection requires an external neutral point current sensor, trip alarm switch (1 x CO), connection at rear vertical, without Com & metering function Manual operating mechanism with mechanical closing, without Spring charging motor, Ready-to-close signal. switch, Auxiliary switches 2NO+2NC, without Closing coil (CC), manual operating mechanism with mechanical closing, without Remote trip alarm reset coil (RR), without 2nd shunt trip, without 1st Shunt trip | 70700 | 1 | Z\ | 1
3WA1106-5AE02-0AA0 |  | fixed-mounted circuit breaker, IEC 60947-2, size 1, 3-pole, In=630 A up to 690 V AC 50/60 Hz, breaking capacity H Icu=100/66 kA at 500/690 V, ETU600 LSI electronic trip unit upgradeable, color display, Bluetooth, USB interface, basic protection LT, ST, INST, neutral conductor protection requires an external neutral point current sensor, trip alarm switch (1 x CO), connection at rear horizontal without Com & metering function Manual operating mechanism with mechanical closing, without Spring charging motor, Ready-to-close signal. switch, Auxiliary switches 2NO+2NC, without Closing coil (CC), manual operating mechanism with mechanical closing, without Remote trip alarm reset coil (RR), without 2nd shunt trip, without 1st Shunt trip | 69100 | 1 | Z\ | 1
3WA1106-5AE11-0AA0 |  | fixed-mounted circuit breaker, IEC 60947-2, size 1, 4-pole, N pole on left, In=630 A up to 690 V AC 50/60 Hz, breaking capacity H Icu=100/66 kA at 500/690 V, ETU600 LSI electronic trip unit upgradeable, color display, Bluetooth, USB interface, basic protection LT, ST, INST, including protection of the N conductor (internal neutral point sensor available), trip alarm switch (1 x CO), connection at rear vertical, without Com & metering function Manual operating mechanism with mechanical closing, without Spring charging motor, Ready-to-close signal. switch, Auxiliary switches 2NO+2NC, without Closing coil (CC), manual operating mechanism with mechanical closing, without Remote trip alarm reset coil (RR), without 2nd shunt trip, without 1st Shunt trip | 93400 | 1 | Z\ | 1
3WA1106-5AE12-0AA0 |  | fixed-mounted circuit breaker, IEC 60947-2, size 1, 4-pole, N pole on left, In=630 A up to 690 V AC 50/60 Hz, breaking capacity H Icu=100/66 kA at 500/690 V, ETU600 LSI electronic trip unit upgradeable, color display, Bluetooth, USB interface, basic protection LT, ST, INST, including protection of the N conductor (internal neutral point sensor available), trip alarm switch (1 x CO), connection at rear horizontal without Com & metering function Manual operating mechanism with mechanical closing, without Spring charging motor, Ready-to-close signal. switch, Auxiliary switches 2NO+2NC, without Closing coil (CC), manual operating mechanism with mechanical closing, without Remote trip alarm reset coil (RR), without 2nd shunt trip, without 1st Shunt trip | 91100 | 1 | Z\ | 1
3WA1106-5AE21-0AA0 |  | fixed-mounted circuit breaker, IEC 60947-2, size 1, 4-pole, N pole on right, In=630 A up to 690 V AC 50/60 Hz, breaking capacity H Icu=100/66 kA at 500/690 V, ETU600 LSI electronic trip unit upgradeable, color display, Bluetooth, USB interface, basic protection LT, ST, INST, including protection of the N conductor (internal neutral point sensor available), trip alarm switch (1 x CO), connection at rear vertical, without Com & metering function Manual operating mechanism with mechanical closing, without Spring charging motor, Ready-to-close signal. switch, Auxiliary switches 2NO+2NC, without Closing coil (CC), manual operating mechanism with mechanical closing, without Remote trip alarm reset coil (RR), without 2nd shunt trip, without 1st Shunt trip | 93400 | 1 | Z\ | 1
3WA1106-5AE22-0AA0 |  | fixed-mounted circuit breaker, IEC 60947-2, size 1, 4-pole, N pole on right, In=630 A up to 690 V AC 50/60 Hz, breaking capacity H Icu=100/66 kA at 500/690 V, ETU600 LSI electronic trip unit upgradeable, color display, Bluetooth, USB interface, basic protection LT, ST, INST, including protection of the N conductor (internal neutral point sensor available), trip alarm switch (1 x CO), connection at rear horizontal without Com & metering function Manual operating mechanism with mechanical closing, without Spring charging motor, Ready-to-close signal. switch, Auxiliary switches 2NO+2NC, without Closing coil (CC), manual operating mechanism with mechanical closing, without Remote trip alarm reset coil (RR), without 2nd shunt trip, without 1st Shunt trip | 91100 | 1 | Z\ | 1
3WA1106-5AE31-0AA0 |  | withdrawable circuit breaker, with guide frame, IEC 60947-2, size 1, 3-pole, In=630 A up to 690 V AC 50/60 Hz, breaking capacity H Icu=100/66 kA at 500/690 V, ETU600 LSI electronic trip unit upgradeable, color display, Bluetooth, USB interface, basic protection LT, ST, INST, neutral conductor protection requires an external neutral point current sensor, trip alarm switch (1 x CO), connection at rear vertical, guide frame with shutter, without position signaling switch without Com & metering function Manual operating mechanism with mechanical closing, without Spring charging motor, Ready-to-close signal. switch, Auxiliary switches 2NO+2NC, without Closing coil (CC), manual operating mechanism with mechanical closing, without Remote trip alarm reset coil (RR), without 2nd shunt trip, without 1st Shunt trip | 103000 | 1 | Z\ | 1
3WA1106-5AE32-0AA0 |  | withdrawable circuit breaker, with guide frame, IEC 60947-2, size 1, 3-pole, In=630 A up to 690 V AC 50/60 Hz, breaking capacity H Icu=100/66 kA at 500/690 V, ETU600 LSI electronic trip unit upgradeable, color display, Bluetooth, USB interface, basic protection LT, ST, INST, neutral conductor protection requires an external neutral point current sensor, trip alarm switch (1 x CO), connection at rear horizontal guide frame with shutter, without position signaling switch without Com & metering function Manual operating mechanism with mechanical closing, without Spring charging motor, Ready-to-close signal. switch, Auxiliary switches 2NO+2NC, without Closing coil (CC), manual operating mechanism with mechanical closing, without Remote trip alarm reset coil (RR), without 2nd shunt trip, without 1st Shunt trip | 100000 | 1 | Z\ | 1
3WA1106-5AE34-0AA0 |  | withdrawable circuit breaker, with guide frame, IEC 60947-2, size 1, 3-pole, In=630 A up to 690 V AC 50/60 Hz, breaking capacity H Icu=100/66 kA at 500/690 V, ETU600 LSI electronic trip unit upgradeable, color display, Bluetooth, USB interface, basic protection LT, ST, INST, neutral conductor protection requires an external neutral point current sensor, trip alarm switch (1 x CO), connection at rear flange, guide frame with shutter, without position signaling switch without Com & metering function Manual operating mechanism with mechanical closing, without Spring charging motor, Ready-to-close signal. switch, Auxiliary switches 2NO+2NC, without Closing coil (CC), manual operating mechanism with mechanical closing, without Remote trip alarm reset coil (RR), without 2nd shunt trip, without 1st Shunt trip | 100000 | 1 | Z\ | 1
3WA1106-5AE41-0AA0 |  | withdrawable circuit breaker, with guide frame, IEC 60947-2, size 1, 4-pole, N pole on left, In=630 A up to 690 V AC 50/60 Hz, breaking capacity H Icu=100/66 kA at 500/690 V, ETU600 LSI electronic trip unit upgradeable, color display, Bluetooth, USB interface, basic protection LT, ST, INST, including protection of the N conductor (internal neutral point sensor available), trip alarm switch (1 x CO), connection at rear vertical, guide frame with shutter, without position signaling switch without Com & metering function Manual operating mechanism with mechanical closing, without Spring charging motor, Ready-to-close signal. switch, Auxiliary switches 2NO+2NC, without Closing coil (CC), manual operating mechanism with mechanical closing, without Remote trip alarm reset coil (RR), without 2nd shunt trip, without 1st Shunt trip | 136000 | 1 | Z\ | 1
3WA1106-5AE42-0AA0 |  | withdrawable circuit breaker, with guide frame, IEC 60947-2, size 1, 4-pole, N pole on left, In=630 A up to 690 V AC 50/60 Hz, breaking capacity H Icu=100/66 kA at 500/690 V, ETU600 LSI electronic trip unit upgradeable, color display, Bluetooth, USB interface, basic protection LT, ST, INST, including protection of the N conductor (internal neutral point sensor available), trip alarm switch (1 x CO), connection at rear horizontal guide frame with shutter, without position signaling switch without Com & metering function Manual operating mechanism with mechanical closing, without Spring charging motor, Ready-to-close signal. switch, Auxiliary switches 2NO+2NC, without Closing coil (CC), manual operating mechanism with mechanical closing, without Remote trip alarm reset coil (RR), without 2nd shunt trip, without 1st Shunt trip | 132000 | 1 | Z\ | 1
3WA1106-5AE44-0AA0 |  | withdrawable circuit breaker, with guide frame, IEC 60947-2, size 1, 4-pole, N pole on left, In=630 A up to 690 V AC 50/60 Hz, breaking capacity H Icu=100/66 kA at 500/690 V, ETU600 LSI electronic trip unit upgradeable, color display, Bluetooth, USB interface, basic protection LT, ST, INST, including protection of the N conductor (internal neutral point sensor available), trip alarm switch (1 x CO), connection at rear flange, guide frame with shutter, without position signaling switch without Com & metering function Manual operating mechanism with mechanical closing, without Spring charging motor, Ready-to-close signal. switch, Auxiliary switches 2NO+2NC, without Closing coil (CC), manual operating mechanism with mechanical closing, without Remote trip alarm reset coil (RR), without 2nd shunt trip, without 1st Shunt trip | 132000 | 1 | Z\ | 1
3WA1106-5AF01-0AA0 |  | fixed-mounted circuit breaker, IEC 60947-2, size 1, 3-pole, In=630 A up to 690 V AC 50/60 Hz, breaking capacity H Icu=100/66 kA at 500/690 V, ETU600 LSIG electronic trip unit upgradeable, color display, Bluetooth, USB interface, basic protection LT, ST, INST, GFx, neutral conductor protection requires an external neutral point current sensor, trip alarm switch (1 x CO), connection at rear vertical, without Com & metering function Manual operating mechanism with mechanical closing, without Spring charging motor, Ready-to-close signal. switch, Auxiliary switches 2NO+2NC, without Closing coil (CC), manual operating mechanism with mechanical closing, without Remote trip alarm reset coil (RR), without 2nd shunt trip, without 1st Shunt trip | 81400 | 1 | Z\ | 1
3WA1106-5AF02-0AA0 |  | fixed-mounted circuit breaker, IEC 60947-2, size 1, 3-pole, In=630 A up to 690 V AC 50/60 Hz, breaking capacity H Icu=100/66 kA at 500/690 V, ETU600 LSIG electronic trip unit upgradeable, color display, Bluetooth, USB interface, basic protection LT, ST, INST, GFx, neutral conductor protection requires an external neutral point current sensor, trip alarm switch (1 x CO), connection at rear horizontal without Com & metering function Manual operating mechanism with mechanical closing, without Spring charging motor, Ready-to-close signal. switch, Auxiliary switches 2NO+2NC, without Closing coil (CC), manual operating mechanism with mechanical closing, without Remote trip alarm reset coil (RR), without 2nd shunt trip, without 1st Shunt trip | 79700 | 1 | Z\ | 1
3WA1106-5AF11-0AA0 |  | fixed-mounted circuit breaker, IEC 60947-2, size 1, 4-pole, N pole on left, In=630 A up to 690 V AC 50/60 Hz, breaking capacity H Icu=100/66 kA at 500/690 V, ETU600 LSIG electronic trip unit upgradeable, color display, Bluetooth, USB interface, basic protection LT, ST, INST, GFx, including protection of the N conductor (internal neutral point sensor available), trip alarm switch (1 x CO), connection at rear vertical, without Com & metering function Manual operating mechanism with mechanical closing, without Spring charging motor, Ready-to-close signal. switch, Auxiliary switches 2NO+2NC, without Closing coil (CC), manual operating mechanism with mechanical closing, without Remote trip alarm reset coil (RR), without 2nd shunt trip, without 1st Shunt trip | 104000 | 1 | Z\ | 1
3WA1106-5AF12-0AA0 |  | fixed-mounted circuit breaker, IEC 60947-2, size 1, 4-pole, N pole on left, In=630 A up to 690 V AC 50/60 Hz, breaking capacity H Icu=100/66 kA at 500/690 V, ETU600 LSIG electronic trip unit upgradeable, color display, Bluetooth, USB interface, basic protection LT, ST, INST, GFx, including protection of the N conductor (internal neutral point sensor available), trip alarm switch (1 x CO), connection at rear horizontal without Com & metering function Manual operating mechanism with mechanical closing, without Spring charging motor, Ready-to-close signal. switch, Auxiliary switches 2NO+2NC, without Closing coil (CC), manual operating mechanism with mechanical closing, without Remote trip alarm reset coil (RR), without 2nd shunt trip, without 1st Shunt trip | 102000 | 1 | Z\ | 1
3WA1106-5AF21-0AA0 |  | fixed-mounted circuit breaker, IEC 60947-2, size 1, 4-pole, N pole on right, In=630 A up to 690 V AC 50/60 Hz, breaking capacity H Icu=100/66 kA at 500/690 V, ETU600 LSIG electronic trip unit upgradeable, color display, Bluetooth, USB interface, basic protection LT, ST, INST, GFx, including protection of the N conductor (internal neutral point sensor available), trip alarm switch (1 x CO), connection at rear vertical, without Com & metering function Manual operating mechanism with mechanical closing, without Spring charging motor, Ready-to-close signal. switch, Auxiliary switches 2NO+2NC, without Closing coil (CC), manual operating mechanism with mechanical closing, without Remote trip alarm reset coil (RR), without 2nd shunt trip, without 1st Shunt trip | 104000 | 1 | Z\ | 1
3WA1106-5AF22-0AA0 |  | fixed-mounted circuit breaker, IEC 60947-2, size 1, 4-pole, N pole on right, In=630 A up to 690 V AC 50/60 Hz, breaking capacity H Icu=100/66 kA at 500/690 V, ETU600 LSIG electronic trip unit upgradeable, color display, Bluetooth, USB interface, basic protection LT, ST, INST, GFx, including protection of the N conductor (internal neutral point sensor available), trip alarm switch (1 x CO), connection at rear horizontal without Com & metering function Manual operating mechanism with mechanical closing, without Spring charging motor, Ready-to-close signal. switch, Auxiliary switches 2NO+2NC, without Closing coil (CC), manual operating mechanism with mechanical closing, without Remote trip alarm reset coil (RR), without 2nd shunt trip, without 1st Shunt trip | 102000 | 1 | Z\ | 1
3WA1106-5AF31-0AA0 |  | withdrawable circuit breaker, with guide frame, IEC 60947-2, size 1, 3-pole, In=630 A up to 690 V AC 50/60 Hz, breaking capacity H Icu=100/66 kA at 500/690 V, ETU600 LSIG electronic trip unit upgradeable, color display, Bluetooth, USB interface, basic protection LT, ST, INST, GFx, neutral conductor protection requires an external neutral point current sensor, trip alarm switch (1 x CO), connection at rear vertical, guide frame with shutter, without position signaling switch without Com & metering function Manual operating mechanism with mechanical closing, without Spring charging motor, Ready-to-close signal. switch, Auxiliary switches 2NO+2NC, without Closing coil (CC), manual operating mechanism with mechanical closing, without Remote trip alarm reset coil (RR), without 2nd shunt trip, without 1st Shunt trip | 114000 | 1 | Z\ | 1
3WA1106-5AF32-0AA0 |  | withdrawable circuit breaker, with guide frame, IEC 60947-2, size 1, 3-pole, In=630 A up to 690 V AC 50/60 Hz, breaking capacity H Icu=100/66 kA at 500/690 V, ETU600 LSIG electronic trip unit upgradeable, color display, Bluetooth, USB interface, basic protection LT, ST, INST, GFx, neutral conductor protection requires an external neutral point current sensor, trip alarm switch (1 x CO), connection at rear horizontal guide frame with shutter, without position signaling switch without Com & metering function Manual operating mechanism with mechanical closing, without Spring charging motor, Ready-to-close signal. switch, Auxiliary switches 2NO+2NC, without Closing coil (CC), manual operating mechanism with mechanical closing, without Remote trip alarm reset coil (RR), without 2nd shunt trip, without 1st Shunt trip | 111000 | 1 | Z\ | 1
3WA1106-5AF34-0AA0 |  | withdrawable circuit breaker, with guide frame, IEC 60947-2, size 1, 3-pole, In=630 A up to 690 V AC 50/60 Hz, breaking capacity H Icu=100/66 kA at 500/690 V, ETU600 LSIG electronic trip unit upgradeable, color display, Bluetooth, USB interface, basic protection LT, ST, INST, GFx, neutral conductor protection requires an external neutral point current sensor, trip alarm switch (1 x CO), connection at rear flange, guide frame with shutter, without position signaling switch without Com & metering function Manual operating mechanism with mechanical closing, without Spring charging motor, Ready-to-close signal. switch, Auxiliary switches 2NO+2NC, without Closing coil (CC), manual operating mechanism with mechanical closing, without Remote trip alarm reset coil (RR), without 2nd shunt trip, without 1st Shunt trip | 111000 | 1 | Z\ | 1
3WA1106-5AF41-0AA0 |  | withdrawable circuit breaker, with guide frame, IEC 60947-2, size 1, 4-pole, N pole on left, In=630 A up to 690 V AC 50/60 Hz, breaking capacity H Icu=100/66 kA at 500/690 V, ETU600 LSIG electronic trip unit upgradeable, color display, Bluetooth, USB interface, basic protection LT, ST, INST, GFx, including protection of the N conductor (internal neutral point sensor available), trip alarm switch (1 x CO), connection at rear vertical, guide frame with shutter, without position signaling switch without Com & metering function Manual operating mechanism with mechanical closing, without Spring charging motor, Ready-to-close signal. switch, Auxiliary switches 2NO+2NC, without Closing coil (CC), manual operating mechanism with mechanical closing, without Remote trip alarm reset coil (RR), without 2nd shunt trip, without 1st Shunt trip | 147000 | 1 | Z\ | 1
3WA1106-5AF42-0AA0 |  | withdrawable circuit breaker, with guide frame, IEC 60947-2, size 1, 4-pole, N pole on left, In=630 A up to 690 V AC 50/60 Hz, breaking capacity H Icu=100/66 kA at 500/690 V, ETU600 LSIG electronic trip unit upgradeable, color display, Bluetooth, USB interface, basic protection LT, ST, INST, GFx, including protection of the N conductor (internal neutral point sensor available), trip alarm switch (1 x CO), connection at rear horizontal guide frame with shutter, without position signaling switch without Com & metering function Manual operating mechanism with mechanical closing, without Spring charging motor, Ready-to-close signal. switch, Auxiliary switches 2NO+2NC, without Closing coil (CC), manual operating mechanism with mechanical closing, without Remote trip alarm reset coil (RR), without 2nd shunt trip, without 1st Shunt trip | 143000 | 1 | Z\ | 1
3WA1106-5AF44-0AA0 |  | withdrawable circuit breaker, with guide frame, IEC 60947-2, size 1, 4-pole, N pole on left, In=630 A up to 690 V AC 50/60 Hz, breaking capacity H Icu=100/66 kA at 500/690 V, ETU600 LSIG electronic trip unit upgradeable, color display, Bluetooth, USB interface, basic protection LT, ST, INST, GFx, including protection of the N conductor (internal neutral point sensor available), trip alarm switch (1 x CO), connection at rear flange, guide frame with shutter, without position signaling switch without Com & metering function Manual operating mechanism with mechanical closing, without Spring charging motor, Ready-to-close signal. switch, Auxiliary switches 2NO+2NC, without Closing coil (CC), manual operating mechanism with mechanical closing, without Remote trip alarm reset coil (RR), without 2nd shunt trip, without 1st Shunt trip | 143000 | 1 | Z\ | 1
3WA1106-5EE01-0AA0 |  | fixed-mounted circuit breaker, IEC 60947-2, size 1, 3-pole, In=630 A up to 690 V AC 50/60 Hz, breaking capacity H Icu=100/66 kA at 500/690 V, ETU600 LSI electronic trip unit upgradeable, color display, Bluetooth, USB interface, basic protection LT, ST, INST, neutral conductor protection requires an external neutral point current sensor, trip alarm switch (1 x CO), connection at rear vertical, with internal voltage tap on lower stab of circuit breaker, with voltage tap module VTM680 and power supply of ETU600, able to communication, integrated metering type PMF-1 Energy Efficiency, Voltage, Active energy Ea Manual operating mechanism with mechanical closing, without Spring charging motor, Ready-to-close signal. switch, Auxiliary switches 2NO+2NC, without Closing coil (CC), manual operating mechanism with mechanical closing, without Remote trip alarm reset coil (RR), without 2nd shunt trip, without 1st Shunt trip | 79570 | 1 | Z\ | 1
3WA1106-5EE02-0AA0 |  | fixed-mounted circuit breaker, IEC 60947-2, size 1, 3-pole, In=630 A up to 690 V AC 50/60 Hz, breaking capacity H Icu=100/66 kA at 500/690 V, ETU600 LSI electronic trip unit upgradeable, color display, Bluetooth, USB interface, basic protection LT, ST, INST, neutral conductor protection requires an external neutral point current sensor, trip alarm switch (1 x CO), connection at rear horizontal with internal voltage tap on lower stab of circuit breaker, with voltage tap module VTM680 and power supply of ETU600, able to communication, integrated metering type PMF-1 Energy Efficiency, Voltage, Active energy Ea Manual operating mechanism with mechanical closing, without Spring charging motor, Ready-to-close signal. switch, Auxiliary switches 2NO+2NC, without Closing coil (CC), manual operating mechanism with mechanical closing, without Remote trip alarm reset coil (RR), without 2nd shunt trip, without 1st Shunt trip | 77970 | 1 | Z\ | 1
3WA1106-5EE11-0AA0 |  | fixed-mounted circuit breaker, IEC 60947-2, size 1, 4-pole, N pole on left, In=630 A up to 690 V AC 50/60 Hz, breaking capacity H Icu=100/66 kA at 500/690 V, ETU600 LSI electronic trip unit upgradeable, color display, Bluetooth, USB interface, basic protection LT, ST, INST, including protection of the N conductor (internal neutral point sensor available), trip alarm switch (1 x CO), connection at rear vertical, with internal voltage tap on lower stab of circuit breaker, with voltage tap module VTM680 and power supply of ETU600, able to communication, integrated metering type PMF-1 Energy Efficiency, Voltage, Active energy Ea Manual operating mechanism with mechanical closing, without Spring charging motor, Ready-to-close signal. switch, Auxiliary switches 2NO+2NC, without Closing coil (CC), manual operating mechanism with mechanical closing, without Remote trip alarm reset coil (RR), without 2nd shunt trip, without 1st Shunt trip | 102270 | 1 | Z\ | 1
3WA1106-5EE12-0AA0 |  | fixed-mounted circuit breaker, IEC 60947-2, size 1, 4-pole, N pole on left, In=630 A up to 690 V AC 50/60 Hz, breaking capacity H Icu=100/66 kA at 500/690 V, ETU600 LSI electronic trip unit upgradeable, color display, Bluetooth, USB interface, basic protection LT, ST, INST, including protection of the N conductor (internal neutral point sensor available), trip alarm switch (1 x CO), connection at rear horizontal with internal voltage tap on lower stab of circuit breaker, with voltage tap module VTM680 and power supply of ETU600, able to communication, integrated metering type PMF-1 Energy Efficiency, Voltage, Active energy Ea Manual operating mechanism with mechanical closing, without Spring charging motor, Ready-to-close signal. switch, Auxiliary switches 2NO+2NC, without Closing coil (CC), manual operating mechanism with mechanical closing, without Remote trip alarm reset coil (RR), without 2nd shunt trip, without 1st Shunt trip | 99970 | 1 | Z\ | 1
3WA1106-5EE21-0AA0 |  | fixed-mounted circuit breaker, IEC 60947-2, size 1, 4-pole, N pole on right, In=630 A up to 690 V AC 50/60 Hz, breaking capacity H Icu=100/66 kA at 500/690 V, ETU600 LSI electronic trip unit upgradeable, color display, Bluetooth, USB interface, basic protection LT, ST, INST, including protection of the N conductor (internal neutral point sensor available), trip alarm switch (1 x CO), connection at rear vertical, with internal voltage tap on lower stab of circuit breaker, with voltage tap module VTM680 and power supply of ETU600, able to communication, integrated metering type PMF-1 Energy Efficiency, Voltage, Active energy Ea Manual operating mechanism with mechanical closing, without Spring charging motor, Ready-to-close signal. switch, Auxiliary switches 2NO+2NC, without Closing coil (CC), manual operating mechanism with mechanical closing, without Remote trip alarm reset coil (RR), without 2nd shunt trip, without 1st Shunt trip | 102270 | 1 | Z\ | 1
3WA1106-5EE22-0AA0 |  | fixed-mounted circuit breaker, IEC 60947-2, size 1, 4-pole, N pole on right, In=630 A up to 690 V AC 50/60 Hz, breaking capacity H Icu=100/66 kA at 500/690 V, ETU600 LSI electronic trip unit upgradeable, color display, Bluetooth, USB interface, basic protection LT, ST, INST, including protection of the N conductor (internal neutral point sensor available), trip alarm switch (1 x CO), connection at rear horizontal with internal voltage tap on lower stab of circuit breaker, with voltage tap module VTM680 and power supply of ETU600, able to communication, integrated metering type PMF-1 Energy Efficiency, Voltage, Active energy Ea Manual operating mechanism with mechanical closing, without Spring charging motor, Ready-to-close signal. switch, Auxiliary switches 2NO+2NC, without Closing coil (CC), manual operating mechanism with mechanical closing, without Remote trip alarm reset coil (RR), without 2nd shunt trip, without 1st Shunt trip | 99970 | 1 | Z\ | 1
3WA1106-5EE31-0AA0 |  | withdrawable circuit breaker, with guide frame, IEC 60947-2, size 1, 3-pole, In=630 A up to 690 V AC 50/60 Hz, breaking capacity H Icu=100/66 kA at 500/690 V, ETU600 LSI electronic trip unit upgradeable, color display, Bluetooth, USB interface, basic protection LT, ST, INST, neutral conductor protection requires an external neutral point current sensor, trip alarm switch (1 x CO), connection at rear vertical, guide frame with shutter, without position signaling switch with internal voltage tap on lower stab of circuit breaker, with voltage tap module VTM680 and power supply of ETU600, able to communication, integrated metering type PMF-1 Energy Efficiency, Voltage, Active energy Ea Manual operating mechanism with mechanical closing, without Spring charging motor, Ready-to-close signal. switch, Auxiliary switches 2NO+2NC, without Closing coil (CC), manual operating mechanism with mechanical closing, without Remote trip alarm reset coil (RR), without 2nd shunt trip, without 1st Shunt trip | 111870 | 1 | Z\ | 1
3WA1106-5EE32-0AA0 |  | withdrawable circuit breaker, with guide frame, IEC 60947-2, size 1, 3-pole, In=630 A up to 690 V AC 50/60 Hz, breaking capacity H Icu=100/66 kA at 500/690 V, ETU600 LSI electronic trip unit upgradeable, color display, Bluetooth, USB interface, basic protection LT, ST, INST, neutral conductor protection requires an external neutral point current sensor, trip alarm switch (1 x CO), connection at rear horizontal guide frame with shutter, without position signaling switch with internal voltage tap on lower stab of circuit breaker, with voltage tap module VTM680 and power supply of ETU600, able to communication, integrated metering type PMF-1 Energy Efficiency, Voltage, Active energy Ea Manual operating mechanism with mechanical closing, without Spring charging motor, Ready-to-close signal. switch, Auxiliary switches 2NO+2NC, without Closing coil (CC), manual operating mechanism with mechanical closing, without Remote trip alarm reset coil (RR), without 2nd shunt trip, without 1st Shunt trip | 108870 | 1 | Z\ | 1
3WA1106-5EE34-0AA0 |  | withdrawable circuit breaker, with guide frame, IEC 60947-2, size 1, 3-pole, In=630 A up to 690 V AC 50/60 Hz, breaking capacity H Icu=100/66 kA at 500/690 V, ETU600 LSI electronic trip unit upgradeable, color display, Bluetooth, USB interface, basic protection LT, ST, INST, neutral conductor protection requires an external neutral point current sensor, trip alarm switch (1 x CO), connection at rear flange, guide frame with shutter, without position signaling switch with internal voltage tap on lower stab of circuit breaker, with voltage tap module VTM680 and power supply of ETU600, able to communication, integrated metering type PMF-1 Energy Efficiency, Voltage, Active energy Ea Manual operating mechanism with mechanical closing, without Spring charging motor, Ready-to-close signal. switch, Auxiliary switches 2NO+2NC, without Closing coil (CC), manual operating mechanism with mechanical closing, without Remote trip alarm reset coil (RR), without 2nd shunt trip, without 1st Shunt trip | 108870 | 1 | Z\ | 1
3WA1106-5EE41-0AA0 |  | withdrawable circuit breaker, with guide frame, IEC 60947-2, size 1, 4-pole, N pole on left, In=630 A up to 690 V AC 50/60 Hz, breaking capacity H Icu=100/66 kA at 500/690 V, ETU600 LSI electronic trip unit upgradeable, color display, Bluetooth, USB interface, basic protection LT, ST, INST, including protection of the N conductor (internal neutral point sensor available), trip alarm switch (1 x CO), connection at rear vertical, guide frame with shutter, without position signaling switch with internal voltage tap on lower stab of circuit breaker, with voltage tap module VTM680 and power supply of ETU600, able to communication, integrated metering type PMF-1 Energy Efficiency, Voltage, Active energy Ea Manual operating mechanism with mechanical closing, without Spring charging motor, Ready-to-close signal. switch, Auxiliary switches 2NO+2NC, without Closing coil (CC), manual operating mechanism with mechanical closing, without Remote trip alarm reset coil (RR), without 2nd shunt trip, without 1st Shunt trip | 144870 | 1 | Z\ | 1
3WA1106-5EE42-0AA0 |  | withdrawable circuit breaker, with guide frame, IEC 60947-2, size 1, 4-pole, N pole on left, In=630 A up to 690 V AC 50/60 Hz, breaking capacity H Icu=100/66 kA at 500/690 V, ETU600 LSI electronic trip unit upgradeable, color display, Bluetooth, USB interface, basic protection LT, ST, INST, including protection of the N conductor (internal neutral point sensor available), trip alarm switch (1 x CO), connection at rear horizontal guide frame with shutter, without position signaling switch with internal voltage tap on lower stab of circuit breaker, with voltage tap module VTM680 and power supply of ETU600, able to communication, integrated metering type PMF-1 Energy Efficiency, Voltage, Active energy Ea Manual operating mechanism with mechanical closing, without Spring charging motor, Ready-to-close signal. switch, Auxiliary switches 2NO+2NC, without Closing coil (CC), manual operating mechanism with mechanical closing, without Remote trip alarm reset coil (RR), without 2nd shunt trip, without 1st Shunt trip | 140870 | 1 | Z\ | 1
3WA1106-5EE44-0AA0 |  | withdrawable circuit breaker, with guide frame, IEC 60947-2, size 1, 4-pole, N pole on left, In=630 A up to 690 V AC 50/60 Hz, breaking capacity H Icu=100/66 kA at 500/690 V, ETU600 LSI electronic trip unit upgradeable, color display, Bluetooth, USB interface, basic protection LT, ST, INST, including protection of the N conductor (internal neutral point sensor available), trip alarm switch (1 x CO), connection at rear flange, guide frame with shutter, without position signaling switch with internal voltage tap on lower stab of circuit breaker, with voltage tap module VTM680 and power supply of ETU600, able to communication, integrated metering type PMF-1 Energy Efficiency, Voltage, Active energy Ea Manual operating mechanism with mechanical closing, without Spring charging motor, Ready-to-close signal. switch, Auxiliary switches 2NO+2NC, without Closing coil (CC), manual operating mechanism with mechanical closing, without Remote trip alarm reset coil (RR), without 2nd shunt trip, without 1st Shunt trip | 140870 | 1 | Z\ | 1
3WA1106-5EF01-0AA0 |  | fixed-mounted circuit breaker, IEC 60947-2, size 1, 3-pole, In=630 A up to 690 V AC 50/60 Hz, breaking capacity H Icu=100/66 kA at 500/690 V, ETU600 LSIG electronic trip unit upgradeable, color display, Bluetooth, USB interface, basic protection LT, ST, INST, GFx, neutral conductor protection requires an external neutral point current sensor, trip alarm switch (1 x CO), connection at rear vertical, with internal voltage tap on lower stab of circuit breaker, with voltage tap module VTM680 and power supply of ETU600, able to communication, integrated metering type PMF-1 Energy Efficiency, Voltage, Active energy Ea Manual operating mechanism with mechanical closing, without Spring charging motor, Ready-to-close signal. switch, Auxiliary switches 2NO+2NC, without Closing coil (CC), manual operating mechanism with mechanical closing, without Remote trip alarm reset coil (RR), without 2nd shunt trip, without 1st Shunt trip | 90270 | 1 | Z\ | 1
3WA1106-5EF02-0AA0 |  | fixed-mounted circuit breaker, IEC 60947-2, size 1, 3-pole, In=630 A up to 690 V AC 50/60 Hz, breaking capacity H Icu=100/66 kA at 500/690 V, ETU600 LSIG electronic trip unit upgradeable, color display, Bluetooth, USB interface, basic protection LT, ST, INST, GFx, neutral conductor protection requires an external neutral point current sensor, trip alarm switch (1 x CO), connection at rear horizontal with internal voltage tap on lower stab of circuit breaker, with voltage tap module VTM680 and power supply of ETU600, able to communication, integrated metering type PMF-1 Energy Efficiency, Voltage, Active energy Ea Manual operating mechanism with mechanical closing, without Spring charging motor, Ready-to-close signal. switch, Auxiliary switches 2NO+2NC, without Closing coil (CC), manual operating mechanism with mechanical closing, without Remote trip alarm reset coil (RR), without 2nd shunt trip, without 1st Shunt trip | 88570 | 1 | Z\ | 1
3WA1106-5EF11-0AA0 |  | fixed-mounted circuit breaker, IEC 60947-2, size 1, 4-pole, N pole on left, In=630 A up to 690 V AC 50/60 Hz, breaking capacity H Icu=100/66 kA at 500/690 V, ETU600 LSIG electronic trip unit upgradeable, color display, Bluetooth, USB interface, basic protection LT, ST, INST, GFx, including protection of the N conductor (internal neutral point sensor available), trip alarm switch (1 x CO), connection at rear vertical, with internal voltage tap on lower stab of circuit breaker, with voltage tap module VTM680 and power supply of ETU600, able to communication, integrated metering type PMF-1 Energy Efficiency, Voltage, Active energy Ea Manual operating mechanism with mechanical closing, without Spring charging motor, Ready-to-close signal. switch, Auxiliary switches 2NO+2NC, without Closing coil (CC), manual operating mechanism with mechanical closing, without Remote trip alarm reset coil (RR), without 2nd shunt trip, without 1st Shunt trip | 112870 | 1 | Z\ | 1
3WA1106-5EF12-0AA0 |  | fixed-mounted circuit breaker, IEC 60947-2, size 1, 4-pole, N pole on left, In=630 A up to 690 V AC 50/60 Hz, breaking capacity H Icu=100/66 kA at 500/690 V, ETU600 LSIG electronic trip unit upgradeable, color display, Bluetooth, USB interface, basic protection LT, ST, INST, GFx, including protection of the N conductor (internal neutral point sensor available), trip alarm switch (1 x CO), connection at rear horizontal with internal voltage tap on lower stab of circuit breaker, with voltage tap module VTM680 and power supply of ETU600, able to communication, integrated metering type PMF-1 Energy Efficiency, Voltage, Active energy Ea Manual operating mechanism with mechanical closing, without Spring charging motor, Ready-to-close signal. switch, Auxiliary switches 2NO+2NC, without Closing coil (CC), manual operating mechanism with mechanical closing, without Remote trip alarm reset coil (RR), without 2nd shunt trip, without 1st Shunt trip | 110870 | 1 | Z\ | 1
3WA1106-5EF21-0AA0 |  | fixed-mounted circuit breaker, IEC 60947-2, size 1, 4-pole, N pole on right, In=630 A up to 690 V AC 50/60 Hz, breaking capacity H Icu=100/66 kA at 500/690 V, ETU600 LSIG electronic trip unit upgradeable, color display, Bluetooth, USB interface, basic protection LT, ST, INST, GFx, including protection of the N conductor (internal neutral point sensor available), trip alarm switch (1 x CO), connection at rear vertical, with internal voltage tap on lower stab of circuit breaker, with voltage tap module VTM680 and power supply of ETU600, able to communication, integrated metering type PMF-1 Energy Efficiency, Voltage, Active energy Ea Manual operating mechanism with mechanical closing, without Spring charging motor, Ready-to-close signal. switch, Auxiliary switches 2NO+2NC, without Closing coil (CC), manual operating mechanism with mechanical closing, without Remote trip alarm reset coil (RR), without 2nd shunt trip, without 1st Shunt trip | 112870 | 1 | Z\ | 1
3WA1106-5EF22-0AA0 |  | fixed-mounted circuit breaker, IEC 60947-2, size 1, 4-pole, N pole on right, In=630 A up to 690 V AC 50/60 Hz, breaking capacity H Icu=100/66 kA at 500/690 V, ETU600 LSIG electronic trip unit upgradeable, color display, Bluetooth, USB interface, basic protection LT, ST, INST, GFx, including protection of the N conductor (internal neutral point sensor available), trip alarm switch (1 x CO), connection at rear horizontal with internal voltage tap on lower stab of circuit breaker, with voltage tap module VTM680 and power supply of ETU600, able to communication, integrated metering type PMF-1 Energy Efficiency, Voltage, Active energy Ea Manual operating mechanism with mechanical closing, without Spring charging motor, Ready-to-close signal. switch, Auxiliary switches 2NO+2NC, without Closing coil (CC), manual operating mechanism with mechanical closing, without Remote trip alarm reset coil (RR), without 2nd shunt trip, without 1st Shunt trip | 110870 | 1 | Z\ | 1
3WA1106-5EF31-0AA0 |  | withdrawable circuit breaker, with guide frame, IEC 60947-2, size 1, 3-pole, In=630 A up to 690 V AC 50/60 Hz, breaking capacity H Icu=100/66 kA at 500/690 V, ETU600 LSIG electronic trip unit upgradeable, color display, Bluetooth, USB interface, basic protection LT, ST, INST, GFx, neutral conductor protection requires an external neutral point current sensor, trip alarm switch (1 x CO), connection at rear vertical, guide frame with shutter, without position signaling switch with internal voltage tap on lower stab of circuit breaker, with voltage tap module VTM680 and power supply of ETU600, able to communication, integrated metering type PMF-1 Energy Efficiency, Voltage, Active energy Ea Manual operating mechanism with mechanical closing, without Spring charging motor, Ready-to-close signal. switch, Auxiliary switches 2NO+2NC, without Closing coil (CC), manual operating mechanism with mechanical closing, without Remote trip alarm reset coil (RR), without 2nd shunt trip, without 1st Shunt trip | 122870 | 1 | Z\ | 1
3WA1106-5EF32-0AA0 |  | withdrawable circuit breaker, with guide frame, IEC 60947-2, size 1, 3-pole, In=630 A up to 690 V AC 50/60 Hz, breaking capacity H Icu=100/66 kA at 500/690 V, ETU600 LSIG electronic trip unit upgradeable, color display, Bluetooth, USB interface, basic protection LT, ST, INST, GFx, neutral conductor protection requires an external neutral point current sensor, trip alarm switch (1 x CO), connection at rear horizontal guide frame with shutter, without position signaling switch with internal voltage tap on lower stab of circuit breaker, with voltage tap module VTM680 and power supply of ETU600, able to communication, integrated metering type PMF-1 Energy Efficiency, Voltage, Active energy Ea Manual operating mechanism with mechanical closing, without Spring charging motor, Ready-to-close signal. switch, Auxiliary switches 2NO+2NC, without Closing coil (CC), manual operating mechanism with mechanical closing, without Remote trip alarm reset coil (RR), without 2nd shunt trip, without 1st Shunt trip | 119870 | 1 | Z\ | 1
3WA1106-5EF34-0AA0 |  | withdrawable circuit breaker, with guide frame, IEC 60947-2, size 1, 3-pole, In=630 A up to 690 V AC 50/60 Hz, breaking capacity H Icu=100/66 kA at 500/690 V, ETU600 LSIG electronic trip unit upgradeable, color display, Bluetooth, USB interface, basic protection LT, ST, INST, GFx, neutral conductor protection requires an external neutral point current sensor, trip alarm switch (1 x CO), connection at rear flange, guide frame with shutter, without position signaling switch with internal voltage tap on lower stab of circuit breaker, with voltage tap module VTM680 and power supply of ETU600, able to communication, integrated metering type PMF-1 Energy Efficiency, Voltage, Active energy Ea Manual operating mechanism with mechanical closing, without Spring charging motor, Ready-to-close signal. switch, Auxiliary switches 2NO+2NC, without Closing coil (CC), manual operating mechanism with mechanical closing, without Remote trip alarm reset coil (RR), without 2nd shunt trip, without 1st Shunt trip | 119870 | 1 | Z\ | 1
3WA1106-5EF41-0AA0 |  | withdrawable circuit breaker, with guide frame, IEC 60947-2, size 1, 4-pole, N pole on left, In=630 A up to 690 V AC 50/60 Hz, breaking capacity H Icu=100/66 kA at 500/690 V, ETU600 LSIG electronic trip unit upgradeable, color display, Bluetooth, USB interface, basic protection LT, ST, INST, GFx, including protection of the N conductor (internal neutral point sensor available), trip alarm switch (1 x CO), connection at rear vertical, guide frame with shutter, without position signaling switch with internal voltage tap on lower stab of circuit breaker, with voltage tap module VTM680 and power supply of ETU600, able to communication, integrated metering type PMF-1 Energy Efficiency, Voltage, Active energy Ea Manual operating mechanism with mechanical closing, without Spring charging motor, Ready-to-close signal. switch, Auxiliary switches 2NO+2NC, without Closing coil (CC), manual operating mechanism with mechanical closing, without Remote trip alarm reset coil (RR), without 2nd shunt trip, without 1st Shunt trip | 155870 | 1 | Z\ | 1
3WA1106-5EF42-0AA0 |  | withdrawable circuit breaker, with guide frame, IEC 60947-2, size 1, 4-pole, N pole on left, In=630 A up to 690 V AC 50/60 Hz, breaking capacity H Icu=100/66 kA at 500/690 V, ETU600 LSIG electronic trip unit upgradeable, color display, Bluetooth, USB interface, basic protection LT, ST, INST, GFx, including protection of the N conductor (internal neutral point sensor available), trip alarm switch (1 x CO), connection at rear horizontal guide frame with shutter, without position signaling switch with internal voltage tap on lower stab of circuit breaker, with voltage tap module VTM680 and power supply of ETU600, able to communication, integrated metering type PMF-1 Energy Efficiency, Voltage, Active energy Ea Manual operating mechanism with mechanical closing, without Spring charging motor, Ready-to-close signal. switch, Auxiliary switches 2NO+2NC, without Closing coil (CC), manual operating mechanism with mechanical closing, without Remote trip alarm reset coil (RR), without 2nd shunt trip, without 1st Shunt trip | 151870 | 1 | Z\ | 1
3WA1106-5EF44-0AA0 |  | withdrawable circuit breaker, with guide frame, IEC 60947-2, size 1, 4-pole, N pole on left, In=630 A up to 690 V AC 50/60 Hz, breaking capacity H Icu=100/66 kA at 500/690 V, ETU600 LSIG electronic trip unit upgradeable, color display, Bluetooth, USB interface, basic protection LT, ST, INST, GFx, including protection of the N conductor (internal neutral point sensor available), trip alarm switch (1 x CO), connection at rear flange, guide frame with shutter, without position signaling switch with internal voltage tap on lower stab of circuit breaker, with voltage tap module VTM680 and power supply of ETU600, able to communication, integrated metering type PMF-1 Energy Efficiency, Voltage, Active energy Ea Manual operating mechanism with mechanical closing, without Spring charging motor, Ready-to-close signal. switch, Auxiliary switches 2NO+2NC, without Closing coil (CC), manual operating mechanism with mechanical closing, without Remote trip alarm reset coil (RR), without 2nd shunt trip, without 1st Shunt trip | 151870 | 1 | Z\ | 1
3WA1106-5FE01-0AA0 |  | fixed-mounted circuit breaker, IEC 60947-2, size 1, 3-pole, In=630 A up to 690 V AC 50/60 Hz, breaking capacity H Icu=100/66 kA at 500/690 V, ETU600 LSI electronic trip unit upgradeable, color display, Bluetooth, USB interface, basic protection LT, ST, INST, neutral conductor protection requires an external neutral point current sensor, trip alarm switch (1 x CO), connection at rear vertical, with internal voltage tap on lower stab of circuit breaker, with voltage tap module VTM680 and power supply of ETU600, able to communication, integrated metering type PMF-2 Basic Power Monitoring, Voltage, Energy, Power, Power factor, Frequency, Unbalance, Temperature, Manual operating mechanism with mechanical closing, without Spring charging motor, Ready-to-close signal. switch, Auxiliary switches 2NO+2NC, without Closing coil (CC), manual operating mechanism with mechanical closing, without Remote trip alarm reset coil (RR), without 2nd shunt trip, without 1st Shunt trip | 88400 | 1 | Z\ | 1
3WA1106-5FE02-0AA0 |  | fixed-mounted circuit breaker, IEC 60947-2, size 1, 3-pole, In=630 A up to 690 V AC 50/60 Hz, breaking capacity H Icu=100/66 kA at 500/690 V, ETU600 LSI electronic trip unit upgradeable, color display, Bluetooth, USB interface, basic protection LT, ST, INST, neutral conductor protection requires an external neutral point current sensor, trip alarm switch (1 x CO), connection at rear horizontal with internal voltage tap on lower stab of circuit breaker, with voltage tap module VTM680 and power supply of ETU600, able to communication, integrated metering type PMF-2 Basic Power Monitoring, Voltage, Energy, Power, Power factor, Frequency, Unbalance, Temperature, Manual operating mechanism with mechanical closing, without Spring charging motor, Ready-to-close signal. switch, Auxiliary switches 2NO+2NC, without Closing coil (CC), manual operating mechanism with mechanical closing, without Remote trip alarm reset coil (RR), without 2nd shunt trip, without 1st Shunt trip | 86800 | 1 | Z\ | 1
3WA1106-5FE11-0AA0 |  | fixed-mounted circuit breaker, IEC 60947-2, size 1, 4-pole, N pole on left, In=630 A up to 690 V AC 50/60 Hz, breaking capacity H Icu=100/66 kA at 500/690 V, ETU600 LSI electronic trip unit upgradeable, color display, Bluetooth, USB interface, basic protection LT, ST, INST, including protection of the N conductor (internal neutral point sensor available), trip alarm switch (1 x CO), connection at rear vertical, with internal voltage tap on lower stab of circuit breaker, with voltage tap module VTM680 and power supply of ETU600, able to communication, integrated metering type PMF-2 Basic Power Monitoring, Voltage, Energy, Power, Power factor, Frequency, Unbalance, Temperature, Manual operating mechanism with mechanical closing, without Spring charging motor, Ready-to-close signal. switch, Auxiliary switches 2NO+2NC, without Closing coil (CC), manual operating mechanism with mechanical closing, without Remote trip alarm reset coil (RR), without 2nd shunt trip, without 1st Shunt trip | 111100 | 1 | Z\ | 1
3WA1106-5FE12-0AA0 |  | fixed-mounted circuit breaker, IEC 60947-2, size 1, 4-pole, N pole on left, In=630 A up to 690 V AC 50/60 Hz, breaking capacity H Icu=100/66 kA at 500/690 V, ETU600 LSI electronic trip unit upgradeable, color display, Bluetooth, USB interface, basic protection LT, ST, INST, including protection of the N conductor (internal neutral point sensor available), trip alarm switch (1 x CO), connection at rear horizontal with internal voltage tap on lower stab of circuit breaker, with voltage tap module VTM680 and power supply of ETU600, able to communication, integrated metering type PMF-2 Basic Power Monitoring, Voltage, Energy, Power, Power factor, Frequency, Unbalance, Temperature, Manual operating mechanism with mechanical closing, without Spring charging motor, Ready-to-close signal. switch, Auxiliary switches 2NO+2NC, without Closing coil (CC), manual operating mechanism with mechanical closing, without Remote trip alarm reset coil (RR), without 2nd shunt trip, without 1st Shunt trip | 108800 | 1 | Z\ | 1
3WA1106-5FE21-0AA0 |  | fixed-mounted circuit breaker, IEC 60947-2, size 1, 4-pole, N pole on right, In=630 A up to 690 V AC 50/60 Hz, breaking capacity H Icu=100/66 kA at 500/690 V, ETU600 LSI electronic trip unit upgradeable, color display, Bluetooth, USB interface, basic protection LT, ST, INST, including protection of the N conductor (internal neutral point sensor available), trip alarm switch (1 x CO), connection at rear vertical, with internal voltage tap on lower stab of circuit breaker, with voltage tap module VTM680 and power supply of ETU600, able to communication, integrated metering type PMF-2 Basic Power Monitoring, Voltage, Energy, Power, Power factor, Frequency, Unbalance, Temperature, Manual operating mechanism with mechanical closing, without Spring charging motor, Ready-to-close signal. switch, Auxiliary switches 2NO+2NC, without Closing coil (CC), manual operating mechanism with mechanical closing, without Remote trip alarm reset coil (RR), without 2nd shunt trip, without 1st Shunt trip | 111100 | 1 | Z\ | 1
3WA1106-5FE22-0AA0 |  | fixed-mounted circuit breaker, IEC 60947-2, size 1, 4-pole, N pole on right, In=630 A up to 690 V AC 50/60 Hz, breaking capacity H Icu=100/66 kA at 500/690 V, ETU600 LSI electronic trip unit upgradeable, color display, Bluetooth, USB interface, basic protection LT, ST, INST, including protection of the N conductor (internal neutral point sensor available), trip alarm switch (1 x CO), connection at rear horizontal with internal voltage tap on lower stab of circuit breaker, with voltage tap module VTM680 and power supply of ETU600, able to communication, integrated metering type PMF-2 Basic Power Monitoring, Voltage, Energy, Power, Power factor, Frequency, Unbalance, Temperature, Manual operating mechanism with mechanical closing, without Spring charging motor, Ready-to-close signal. switch, Auxiliary switches 2NO+2NC, without Closing coil (CC), manual operating mechanism with mechanical closing, without Remote trip alarm reset coil (RR), without 2nd shunt trip, without 1st Shunt trip | 108800 | 1 | Z\ | 1
3WA1106-5FE31-0AA0 |  | withdrawable circuit breaker, with guide frame, IEC 60947-2, size 1, 3-pole, In=630 A up to 690 V AC 50/60 Hz, breaking capacity H Icu=100/66 kA at 500/690 V, ETU600 LSI electronic trip unit upgradeable, color display, Bluetooth, USB interface, basic protection LT, ST, INST, neutral conductor protection requires an external neutral point current sensor, trip alarm switch (1 x CO), connection at rear vertical, guide frame with shutter, without position signaling switch with internal voltage tap on lower stab of circuit breaker, with voltage tap module VTM680 and power supply of ETU600, able to communication, integrated metering type PMF-2 Basic Power Monitoring, Voltage, Energy, Power, Power factor, Frequency, Unbalance, Temperature, Manual operating mechanism with mechanical closing, without Spring charging motor, Ready-to-close signal. switch, Auxiliary switches 2NO+2NC, without Closing coil (CC), manual operating mechanism with mechanical closing, without Remote trip alarm reset coil (RR), without 2nd shunt trip, without 1st Shunt trip | 120700 | 1 | Z\ | 1
3WA1106-5FE32-0AA0 |  | withdrawable circuit breaker, with guide frame, IEC 60947-2, size 1, 3-pole, In=630 A up to 690 V AC 50/60 Hz, breaking capacity H Icu=100/66 kA at 500/690 V, ETU600 LSI electronic trip unit upgradeable, color display, Bluetooth, USB interface, basic protection LT, ST, INST, neutral conductor protection requires an external neutral point current sensor, trip alarm switch (1 x CO), connection at rear horizontal guide frame with shutter, without position signaling switch with internal voltage tap on lower stab of circuit breaker, with voltage tap module VTM680 and power supply of ETU600, able to communication, integrated metering type PMF-2 Basic Power Monitoring, Voltage, Energy, Power, Power factor, Frequency, Unbalance, Temperature, Manual operating mechanism with mechanical closing, without Spring charging motor, Ready-to-close signal. switch, Auxiliary switches 2NO+2NC, without Closing coil (CC), manual operating mechanism with mechanical closing, without Remote trip alarm reset coil (RR), without 2nd shunt trip, without 1st Shunt trip | 117700 | 1 | Z\ | 1
3WA1106-5FE34-0AA0 |  | withdrawable circuit breaker, with guide frame, IEC 60947-2, size 1, 3-pole, In=630 A up to 690 V AC 50/60 Hz, breaking capacity H Icu=100/66 kA at 500/690 V, ETU600 LSI electronic trip unit upgradeable, color display, Bluetooth, USB interface, basic protection LT, ST, INST, neutral conductor protection requires an external neutral point current sensor, trip alarm switch (1 x CO), connection at rear flange, guide frame with shutter, without position signaling switch with internal voltage tap on lower stab of circuit breaker, with voltage tap module VTM680 and power supply of ETU600, able to communication, integrated metering type PMF-2 Basic Power Monitoring, Voltage, Energy, Power, Power factor, Frequency, Unbalance, Temperature, Manual operating mechanism with mechanical closing, without Spring charging motor, Ready-to-close signal. switch, Auxiliary switches 2NO+2NC, without Closing coil (CC), manual operating mechanism with mechanical closing, without Remote trip alarm reset coil (RR), without 2nd shunt trip, without 1st Shunt trip | 117700 | 1 | Z\ | 1
3WA1106-5FE41-0AA0 |  | withdrawable circuit breaker, with guide frame, IEC 60947-2, size 1, 4-pole, N pole on left, In=630 A up to 690 V AC 50/60 Hz, breaking capacity H Icu=100/66 kA at 500/690 V, ETU600 LSI electronic trip unit upgradeable, color display, Bluetooth, USB interface, basic protection LT, ST, INST, including protection of the N conductor (internal neutral point sensor available), trip alarm switch (1 x CO), connection at rear vertical, guide frame with shutter, without position signaling switch with internal voltage tap on lower stab of circuit breaker, with voltage tap module VTM680 and power supply of ETU600, able to communication, integrated metering type PMF-2 Basic Power Monitoring, Voltage, Energy, Power, Power factor, Frequency, Unbalance, Temperature, Manual operating mechanism with mechanical closing, without Spring charging motor, Ready-to-close signal. switch, Auxiliary switches 2NO+2NC, without Closing coil (CC), manual operating mechanism with mechanical closing, without Remote trip alarm reset coil (RR), without 2nd shunt trip, without 1st Shunt trip | 153700 | 1 | Z\ | 1
3WA1106-5FE42-0AA0 |  | withdrawable circuit breaker, with guide frame, IEC 60947-2, size 1, 4-pole, N pole on left, In=630 A up to 690 V AC 50/60 Hz, breaking capacity H Icu=100/66 kA at 500/690 V, ETU600 LSI electronic trip unit upgradeable, color display, Bluetooth, USB interface, basic protection LT, ST, INST, including protection of the N conductor (internal neutral point sensor available), trip alarm switch (1 x CO), connection at rear horizontal guide frame with shutter, without position signaling switch with internal voltage tap on lower stab of circuit breaker, with voltage tap module VTM680 and power supply of ETU600, able to communication, integrated metering type PMF-2 Basic Power Monitoring, Voltage, Energy, Power, Power factor, Frequency, Unbalance, Temperature, Manual operating mechanism with mechanical closing, without Spring charging motor, Ready-to-close signal. switch, Auxiliary switches 2NO+2NC, without Closing coil (CC), manual operating mechanism with mechanical closing, without Remote trip alarm reset coil (RR), without 2nd shunt trip, without 1st Shunt trip | 149700 | 1 | Z\ | 1
3WA1106-5FE44-0AA0 |  | withdrawable circuit breaker, with guide frame, IEC 60947-2, size 1, 4-pole, N pole on left, In=630 A up to 690 V AC 50/60 Hz, breaking capacity H Icu=100/66 kA at 500/690 V, ETU600 LSI electronic trip unit upgradeable, color display, Bluetooth, USB interface, basic protection LT, ST, INST, including protection of the N conductor (internal neutral point sensor available), trip alarm switch (1 x CO), connection at rear flange, guide frame with shutter, without position signaling switch with internal voltage tap on lower stab of circuit breaker, with voltage tap module VTM680 and power supply of ETU600, able to communication, integrated metering type PMF-2 Basic Power Monitoring, Voltage, Energy, Power, Power factor, Frequency, Unbalance, Temperature, Manual operating mechanism with mechanical closing, without Spring charging motor, Ready-to-close signal. switch, Auxiliary switches 2NO+2NC, without Closing coil (CC), manual operating mechanism with mechanical closing, without Remote trip alarm reset coil (RR), without 2nd shunt trip, without 1st Shunt trip | 149700 | 1 | Z\ | 1
3WA1106-5FF01-0AA0 |  | fixed-mounted circuit breaker, IEC 60947-2, size 1, 3-pole, In=630 A up to 690 V AC 50/60 Hz, breaking capacity H Icu=100/66 kA at 500/690 V, ETU600 LSIG electronic trip unit upgradeable, color display, Bluetooth, USB interface, basic protection LT, ST, INST, GFx, neutral conductor protection requires an external neutral point current sensor, trip alarm switch (1 x CO), connection at rear vertical, with internal voltage tap on lower stab of circuit breaker, with voltage tap module VTM680 and power supply of ETU600, able to communication, integrated metering type PMF-2 Basic Power Monitoring, Voltage, Energy, Power, Power factor, Frequency, Unbalance, Temperature, Manual operating mechanism with mechanical closing, without Spring charging motor, Ready-to-close signal. switch, Auxiliary switches 2NO+2NC, without Closing coil (CC), manual operating mechanism with mechanical closing, without Remote trip alarm reset coil (RR), without 2nd shunt trip, without 1st Shunt trip | 99100 | 1 | Z\ | 1
3WA1106-5FF02-0AA0 |  | fixed-mounted circuit breaker, IEC 60947-2, size 1, 3-pole, In=630 A up to 690 V AC 50/60 Hz, breaking capacity H Icu=100/66 kA at 500/690 V, ETU600 LSIG electronic trip unit upgradeable, color display, Bluetooth, USB interface, basic protection LT, ST, INST, GFx, neutral conductor protection requires an external neutral point current sensor, trip alarm switch (1 x CO), connection at rear horizontal with internal voltage tap on lower stab of circuit breaker, with voltage tap module VTM680 and power supply of ETU600, able to communication, integrated metering type PMF-2 Basic Power Monitoring, Voltage, Energy, Power, Power factor, Frequency, Unbalance, Temperature, Manual operating mechanism with mechanical closing, without Spring charging motor, Ready-to-close signal. switch, Auxiliary switches 2NO+2NC, without Closing coil (CC), manual operating mechanism with mechanical closing, without Remote trip alarm reset coil (RR), without 2nd shunt trip, without 1st Shunt trip | 97400 | 1 | Z\ | 1
3WA1106-5FF11-0AA0 |  | fixed-mounted circuit breaker, IEC 60947-2, size 1, 4-pole, N pole on left, In=630 A up to 690 V AC 50/60 Hz, breaking capacity H Icu=100/66 kA at 500/690 V, ETU600 LSIG electronic trip unit upgradeable, color display, Bluetooth, USB interface, basic protection LT, ST, INST, GFx, including protection of the N conductor (internal neutral point sensor available), trip alarm switch (1 x CO), connection at rear vertical, with internal voltage tap on lower stab of circuit breaker, with voltage tap module VTM680 and power supply of ETU600, able to communication, integrated metering type PMF-2 Basic Power Monitoring, Voltage, Energy, Power, Power factor, Frequency, Unbalance, Temperature, Manual operating mechanism with mechanical closing, without Spring charging motor, Ready-to-close signal. switch, Auxiliary switches 2NO+2NC, without Closing coil (CC), manual operating mechanism with mechanical closing, without Remote trip alarm reset coil (RR), without 2nd shunt trip, without 1st Shunt trip | 121700 | 1 | Z\ | 1
3WA1106-5FF12-0AA0 |  | fixed-mounted circuit breaker, IEC 60947-2, size 1, 4-pole, N pole on left, In=630 A up to 690 V AC 50/60 Hz, breaking capacity H Icu=100/66 kA at 500/690 V, ETU600 LSIG electronic trip unit upgradeable, color display, Bluetooth, USB interface, basic protection LT, ST, INST, GFx, including protection of the N conductor (internal neutral point sensor available), trip alarm switch (1 x CO), connection at rear horizontal with internal voltage tap on lower stab of circuit breaker, with voltage tap module VTM680 and power supply of ETU600, able to communication, integrated metering type PMF-2 Basic Power Monitoring, Voltage, Energy, Power, Power factor, Frequency, Unbalance, Temperature, Manual operating mechanism with mechanical closing, without Spring charging motor, Ready-to-close signal. switch, Auxiliary switches 2NO+2NC, without Closing coil (CC), manual operating mechanism with mechanical closing, without Remote trip alarm reset coil (RR), without 2nd shunt trip, without 1st Shunt trip | 119700 | 1 | Z\ | 1
3WA1106-5FF21-0AA0 |  | fixed-mounted circuit breaker, IEC 60947-2, size 1, 4-pole, N pole on right, In=630 A up to 690 V AC 50/60 Hz, breaking capacity H Icu=100/66 kA at 500/690 V, ETU600 LSIG electronic trip unit upgradeable, color display, Bluetooth, USB interface, basic protection LT, ST, INST, GFx, including protection of the N conductor (internal neutral point sensor available), trip alarm switch (1 x CO), connection at rear vertical, with internal voltage tap on lower stab of circuit breaker, with voltage tap module VTM680 and power supply of ETU600, able to communication, integrated metering type PMF-2 Basic Power Monitoring, Voltage, Energy, Power, Power factor, Frequency, Unbalance, Temperature, Manual operating mechanism with mechanical closing, without Spring charging motor, Ready-to-close signal. switch, Auxiliary switches 2NO+2NC, without Closing coil (CC), manual operating mechanism with mechanical closing, without Remote trip alarm reset coil (RR), without 2nd shunt trip, without 1st Shunt trip | 121700 | 1 | Z\ | 1
3WA1106-5FF22-0AA0 |  | fixed-mounted circuit breaker, IEC 60947-2, size 1, 4-pole, N pole on right, In=630 A up to 690 V AC 50/60 Hz, breaking capacity H Icu=100/66 kA at 500/690 V, ETU600 LSIG electronic trip unit upgradeable, color display, Bluetooth, USB interface, basic protection LT, ST, INST, GFx, including protection of the N conductor (internal neutral point sensor available), trip alarm switch (1 x CO), connection at rear horizontal with internal voltage tap on lower stab of circuit breaker, with voltage tap module VTM680 and power supply of ETU600, able to communication, integrated metering type PMF-2 Basic Power Monitoring, Voltage, Energy, Power, Power factor, Frequency, Unbalance, Temperature, Manual operating mechanism with mechanical closing, without Spring charging motor, Ready-to-close signal. switch, Auxiliary switches 2NO+2NC, without Closing coil (CC), manual operating mechanism with mechanical closing, without Remote trip alarm reset coil (RR), without 2nd shunt trip, without 1st Shunt trip | 119700 | 1 | Z\ | 1
3WA1106-5FF31-0AA0 |  | withdrawable circuit breaker, with guide frame, IEC 60947-2, size 1, 3-pole, In=630 A up to 690 V AC 50/60 Hz, breaking capacity H Icu=100/66 kA at 500/690 V, ETU600 LSIG electronic trip unit upgradeable, color display, Bluetooth, USB interface, basic protection LT, ST, INST, GFx, neutral conductor protection requires an external neutral point current sensor, trip alarm switch (1 x CO), connection at rear vertical, guide frame with shutter, without position signaling switch with internal voltage tap on lower stab of circuit breaker, with voltage tap module VTM680 and power supply of ETU600, able to communication, integrated metering type PMF-2 Basic Power Monitoring, Voltage, Energy, Power, Power factor, Frequency, Unbalance, Temperature, Manual operating mechanism with mechanical closing, without Spring charging motor, Ready-to-close signal. switch, Auxiliary switches 2NO+2NC, without Closing coil (CC), manual operating mechanism with mechanical closing, without Remote trip alarm reset coil (RR), without 2nd shunt trip, without 1st Shunt trip | 131700 | 1 | Z\ | 1
3WA1106-5FF32-0AA0 |  | withdrawable circuit breaker, with guide frame, IEC 60947-2, size 1, 3-pole, In=630 A up to 690 V AC 50/60 Hz, breaking capacity H Icu=100/66 kA at 500/690 V, ETU600 LSIG electronic trip unit upgradeable, color display, Bluetooth, USB interface, basic protection LT, ST, INST, GFx, neutral conductor protection requires an external neutral point current sensor, trip alarm switch (1 x CO), connection at rear horizontal guide frame with shutter, without position signaling switch with internal voltage tap on lower stab of circuit breaker, with voltage tap module VTM680 and power supply of ETU600, able to communication, integrated metering type PMF-2 Basic Power Monitoring, Voltage, Energy, Power, Power factor, Frequency, Unbalance, Temperature, Manual operating mechanism with mechanical closing, without Spring charging motor, Ready-to-close signal. switch, Auxiliary switches 2NO+2NC, without Closing coil (CC), manual operating mechanism with mechanical closing, without Remote trip alarm reset coil (RR), without 2nd shunt trip, without 1st Shunt trip | 128700 | 1 | Z\ | 1
3WA1106-5FF34-0AA0 |  | withdrawable circuit breaker, with guide frame, IEC 60947-2, size 1, 3-pole, In=630 A up to 690 V AC 50/60 Hz, breaking capacity H Icu=100/66 kA at 500/690 V, ETU600 LSIG electronic trip unit upgradeable, color display, Bluetooth, USB interface, basic protection LT, ST, INST, GFx, neutral conductor protection requires an external neutral point current sensor, trip alarm switch (1 x CO), connection at rear flange, guide frame with shutter, without position signaling switch with internal voltage tap on lower stab of circuit breaker, with voltage tap module VTM680 and power supply of ETU600, able to communication, integrated metering type PMF-2 Basic Power Monitoring, Voltage, Energy, Power, Power factor, Frequency, Unbalance, Temperature, Manual operating mechanism with mechanical closing, without Spring charging motor, Ready-to-close signal. switch, Auxiliary switches 2NO+2NC, without Closing coil (CC), manual operating mechanism with mechanical closing, without Remote trip alarm reset coil (RR), without 2nd shunt trip, without 1st Shunt trip | 128700 | 1 | Z\ | 1
3WA1106-5FF41-0AA0 |  | withdrawable circuit breaker, with guide frame, IEC 60947-2, size 1, 4-pole, N pole on left, In=630 A up to 690 V AC 50/60 Hz, breaking capacity H Icu=100/66 kA at 500/690 V, ETU600 LSIG electronic trip unit upgradeable, color display, Bluetooth, USB interface, basic protection LT, ST, INST, GFx, including protection of the N conductor (internal neutral point sensor available), trip alarm switch (1 x CO), connection at rear vertical, guide frame with shutter, without position signaling switch with internal voltage tap on lower stab of circuit breaker, with voltage tap module VTM680 and power supply of ETU600, able to communication, integrated metering type PMF-2 Basic Power Monitoring, Voltage, Energy, Power, Power factor, Frequency, Unbalance, Temperature, Manual operating mechanism with mechanical closing, without Spring charging motor, Ready-to-close signal. switch, Auxiliary switches 2NO+2NC, without Closing coil (CC), manual operating mechanism with mechanical closing, without Remote trip alarm reset coil (RR), without 2nd shunt trip, without 1st Shunt trip | 164700 | 1 | Z\ | 1
3WA1106-5FF42-0AA0 |  | withdrawable circuit breaker, with guide frame, IEC 60947-2, size 1, 4-pole, N pole on left, In=630 A up to 690 V AC 50/60 Hz, breaking capacity H Icu=100/66 kA at 500/690 V, ETU600 LSIG electronic trip unit upgradeable, color display, Bluetooth, USB interface, basic protection LT, ST, INST, GFx, including protection of the N conductor (internal neutral point sensor available), trip alarm switch (1 x CO), connection at rear horizontal guide frame with shutter, without position signaling switch with internal voltage tap on lower stab of circuit breaker, with voltage tap module VTM680 and power supply of ETU600, able to communication, integrated metering type PMF-2 Basic Power Monitoring, Voltage, Energy, Power, Power factor, Frequency, Unbalance, Temperature, Manual operating mechanism with mechanical closing, without Spring charging motor, Ready-to-close signal. switch, Auxiliary switches 2NO+2NC, without Closing coil (CC), manual operating mechanism with mechanical closing, without Remote trip alarm reset coil (RR), without 2nd shunt trip, without 1st Shunt trip | 160700 | 1 | Z\ | 1
3WA1106-5FF44-0AA0 |  | withdrawable circuit breaker, with guide frame, IEC 60947-2, size 1, 4-pole, N pole on left, In=630 A up to 690 V AC 50/60 Hz, breaking capacity H Icu=100/66 kA at 500/690 V, ETU600 LSIG electronic trip unit upgradeable, color display, Bluetooth, USB interface, basic protection LT, ST, INST, GFx, including protection of the N conductor (internal neutral point sensor available), trip alarm switch (1 x CO), connection at rear flange, guide frame with shutter, without position signaling switch with internal voltage tap on lower stab of circuit breaker, with voltage tap module VTM680 and power supply of ETU600, able to communication, integrated metering type PMF-2 Basic Power Monitoring, Voltage, Energy, Power, Power factor, Frequency, Unbalance, Temperature, Manual operating mechanism with mechanical closing, without Spring charging motor, Ready-to-close signal. switch, Auxiliary switches 2NO+2NC, without Closing coil (CC), manual operating mechanism with mechanical closing, without Remote trip alarm reset coil (RR), without 2nd shunt trip, without 1st Shunt trip | 160700 | 1 | Z\ | 1
3WA1106-5GE01-0AA0 |  | fixed-mounted circuit breaker, IEC 60947-2, size 1, 3-pole, In=630 A up to 690 V AC 50/60 Hz, breaking capacity H Icu=100/66 kA at 500/690 V, ETU600 LSI electronic trip unit upgradeable, color display, Bluetooth, USB interface, basic protection LT, ST, INST, neutral conductor protection requires an external neutral point current sensor, trip alarm switch (1 x CO), connection at rear vertical, with internal voltage tap on lower stab of circuit breaker, with voltage tap module VTM680 and power supply of ETU600, able to communication, integrated metering type PMF-3 Advanced Power Monitor., Voltage, Energy, Power, Power factor, Frequency, Unbalance, Temperature, Power quality, Manual operating mechanism with mechanical closing, without Spring charging motor, Ready-to-close signal. switch, Auxiliary switches 2NO+2NC, without Closing coil (CC), manual operating mechanism with mechanical closing, without Remote trip alarm reset coil (RR), without 2nd shunt trip, without 1st Shunt trip | 94800 | 1 | Z\ | 1
3WA1106-5GE02-0AA0 |  | fixed-mounted circuit breaker, IEC 60947-2, size 1, 3-pole, In=630 A up to 690 V AC 50/60 Hz, breaking capacity H Icu=100/66 kA at 500/690 V, ETU600 LSI electronic trip unit upgradeable, color display, Bluetooth, USB interface, basic protection LT, ST, INST, neutral conductor protection requires an external neutral point current sensor, trip alarm switch (1 x CO), connection at rear horizontal with internal voltage tap on lower stab of circuit breaker, with voltage tap module VTM680 and power supply of ETU600, able to communication, integrated metering type PMF-3 Advanced Power Monitor., Voltage, Energy, Power, Power factor, Frequency, Unbalance, Temperature, Power quality, Manual operating mechanism with mechanical closing, without Spring charging motor, Ready-to-close signal. switch, Auxiliary switches 2NO+2NC, without Closing coil (CC), manual operating mechanism with mechanical closing, without Remote trip alarm reset coil (RR), without 2nd shunt trip, without 1st Shunt trip | 93200 | 1 | Z\ | 1
3WA1106-5GE11-0AA0 |  | fixed-mounted circuit breaker, IEC 60947-2, size 1, 4-pole, N pole on left, In=630 A up to 690 V AC 50/60 Hz, breaking capacity H Icu=100/66 kA at 500/690 V, ETU600 LSI electronic trip unit upgradeable, color display, Bluetooth, USB interface, basic protection LT, ST, INST, including protection of the N conductor (internal neutral point sensor available), trip alarm switch (1 x CO), connection at rear vertical, with internal voltage tap on lower stab of circuit breaker, with voltage tap module VTM680 and power supply of ETU600, able to communication, integrated metering type PMF-3 Advanced Power Monitor., Voltage, Energy, Power, Power factor, Frequency, Unbalance, Temperature, Power quality, Manual operating mechanism with mechanical closing, without Spring charging motor, Ready-to-close signal. switch, Auxiliary switches 2NO+2NC, without Closing coil (CC), manual operating mechanism with mechanical closing, without Remote trip alarm reset coil (RR), without 2nd shunt trip, without 1st Shunt trip | 117500 | 1 | Z\ | 1
3WA1106-5GE12-0AA0 |  | fixed-mounted circuit breaker, IEC 60947-2, size 1, 4-pole, N pole on left, In=630 A up to 690 V AC 50/60 Hz, breaking capacity H Icu=100/66 kA at 500/690 V, ETU600 LSI electronic trip unit upgradeable, color display, Bluetooth, USB interface, basic protection LT, ST, INST, including protection of the N conductor (internal neutral point sensor available), trip alarm switch (1 x CO), connection at rear horizontal with internal voltage tap on lower stab of circuit breaker, with voltage tap module VTM680 and power supply of ETU600, able to communication, integrated metering type PMF-3 Advanced Power Monitor., Voltage, Energy, Power, Power factor, Frequency, Unbalance, Temperature, Power quality, Manual operating mechanism with mechanical closing, without Spring charging motor, Ready-to-close signal. switch, Auxiliary switches 2NO+2NC, without Closing coil (CC), manual operating mechanism with mechanical closing, without Remote trip alarm reset coil (RR), without 2nd shunt trip, without 1st Shunt trip | 115200 | 1 | Z\ | 1
3WA1106-5GE21-0AA0 |  | fixed-mounted circuit breaker, IEC 60947-2, size 1, 4-pole, N pole on right, In=630 A up to 690 V AC 50/60 Hz, breaking capacity H Icu=100/66 kA at 500/690 V, ETU600 LSI electronic trip unit upgradeable, color display, Bluetooth, USB interface, basic protection LT, ST, INST, including protection of the N conductor (internal neutral point sensor available), trip alarm switch (1 x CO), connection at rear vertical, with internal voltage tap on lower stab of circuit breaker, with voltage tap module VTM680 and power supply of ETU600, able to communication, integrated metering type PMF-3 Advanced Power Monitor., Voltage, Energy, Power, Power factor, Frequency, Unbalance, Temperature, Power quality, Manual operating mechanism with mechanical closing, without Spring charging motor, Ready-to-close signal. switch, Auxiliary switches 2NO+2NC, without Closing coil (CC), manual operating mechanism with mechanical closing, without Remote trip alarm reset coil (RR), without 2nd shunt trip, without 1st Shunt trip | 117500 | 1 | Z\ | 1
3WA1106-5GE22-0AA0 |  | fixed-mounted circuit breaker, IEC 60947-2, size 1, 4-pole, N pole on right, In=630 A up to 690 V AC 50/60 Hz, breaking capacity H Icu=100/66 kA at 500/690 V, ETU600 LSI electronic trip unit upgradeable, color display, Bluetooth, USB interface, basic protection LT, ST, INST, including protection of the N conductor (internal neutral point sensor available), trip alarm switch (1 x CO), connection at rear horizontal with internal voltage tap on lower stab of circuit breaker, with voltage tap module VTM680 and power supply of ETU600, able to communication, integrated metering type PMF-3 Advanced Power Monitor., Voltage, Energy, Power, Power factor, Frequency, Unbalance, Temperature, Power quality, Manual operating mechanism with mechanical closing, without Spring charging motor, Ready-to-close signal. switch, Auxiliary switches 2NO+2NC, without Closing coil (CC), manual operating mechanism with mechanical closing, without Remote trip alarm reset coil (RR), without 2nd shunt trip, without 1st Shunt trip | 115200 | 1 | Z\ | 1
3WA1106-5GE31-0AA0 |  | withdrawable circuit breaker, with guide frame, IEC 60947-2, size 1, 3-pole, In=630 A up to 690 V AC 50/60 Hz, breaking capacity H Icu=100/66 kA at 500/690 V, ETU600 LSI electronic trip unit upgradeable, color display, Bluetooth, USB interface, basic protection LT, ST, INST, neutral conductor protection requires an external neutral point current sensor, trip alarm switch (1 x CO), connection at rear vertical, guide frame with shutter, without position signaling switch with internal voltage tap on lower stab of circuit breaker, with voltage tap module VTM680 and power supply of ETU600, able to communication, integrated metering type PMF-3 Advanced Power Monitor., Voltage, Energy, Power, Power factor, Frequency, Unbalance, Temperature, Power quality, Manual operating mechanism with mechanical closing, without Spring charging motor, Ready-to-close signal. switch, Auxiliary switches 2NO+2NC, without Closing coil (CC), manual operating mechanism with mechanical closing, without Remote trip alarm reset coil (RR), without 2nd shunt trip, without 1st Shunt trip | 127100 | 1 | Z\ | 1
3WA1106-5GE32-0AA0 |  | withdrawable circuit breaker, with guide frame, IEC 60947-2, size 1, 3-pole, In=630 A up to 690 V AC 50/60 Hz, breaking capacity H Icu=100/66 kA at 500/690 V, ETU600 LSI electronic trip unit upgradeable, color display, Bluetooth, USB interface, basic protection LT, ST, INST, neutral conductor protection requires an external neutral point current sensor, trip alarm switch (1 x CO), connection at rear horizontal guide frame with shutter, without position signaling switch with internal voltage tap on lower stab of circuit breaker, with voltage tap module VTM680 and power supply of ETU600, able to communication, integrated metering type PMF-3 Advanced Power Monitor., Voltage, Energy, Power, Power factor, Frequency, Unbalance, Temperature, Power quality, Manual operating mechanism with mechanical closing, without Spring charging motor, Ready-to-close signal. switch, Auxiliary switches 2NO+2NC, without Closing coil (CC), manual operating mechanism with mechanical closing, without Remote trip alarm reset coil (RR), without 2nd shunt trip, without 1st Shunt trip | 124100 | 1 | Z\ | 1
3WA1106-5GE34-0AA0 |  | withdrawable circuit breaker, with guide frame, IEC 60947-2, size 1, 3-pole, In=630 A up to 690 V AC 50/60 Hz, breaking capacity H Icu=100/66 kA at 500/690 V, ETU600 LSI electronic trip unit upgradeable, color display, Bluetooth, USB interface, basic protection LT, ST, INST, neutral conductor protection requires an external neutral point current sensor, trip alarm switch (1 x CO), connection at rear flange, guide frame with shutter, without position signaling switch with internal voltage tap on lower stab of circuit breaker, with voltage tap module VTM680 and power supply of ETU600, able to communication, integrated metering type PMF-3 Advanced Power Monitor., Voltage, Energy, Power, Power factor, Frequency, Unbalance, Temperature, Power quality, Manual operating mechanism with mechanical closing, without Spring charging motor, Ready-to-close signal. switch, Auxiliary switches 2NO+2NC, without Closing coil (CC), manual operating mechanism with mechanical closing, without Remote trip alarm reset coil (RR), without 2nd shunt trip, without 1st Shunt trip | 124100 | 1 | Z\ | 1
3WA1106-5GE41-0AA0 |  | withdrawable circuit breaker, with guide frame, IEC 60947-2, size 1, 4-pole, N pole on left, In=630 A up to 690 V AC 50/60 Hz, breaking capacity H Icu=100/66 kA at 500/690 V, ETU600 LSI electronic trip unit upgradeable, color display, Bluetooth, USB interface, basic protection LT, ST, INST, including protection of the N conductor (internal neutral point sensor available), trip alarm switch (1 x CO), connection at rear vertical, guide frame with shutter, without position signaling switch with internal voltage tap on lower stab of circuit breaker, with voltage tap module VTM680 and power supply of ETU600, able to communication, integrated metering type PMF-3 Advanced Power Monitor., Voltage, Energy, Power, Power factor, Frequency, Unbalance, Temperature, Power quality, Manual operating mechanism with mechanical closing, without Spring charging motor, Ready-to-close signal. switch, Auxiliary switches 2NO+2NC, without Closing coil (CC), manual operating mechanism with mechanical closing, without Remote trip alarm reset coil (RR), without 2nd shunt trip, without 1st Shunt trip | 160100 | 1 | Z\ | 1
3WA1106-5GE42-0AA0 |  | withdrawable circuit breaker, with guide frame, IEC 60947-2, size 1, 4-pole, N pole on left, In=630 A up to 690 V AC 50/60 Hz, breaking capacity H Icu=100/66 kA at 500/690 V, ETU600 LSI electronic trip unit upgradeable, color display, Bluetooth, USB interface, basic protection LT, ST, INST, including protection of the N conductor (internal neutral point sensor available), trip alarm switch (1 x CO), connection at rear horizontal guide frame with shutter, without position signaling switch with internal voltage tap on lower stab of circuit breaker, with voltage tap module VTM680 and power supply of ETU600, able to communication, integrated metering type PMF-3 Advanced Power Monitor., Voltage, Energy, Power, Power factor, Frequency, Unbalance, Temperature, Power quality, Manual operating mechanism with mechanical closing, without Spring charging motor, Ready-to-close signal. switch, Auxiliary switches 2NO+2NC, without Closing coil (CC), manual operating mechanism with mechanical closing, without Remote trip alarm reset coil (RR), without 2nd shunt trip, without 1st Shunt trip | 156100 | 1 | Z\ | 1
3WA1106-5GE44-0AA0 |  | withdrawable circuit breaker, with guide frame, IEC 60947-2, size 1, 4-pole, N pole on left, In=630 A up to 690 V AC 50/60 Hz, breaking capacity H Icu=100/66 kA at 500/690 V, ETU600 LSI electronic trip unit upgradeable, color display, Bluetooth, USB interface, basic protection LT, ST, INST, including protection of the N conductor (internal neutral point sensor available), trip alarm switch (1 x CO), connection at rear flange, guide frame with shutter, without position signaling switch with internal voltage tap on lower stab of circuit breaker, with voltage tap module VTM680 and power supply of ETU600, able to communication, integrated metering type PMF-3 Advanced Power Monitor., Voltage, Energy, Power, Power factor, Frequency, Unbalance, Temperature, Power quality, Manual operating mechanism with mechanical closing, without Spring charging motor, Ready-to-close signal. switch, Auxiliary switches 2NO+2NC, without Closing coil (CC), manual operating mechanism with mechanical closing, without Remote trip alarm reset coil (RR), without 2nd shunt trip, without 1st Shunt trip | 156100 | 1 | Z\ | 1
3WA1106-5GF01-0AA0 |  | fixed-mounted circuit breaker, IEC 60947-2, size 1, 3-pole, In=630 A up to 690 V AC 50/60 Hz, breaking capacity H Icu=100/66 kA at 500/690 V, ETU600 LSIG electronic trip unit upgradeable, color display, Bluetooth, USB interface, basic protection LT, ST, INST, GFx, neutral conductor protection requires an external neutral point current sensor, trip alarm switch (1 x CO), connection at rear vertical, with internal voltage tap on lower stab of circuit breaker, with voltage tap module VTM680 and power supply of ETU600, able to communication, integrated metering type PMF-3 Advanced Power Monitor., Voltage, Energy, Power, Power factor, Frequency, Unbalance, Temperature, Power quality, Manual operating mechanism with mechanical closing, without Spring charging motor, Ready-to-close signal. switch, Auxiliary switches 2NO+2NC, without Closing coil (CC), manual operating mechanism with mechanical closing, without Remote trip alarm reset coil (RR), without 2nd shunt trip, without 1st Shunt trip | 105500 | 1 | Z\ | 1
3WA1106-5GF02-0AA0 |  | fixed-mounted circuit breaker, IEC 60947-2, size 1, 3-pole, In=630 A up to 690 V AC 50/60 Hz, breaking capacity H Icu=100/66 kA at 500/690 V, ETU600 LSIG electronic trip unit upgradeable, color display, Bluetooth, USB interface, basic protection LT, ST, INST, GFx, neutral conductor protection requires an external neutral point current sensor, trip alarm switch (1 x CO), connection at rear horizontal with internal voltage tap on lower stab of circuit breaker, with voltage tap module VTM680 and power supply of ETU600, able to communication, integrated metering type PMF-3 Advanced Power Monitor., Voltage, Energy, Power, Power factor, Frequency, Unbalance, Temperature, Power quality, Manual operating mechanism with mechanical closing, without Spring charging motor, Ready-to-close signal. switch, Auxiliary switches 2NO+2NC, without Closing coil (CC), manual operating mechanism with mechanical closing, without Remote trip alarm reset coil (RR), without 2nd shunt trip, without 1st Shunt trip | 103800 | 1 | Z\ | 1
3WA1106-5GF11-0AA0 |  | fixed-mounted circuit breaker, IEC 60947-2, size 1, 4-pole, N pole on left, In=630 A up to 690 V AC 50/60 Hz, breaking capacity H Icu=100/66 kA at 500/690 V, ETU600 LSIG electronic trip unit upgradeable, color display, Bluetooth, USB interface, basic protection LT, ST, INST, GFx, including protection of the N conductor (internal neutral point sensor available), trip alarm switch (1 x CO), connection at rear vertical, with internal voltage tap on lower stab of circuit breaker, with voltage tap module VTM680 and power supply of ETU600, able to communication, integrated metering type PMF-3 Advanced Power Monitor., Voltage, Energy, Power, Power factor, Frequency, Unbalance, Temperature, Power quality, Manual operating mechanism with mechanical closing, without Spring charging motor, Ready-to-close signal. switch, Auxiliary switches 2NO+2NC, without Closing coil (CC), manual operating mechanism with mechanical closing, without Remote trip alarm reset coil (RR), without 2nd shunt trip, without 1st Shunt trip | 128100 | 1 | Z\ | 1
3WA1106-5GF12-0AA0 |  | fixed-mounted circuit breaker, IEC 60947-2, size 1, 4-pole, N pole on left, In=630 A up to 690 V AC 50/60 Hz, breaking capacity H Icu=100/66 kA at 500/690 V, ETU600 LSIG electronic trip unit upgradeable, color display, Bluetooth, USB interface, basic protection LT, ST, INST, GFx, including protection of the N conductor (internal neutral point sensor available), trip alarm switch (1 x CO), connection at rear horizontal with internal voltage tap on lower stab of circuit breaker, with voltage tap module VTM680 and power supply of ETU600, able to communication, integrated metering type PMF-3 Advanced Power Monitor., Voltage, Energy, Power, Power factor, Frequency, Unbalance, Temperature, Power quality, Manual operating mechanism with mechanical closing, without Spring charging motor, Ready-to-close signal. switch, Auxiliary switches 2NO+2NC, without Closing coil (CC), manual operating mechanism with mechanical closing, without Remote trip alarm reset coil (RR), without 2nd shunt trip, without 1st Shunt trip | 126100 | 1 | Z\ | 1
3WA1106-5GF21-0AA0 |  | fixed-mounted circuit breaker, IEC 60947-2, size 1, 4-pole, N pole on right, In=630 A up to 690 V AC 50/60 Hz, breaking capacity H Icu=100/66 kA at 500/690 V, ETU600 LSIG electronic trip unit upgradeable, color display, Bluetooth, USB interface, basic protection LT, ST, INST, GFx, including protection of the N conductor (internal neutral point sensor available), trip alarm switch (1 x CO), connection at rear vertical, with internal voltage tap on lower stab of circuit breaker, with voltage tap module VTM680 and power supply of ETU600, able to communication, integrated metering type PMF-3 Advanced Power Monitor., Voltage, Energy, Power, Power factor, Frequency, Unbalance, Temperature, Power quality, Manual operating mechanism with mechanical closing, without Spring charging motor, Ready-to-close signal. switch, Auxiliary switches 2NO+2NC, without Closing coil (CC), manual operating mechanism with mechanical closing, without Remote trip alarm reset coil (RR), without 2nd shunt trip, without 1st Shunt trip | 128100 | 1 | Z\ | 1
3WA1106-5GF22-0AA0 |  | fixed-mounted circuit breaker, IEC 60947-2, size 1, 4-pole, N pole on right, In=630 A up to 690 V AC 50/60 Hz, breaking capacity H Icu=100/66 kA at 500/690 V, ETU600 LSIG electronic trip unit upgradeable, color display, Bluetooth, USB interface, basic protection LT, ST, INST, GFx, including protection of the N conductor (internal neutral point sensor available), trip alarm switch (1 x CO), connection at rear horizontal with internal voltage tap on lower stab of circuit breaker, with voltage tap module VTM680 and power supply of ETU600, able to communication, integrated metering type PMF-3 Advanced Power Monitor., Voltage, Energy, Power, Power factor, Frequency, Unbalance, Temperature, Power quality, Manual operating mechanism with mechanical closing, without Spring charging motor, Ready-to-close signal. switch, Auxiliary switches 2NO+2NC, without Closing coil (CC), manual operating mechanism with mechanical closing, without Remote trip alarm reset coil (RR), without 2nd shunt trip, without 1st Shunt trip | 126100 | 1 | Z\ | 1
3WA1106-5GF31-0AA0 |  | withdrawable circuit breaker, with guide frame, IEC 60947-2, size 1, 3-pole, In=630 A up to 690 V AC 50/60 Hz, breaking capacity H Icu=100/66 kA at 500/690 V, ETU600 LSIG electronic trip unit upgradeable, color display, Bluetooth, USB interface, basic protection LT, ST, INST, GFx, neutral conductor protection requires an external neutral point current sensor, trip alarm switch (1 x CO), connection at rear vertical, guide frame with shutter, without position signaling switch with internal voltage tap on lower stab of circuit breaker, with voltage tap module VTM680 and power supply of ETU600, able to communication, integrated metering type PMF-3 Advanced Power Monitor., Voltage, Energy, Power, Power factor, Frequency, Unbalance, Temperature, Power quality, Manual operating mechanism with mechanical closing, without Spring charging motor, Ready-to-close signal. switch, Auxiliary switches 2NO+2NC, without Closing coil (CC), manual operating mechanism with mechanical closing, without Remote trip alarm reset coil (RR), without 2nd shunt trip, without 1st Shunt trip | 138100 | 1 | Z\ | 1
3WA1106-5GF32-0AA0 |  | withdrawable circuit breaker, with guide frame, IEC 60947-2, size 1, 3-pole, In=630 A up to 690 V AC 50/60 Hz, breaking capacity H Icu=100/66 kA at 500/690 V, ETU600 LSIG electronic trip unit upgradeable, color display, Bluetooth, USB interface, basic protection LT, ST, INST, GFx, neutral conductor protection requires an external neutral point current sensor, trip alarm switch (1 x CO), connection at rear horizontal guide frame with shutter, without position signaling switch with internal voltage tap on lower stab of circuit breaker, with voltage tap module VTM680 and power supply of ETU600, able to communication, integrated metering type PMF-3 Advanced Power Monitor., Voltage, Energy, Power, Power factor, Frequency, Unbalance, Temperature, Power quality, Manual operating mechanism with mechanical closing, without Spring charging motor, Ready-to-close signal. switch, Auxiliary switches 2NO+2NC, without Closing coil (CC), manual operating mechanism with mechanical closing, without Remote trip alarm reset coil (RR), without 2nd shunt trip, without 1st Shunt trip | 135100 | 1 | Z\ | 1
3WA1106-5GF34-0AA0 |  | withdrawable circuit breaker, with guide frame, IEC 60947-2, size 1, 3-pole, In=630 A up to 690 V AC 50/60 Hz, breaking capacity H Icu=100/66 kA at 500/690 V, ETU600 LSIG electronic trip unit upgradeable, color display, Bluetooth, USB interface, basic protection LT, ST, INST, GFx, neutral conductor protection requires an external neutral point current sensor, trip alarm switch (1 x CO), connection at rear flange, guide frame with shutter, without position signaling switch with internal voltage tap on lower stab of circuit breaker, with voltage tap module VTM680 and power supply of ETU600, able to communication, integrated metering type PMF-3 Advanced Power Monitor., Voltage, Energy, Power, Power factor, Frequency, Unbalance, Temperature, Power quality, Manual operating mechanism with mechanical closing, without Spring charging motor, Ready-to-close signal. switch, Auxiliary switches 2NO+2NC, without Closing coil (CC), manual operating mechanism with mechanical closing, without Remote trip alarm reset coil (RR), without 2nd shunt trip, without 1st Shunt trip | 135100 | 1 | Z\ | 1
3WA1106-5GF41-0AA0 |  | withdrawable circuit breaker, with guide frame, IEC 60947-2, size 1, 4-pole, N pole on left, In=630 A up to 690 V AC 50/60 Hz, breaking capacity H Icu=100/66 kA at 500/690 V, ETU600 LSIG electronic trip unit upgradeable, color display, Bluetooth, USB interface, basic protection LT, ST, INST, GFx, including protection of the N conductor (internal neutral point sensor available), trip alarm switch (1 x CO), connection at rear vertical, guide frame with shutter, without position signaling switch with internal voltage tap on lower stab of circuit breaker, with voltage tap module VTM680 and power supply of ETU600, able to communication, integrated metering type PMF-3 Advanced Power Monitor., Voltage, Energy, Power, Power factor, Frequency, Unbalance, Temperature, Power quality, Manual operating mechanism with mechanical closing, without Spring charging motor, Ready-to-close signal. switch, Auxiliary switches 2NO+2NC, without Closing coil (CC), manual operating mechanism with mechanical closing, without Remote trip alarm reset coil (RR), without 2nd shunt trip, without 1st Shunt trip | 171100 | 1 | Z\ | 1
3WA1106-5GF42-0AA0 |  | withdrawable circuit breaker, with guide frame, IEC 60947-2, size 1, 4-pole, N pole on left, In=630 A up to 690 V AC 50/60 Hz, breaking capacity H Icu=100/66 kA at 500/690 V, ETU600 LSIG electronic trip unit upgradeable, color display, Bluetooth, USB interface, basic protection LT, ST, INST, GFx, including protection of the N conductor (internal neutral point sensor available), trip alarm switch (1 x CO), connection at rear horizontal guide frame with shutter, without position signaling switch with internal voltage tap on lower stab of circuit breaker, with voltage tap module VTM680 and power supply of ETU600, able to communication, integrated metering type PMF-3 Advanced Power Monitor., Voltage, Energy, Power, Power factor, Frequency, Unbalance, Temperature, Power quality, Manual operating mechanism with mechanical closing, without Spring charging motor, Ready-to-close signal. switch, Auxiliary switches 2NO+2NC, without Closing coil (CC), manual operating mechanism with mechanical closing, without Remote trip alarm reset coil (RR), without 2nd shunt trip, without 1st Shunt trip | 167100 | 1 | Z\ | 1
3WA1106-5GF44-0AA0 |  | withdrawable circuit breaker, with guide frame, IEC 60947-2, size 1, 4-pole, N pole on left, In=630 A up to 690 V AC 50/60 Hz, breaking capacity H Icu=100/66 kA at 500/690 V, ETU600 LSIG electronic trip unit upgradeable, color display, Bluetooth, USB interface, basic protection LT, ST, INST, GFx, including protection of the N conductor (internal neutral point sensor available), trip alarm switch (1 x CO), connection at rear flange, guide frame with shutter, without position signaling switch with internal voltage tap on lower stab of circuit breaker, with voltage tap module VTM680 and power supply of ETU600, able to communication, integrated metering type PMF-3 Advanced Power Monitor., Voltage, Energy, Power, Power factor, Frequency, Unbalance, Temperature, Power quality, Manual operating mechanism with mechanical closing, without Spring charging motor, Ready-to-close signal. switch, Auxiliary switches 2NO+2NC, without Closing coil (CC), manual operating mechanism with mechanical closing, without Remote trip alarm reset coil (RR), without 2nd shunt trip, without 1st Shunt trip | 167100 | 1 | Z\ | 1
3WA1106-5LE01-0AA0 |  | fixed-mounted circuit breaker, IEC 60947-2, size 1, 3-pole, In=630 A up to 690 V AC 50/60 Hz, breaking capacity H Icu=100/66 kA at 500/690 V, ETU600 LSI electronic trip unit upgradeable, color display, Bluetooth, USB interface, basic protection LT, ST, INST, neutral conductor protection requires an external neutral point current sensor, trip alarm switch (1 x CO), connection at rear vertical, with internal voltage tap on upper stab of circuit breaker, with voltage tap module VTM680 and power supply of ETU600, able to communication, integrated metering type PMF-1 Energy Efficiency, Voltage, Active energy Ea Manual operating mechanism with mechanical closing, without Spring charging motor, Ready-to-close signal. switch, Auxiliary switches 2NO+2NC, without Closing coil (CC), manual operating mechanism with mechanical closing, without Remote trip alarm reset coil (RR), without 2nd shunt trip, without 1st Shunt trip | 79570 | 1 | Z\ | 1
3WA1106-5LE02-0AA0 |  | fixed-mounted circuit breaker, IEC 60947-2, size 1, 3-pole, In=630 A up to 690 V AC 50/60 Hz, breaking capacity H Icu=100/66 kA at 500/690 V, ETU600 LSI electronic trip unit upgradeable, color display, Bluetooth, USB interface, basic protection LT, ST, INST, neutral conductor protection requires an external neutral point current sensor, trip alarm switch (1 x CO), connection at rear horizontal with internal voltage tap on upper stab of circuit breaker, with voltage tap module VTM680 and power supply of ETU600, able to communication, integrated metering type PMF-1 Energy Efficiency, Voltage, Active energy Ea Manual operating mechanism with mechanical closing, without Spring charging motor, Ready-to-close signal. switch, Auxiliary switches 2NO+2NC, without Closing coil (CC), manual operating mechanism with mechanical closing, without Remote trip alarm reset coil (RR), without 2nd shunt trip, without 1st Shunt trip | 77970 | 1 | Z\ | 1
3WA1106-5LE11-0AA0 |  | fixed-mounted circuit breaker, IEC 60947-2, size 1, 4-pole, N pole on left, In=630 A up to 690 V AC 50/60 Hz, breaking capacity H Icu=100/66 kA at 500/690 V, ETU600 LSI electronic trip unit upgradeable, color display, Bluetooth, USB interface, basic protection LT, ST, INST, including protection of the N conductor (internal neutral point sensor available), trip alarm switch (1 x CO), connection at rear vertical, with internal voltage tap on upper stab of circuit breaker, with voltage tap module VTM680 and power supply of ETU600, able to communication, integrated metering type PMF-1 Energy Efficiency, Voltage, Active energy Ea Manual operating mechanism with mechanical closing, without Spring charging motor, Ready-to-close signal. switch, Auxiliary switches 2NO+2NC, without Closing coil (CC), manual operating mechanism with mechanical closing, without Remote trip alarm reset coil (RR), without 2nd shunt trip, without 1st Shunt trip | 102270 | 1 | Z\ | 1
3WA1106-5LE12-0AA0 |  | fixed-mounted circuit breaker, IEC 60947-2, size 1, 4-pole, N pole on left, In=630 A up to 690 V AC 50/60 Hz, breaking capacity H Icu=100/66 kA at 500/690 V, ETU600 LSI electronic trip unit upgradeable, color display, Bluetooth, USB interface, basic protection LT, ST, INST, including protection of the N conductor (internal neutral point sensor available), trip alarm switch (1 x CO), connection at rear horizontal with internal voltage tap on upper stab of circuit breaker, with voltage tap module VTM680 and power supply of ETU600, able to communication, integrated metering type PMF-1 Energy Efficiency, Voltage, Active energy Ea Manual operating mechanism with mechanical closing, without Spring charging motor, Ready-to-close signal. switch, Auxiliary switches 2NO+2NC, without Closing coil (CC), manual operating mechanism with mechanical closing, without Remote trip alarm reset coil (RR), without 2nd shunt trip, without 1st Shunt trip | 99970 | 1 | Z\ | 1
3WA1106-5LE21-0AA0 |  | fixed-mounted circuit breaker, IEC 60947-2, size 1, 4-pole, N pole on right, In=630 A up to 690 V AC 50/60 Hz, breaking capacity H Icu=100/66 kA at 500/690 V, ETU600 LSI electronic trip unit upgradeable, color display, Bluetooth, USB interface, basic protection LT, ST, INST, including protection of the N conductor (internal neutral point sensor available), trip alarm switch (1 x CO), connection at rear vertical, with internal voltage tap on upper stab of circuit breaker, with voltage tap module VTM680 and power supply of ETU600, able to communication, integrated metering type PMF-1 Energy Efficiency, Voltage, Active energy Ea Manual operating mechanism with mechanical closing, without Spring charging motor, Ready-to-close signal. switch, Auxiliary switches 2NO+2NC, without Closing coil (CC), manual operating mechanism with mechanical closing, without Remote trip alarm reset coil (RR), without 2nd shunt trip, without 1st Shunt trip | 102270 | 1 | Z\ | 1
3WA1106-5LE22-0AA0 |  | fixed-mounted circuit breaker, IEC 60947-2, size 1, 4-pole, N pole on right, In=630 A up to 690 V AC 50/60 Hz, breaking capacity H Icu=100/66 kA at 500/690 V, ETU600 LSI electronic trip unit upgradeable, color display, Bluetooth, USB interface, basic protection LT, ST, INST, including protection of the N conductor (internal neutral point sensor available), trip alarm switch (1 x CO), connection at rear horizontal with internal voltage tap on upper stab of circuit breaker, with voltage tap module VTM680 and power supply of ETU600, able to communication, integrated metering type PMF-1 Energy Efficiency, Voltage, Active energy Ea Manual operating mechanism with mechanical closing, without Spring charging motor, Ready-to-close signal. switch, Auxiliary switches 2NO+2NC, without Closing coil (CC), manual operating mechanism with mechanical closing, without Remote trip alarm reset coil (RR), without 2nd shunt trip, without 1st Shunt trip | 99970 | 1 | Z\ | 1
3WA1106-5LE31-0AA0 |  | withdrawable circuit breaker, with guide frame, IEC 60947-2, size 1, 3-pole, In=630 A up to 690 V AC 50/60 Hz, breaking capacity H Icu=100/66 kA at 500/690 V, ETU600 LSI electronic trip unit upgradeable, color display, Bluetooth, USB interface, basic protection LT, ST, INST, neutral conductor protection requires an external neutral point current sensor, trip alarm switch (1 x CO), connection at rear vertical, guide frame with shutter, without position signaling switch with internal voltage tap on upper stab of circuit breaker, with voltage tap module VTM680 and power supply of ETU600, able to communication, integrated metering type PMF-1 Energy Efficiency, Voltage, Active energy Ea Manual operating mechanism with mechanical closing, without Spring charging motor, Ready-to-close signal. switch, Auxiliary switches 2NO+2NC, without Closing coil (CC), manual operating mechanism with mechanical closing, without Remote trip alarm reset coil (RR), without 2nd shunt trip, without 1st Shunt trip | 111870 | 1 | Z\ | 1
3WA1106-5LE32-0AA0 |  | withdrawable circuit breaker, with guide frame, IEC 60947-2, size 1, 3-pole, In=630 A up to 690 V AC 50/60 Hz, breaking capacity H Icu=100/66 kA at 500/690 V, ETU600 LSI electronic trip unit upgradeable, color display, Bluetooth, USB interface, basic protection LT, ST, INST, neutral conductor protection requires an external neutral point current sensor, trip alarm switch (1 x CO), connection at rear horizontal guide frame with shutter, without position signaling switch with internal voltage tap on upper stab of circuit breaker, with voltage tap module VTM680 and power supply of ETU600, able to communication, integrated metering type PMF-1 Energy Efficiency, Voltage, Active energy Ea Manual operating mechanism with mechanical closing, without Spring charging motor, Ready-to-close signal. switch, Auxiliary switches 2NO+2NC, without Closing coil (CC), manual operating mechanism with mechanical closing, without Remote trip alarm reset coil (RR), without 2nd shunt trip, without 1st Shunt trip | 108870 | 1 | Z\ | 1
3WA1106-5LE34-0AA0 |  | withdrawable circuit breaker, with guide frame, IEC 60947-2, size 1, 3-pole, In=630 A up to 690 V AC 50/60 Hz, breaking capacity H Icu=100/66 kA at 500/690 V, ETU600 LSI electronic trip unit upgradeable, color display, Bluetooth, USB interface, basic protection LT, ST, INST, neutral conductor protection requires an external neutral point current sensor, trip alarm switch (1 x CO), connection at rear flange, guide frame with shutter, without position signaling switch with internal voltage tap on upper stab of circuit breaker, with voltage tap module VTM680 and power supply of ETU600, able to communication, integrated metering type PMF-1 Energy Efficiency, Voltage, Active energy Ea Manual operating mechanism with mechanical closing, without Spring charging motor, Ready-to-close signal. switch, Auxiliary switches 2NO+2NC, without Closing coil (CC), manual operating mechanism with mechanical closing, without Remote trip alarm reset coil (RR), without 2nd shunt trip, without 1st Shunt trip | 108870 | 1 | Z\ | 1
3WA1106-5LE41-0AA0 |  | withdrawable circuit breaker, with guide frame, IEC 60947-2, size 1, 4-pole, N pole on left, In=630 A up to 690 V AC 50/60 Hz, breaking capacity H Icu=100/66 kA at 500/690 V, ETU600 LSI electronic trip unit upgradeable, color display, Bluetooth, USB interface, basic protection LT, ST, INST, including protection of the N conductor (internal neutral point sensor available), trip alarm switch (1 x CO), connection at rear vertical, guide frame with shutter, without position signaling switch with internal voltage tap on upper stab of circuit breaker, with voltage tap module VTM680 and power supply of ETU600, able to communication, integrated metering type PMF-1 Energy Efficiency, Voltage, Active energy Ea Manual operating mechanism with mechanical closing, without Spring charging motor, Ready-to-close signal. switch, Auxiliary switches 2NO+2NC, without Closing coil (CC), manual operating mechanism with mechanical closing, without Remote trip alarm reset coil (RR), without 2nd shunt trip, without 1st Shunt trip | 144870 | 1 | Z\ | 1
3WA1106-5LE42-0AA0 |  | withdrawable circuit breaker, with guide frame, IEC 60947-2, size 1, 4-pole, N pole on left, In=630 A up to 690 V AC 50/60 Hz, breaking capacity H Icu=100/66 kA at 500/690 V, ETU600 LSI electronic trip unit upgradeable, color display, Bluetooth, USB interface, basic protection LT, ST, INST, including protection of the N conductor (internal neutral point sensor available), trip alarm switch (1 x CO), connection at rear horizontal guide frame with shutter, without position signaling switch with internal voltage tap on upper stab of circuit breaker, with voltage tap module VTM680 and power supply of ETU600, able to communication, integrated metering type PMF-1 Energy Efficiency, Voltage, Active energy Ea Manual operating mechanism with mechanical closing, without Spring charging motor, Ready-to-close signal. switch, Auxiliary switches 2NO+2NC, without Closing coil (CC), manual operating mechanism with mechanical closing, without Remote trip alarm reset coil (RR), without 2nd shunt trip, without 1st Shunt trip | 140870 | 1 | Z\ | 1
3WA1106-5LE44-0AA0 |  | withdrawable circuit breaker, with guide frame, IEC 60947-2, size 1, 4-pole, N pole on left, In=630 A up to 690 V AC 50/60 Hz, breaking capacity H Icu=100/66 kA at 500/690 V, ETU600 LSI electronic trip unit upgradeable, color display, Bluetooth, USB interface, basic protection LT, ST, INST, including protection of the N conductor (internal neutral point sensor available), trip alarm switch (1 x CO), connection at rear flange, guide frame with shutter, without position signaling switch with internal voltage tap on upper stab of circuit breaker, with voltage tap module VTM680 and power supply of ETU600, able to communication, integrated metering type PMF-1 Energy Efficiency, Voltage, Active energy Ea Manual operating mechanism with mechanical closing, without Spring charging motor, Ready-to-close signal. switch, Auxiliary switches 2NO+2NC, without Closing coil (CC), manual operating mechanism with mechanical closing, without Remote trip alarm reset coil (RR), without 2nd shunt trip, without 1st Shunt trip | 140870 | 1 | Z\ | 1
3WA1106-5LF01-0AA0 |  | fixed-mounted circuit breaker, IEC 60947-2, size 1, 3-pole, In=630 A up to 690 V AC 50/60 Hz, breaking capacity H Icu=100/66 kA at 500/690 V, ETU600 LSIG electronic trip unit upgradeable, color display, Bluetooth, USB interface, basic protection LT, ST, INST, GFx, neutral conductor protection requires an external neutral point current sensor, trip alarm switch (1 x CO), connection at rear vertical, with internal voltage tap on upper stab of circuit breaker, with voltage tap module VTM680 and power supply of ETU600, able to communication, integrated metering type PMF-1 Energy Efficiency, Voltage, Active energy Ea Manual operating mechanism with mechanical closing, without Spring charging motor, Ready-to-close signal. switch, Auxiliary switches 2NO+2NC, without Closing coil (CC), manual operating mechanism with mechanical closing, without Remote trip alarm reset coil (RR), without 2nd shunt trip, without 1st Shunt trip | 90270 | 1 | Z\ | 1
3WA1106-5LF02-0AA0 |  | fixed-mounted circuit breaker, IEC 60947-2, size 1, 3-pole, In=630 A up to 690 V AC 50/60 Hz, breaking capacity H Icu=100/66 kA at 500/690 V, ETU600 LSIG electronic trip unit upgradeable, color display, Bluetooth, USB interface, basic protection LT, ST, INST, GFx, neutral conductor protection requires an external neutral point current sensor, trip alarm switch (1 x CO), connection at rear horizontal with internal voltage tap on upper stab of circuit breaker, with voltage tap module VTM680 and power supply of ETU600, able to communication, integrated metering type PMF-1 Energy Efficiency, Voltage, Active energy Ea Manual operating mechanism with mechanical closing, without Spring charging motor, Ready-to-close signal. switch, Auxiliary switches 2NO+2NC, without Closing coil (CC), manual operating mechanism with mechanical closing, without Remote trip alarm reset coil (RR), without 2nd shunt trip, without 1st Shunt trip | 88570 | 1 | Z\ | 1
3WA1106-5LF11-0AA0 |  | fixed-mounted circuit breaker, IEC 60947-2, size 1, 4-pole, N pole on left, In=630 A up to 690 V AC 50/60 Hz, breaking capacity H Icu=100/66 kA at 500/690 V, ETU600 LSIG electronic trip unit upgradeable, color display, Bluetooth, USB interface, basic protection LT, ST, INST, GFx, including protection of the N conductor (internal neutral point sensor available), trip alarm switch (1 x CO), connection at rear vertical, with internal voltage tap on upper stab of circuit breaker, with voltage tap module VTM680 and power supply of ETU600, able to communication, integrated metering type PMF-1 Energy Efficiency, Voltage, Active energy Ea Manual operating mechanism with mechanical closing, without Spring charging motor, Ready-to-close signal. switch, Auxiliary switches 2NO+2NC, without Closing coil (CC), manual operating mechanism with mechanical closing, without Remote trip alarm reset coil (RR), without 2nd shunt trip, without 1st Shunt trip | 112870 | 1 | Z\ | 1
3WA1106-5LF12-0AA0 |  | fixed-mounted circuit breaker, IEC 60947-2, size 1, 4-pole, N pole on left, In=630 A up to 690 V AC 50/60 Hz, breaking capacity H Icu=100/66 kA at 500/690 V, ETU600 LSIG electronic trip unit upgradeable, color display, Bluetooth, USB interface, basic protection LT, ST, INST, GFx, including protection of the N conductor (internal neutral point sensor available), trip alarm switch (1 x CO), connection at rear horizontal with internal voltage tap on upper stab of circuit breaker, with voltage tap module VTM680 and power supply of ETU600, able to communication, integrated metering type PMF-1 Energy Efficiency, Voltage, Active energy Ea Manual operating mechanism with mechanical closing, without Spring charging motor, Ready-to-close signal. switch, Auxiliary switches 2NO+2NC, without Closing coil (CC), manual operating mechanism with mechanical closing, without Remote trip alarm reset coil (RR), without 2nd shunt trip, without 1st Shunt trip | 110870 | 1 | Z\ | 1
3WA1106-5LF21-0AA0 |  | fixed-mounted circuit breaker, IEC 60947-2, size 1, 4-pole, N pole on right, In=630 A up to 690 V AC 50/60 Hz, breaking capacity H Icu=100/66 kA at 500/690 V, ETU600 LSIG electronic trip unit upgradeable, color display, Bluetooth, USB interface, basic protection LT, ST, INST, GFx, including protection of the N conductor (internal neutral point sensor available), trip alarm switch (1 x CO), connection at rear vertical, with internal voltage tap on upper stab of circuit breaker, with voltage tap module VTM680 and power supply of ETU600, able to communication, integrated metering type PMF-1 Energy Efficiency, Voltage, Active energy Ea Manual operating mechanism with mechanical closing, without Spring charging motor, Ready-to-close signal. switch, Auxiliary switches 2NO+2NC, without Closing coil (CC), manual operating mechanism with mechanical closing, without Remote trip alarm reset coil (RR), without 2nd shunt trip, without 1st Shunt trip | 112870 | 1 | Z\ | 1
3WA1106-5LF22-0AA0 |  | fixed-mounted circuit breaker, IEC 60947-2, size 1, 4-pole, N pole on right, In=630 A up to 690 V AC 50/60 Hz, breaking capacity H Icu=100/66 kA at 500/690 V, ETU600 LSIG electronic trip unit upgradeable, color display, Bluetooth, USB interface, basic protection LT, ST, INST, GFx, including protection of the N conductor (internal neutral point sensor available), trip alarm switch (1 x CO), connection at rear horizontal with internal voltage tap on upper stab of circuit breaker, with voltage tap module VTM680 and power supply of ETU600, able to communication, integrated metering type PMF-1 Energy Efficiency, Voltage, Active energy Ea Manual operating mechanism with mechanical closing, without Spring charging motor, Ready-to-close signal. switch, Auxiliary switches 2NO+2NC, without Closing coil (CC), manual operating mechanism with mechanical closing, without Remote trip alarm reset coil (RR), without 2nd shunt trip, without 1st Shunt trip | 110870 | 1 | Z\ | 1
3WA1106-5LF31-0AA0 |  | withdrawable circuit breaker, with guide frame, IEC 60947-2, size 1, 3-pole, In=630 A up to 690 V AC 50/60 Hz, breaking capacity H Icu=100/66 kA at 500/690 V, ETU600 LSIG electronic trip unit upgradeable, color display, Bluetooth, USB interface, basic protection LT, ST, INST, GFx, neutral conductor protection requires an external neutral point current sensor, trip alarm switch (1 x CO), connection at rear vertical, guide frame with shutter, without position signaling switch with internal voltage tap on upper stab of circuit breaker, with voltage tap module VTM680 and power supply of ETU600, able to communication, integrated metering type PMF-1 Energy Efficiency, Voltage, Active energy Ea Manual operating mechanism with mechanical closing, without Spring charging motor, Ready-to-close signal. switch, Auxiliary switches 2NO+2NC, without Closing coil (CC), manual operating mechanism with mechanical closing, without Remote trip alarm reset coil (RR), without 2nd shunt trip, without 1st Shunt trip | 122870 | 1 | Z\ | 1
3WA1106-5LF32-0AA0 |  | withdrawable circuit breaker, with guide frame, IEC 60947-2, size 1, 3-pole, In=630 A up to 690 V AC 50/60 Hz, breaking capacity H Icu=100/66 kA at 500/690 V, ETU600 LSIG electronic trip unit upgradeable, color display, Bluetooth, USB interface, basic protection LT, ST, INST, GFx, neutral conductor protection requires an external neutral point current sensor, trip alarm switch (1 x CO), connection at rear horizontal guide frame with shutter, without position signaling switch with internal voltage tap on upper stab of circuit breaker, with voltage tap module VTM680 and power supply of ETU600, able to communication, integrated metering type PMF-1 Energy Efficiency, Voltage, Active energy Ea Manual operating mechanism with mechanical closing, without Spring charging motor, Ready-to-close signal. switch, Auxiliary switches 2NO+2NC, without Closing coil (CC), manual operating mechanism with mechanical closing, without Remote trip alarm reset coil (RR), without 2nd shunt trip, without 1st Shunt trip | 119870 | 1 | Z\ | 1
3WA1106-5LF34-0AA0 |  | withdrawable circuit breaker, with guide frame, IEC 60947-2, size 1, 3-pole, In=630 A up to 690 V AC 50/60 Hz, breaking capacity H Icu=100/66 kA at 500/690 V, ETU600 LSIG electronic trip unit upgradeable, color display, Bluetooth, USB interface, basic protection LT, ST, INST, GFx, neutral conductor protection requires an external neutral point current sensor, trip alarm switch (1 x CO), connection at rear flange, guide frame with shutter, without position signaling switch with internal voltage tap on upper stab of circuit breaker, with voltage tap module VTM680 and power supply of ETU600, able to communication, integrated metering type PMF-1 Energy Efficiency, Voltage, Active energy Ea Manual operating mechanism with mechanical closing, without Spring charging motor, Ready-to-close signal. switch, Auxiliary switches 2NO+2NC, without Closing coil (CC), manual operating mechanism with mechanical closing, without Remote trip alarm reset coil (RR), without 2nd shunt trip, without 1st Shunt trip | 119870 | 1 | Z\ | 1
3WA1106-5LF41-0AA0 |  | withdrawable circuit breaker, with guide frame, IEC 60947-2, size 1, 4-pole, N pole on left, In=630 A up to 690 V AC 50/60 Hz, breaking capacity H Icu=100/66 kA at 500/690 V, ETU600 LSIG electronic trip unit upgradeable, color display, Bluetooth, USB interface, basic protection LT, ST, INST, GFx, including protection of the N conductor (internal neutral point sensor available), trip alarm switch (1 x CO), connection at rear vertical, guide frame with shutter, without position signaling switch with internal voltage tap on upper stab of circuit breaker, with voltage tap module VTM680 and power supply of ETU600, able to communication, integrated metering type PMF-1 Energy Efficiency, Voltage, Active energy Ea Manual operating mechanism with mechanical closing, without Spring charging motor, Ready-to-close signal. switch, Auxiliary switches 2NO+2NC, without Closing coil (CC), manual operating mechanism with mechanical closing, without Remote trip alarm reset coil (RR), without 2nd shunt trip, without 1st Shunt trip | 155870 | 1 | Z\ | 1
3WA1106-5LF42-0AA0 |  | withdrawable circuit breaker, with guide frame, IEC 60947-2, size 1, 4-pole, N pole on left, In=630 A up to 690 V AC 50/60 Hz, breaking capacity H Icu=100/66 kA at 500/690 V, ETU600 LSIG electronic trip unit upgradeable, color display, Bluetooth, USB interface, basic protection LT, ST, INST, GFx, including protection of the N conductor (internal neutral point sensor available), trip alarm switch (1 x CO), connection at rear horizontal guide frame with shutter, without position signaling switch with internal voltage tap on upper stab of circuit breaker, with voltage tap module VTM680 and power supply of ETU600, able to communication, integrated metering type PMF-1 Energy Efficiency, Voltage, Active energy Ea Manual operating mechanism with mechanical closing, without Spring charging motor, Ready-to-close signal. switch, Auxiliary switches 2NO+2NC, without Closing coil (CC), manual operating mechanism with mechanical closing, without Remote trip alarm reset coil (RR), without 2nd shunt trip, without 1st Shunt trip | 151870 | 1 | Z\ | 1
3WA1106-5LF44-0AA0 |  | withdrawable circuit breaker, with guide frame, IEC 60947-2, size 1, 4-pole, N pole on left, In=630 A up to 690 V AC 50/60 Hz, breaking capacity H Icu=100/66 kA at 500/690 V, ETU600 LSIG electronic trip unit upgradeable, color display, Bluetooth, USB interface, basic protection LT, ST, INST, GFx, including protection of the N conductor (internal neutral point sensor available), trip alarm switch (1 x CO), connection at rear flange, guide frame with shutter, without position signaling switch with internal voltage tap on upper stab of circuit breaker, with voltage tap module VTM680 and power supply of ETU600, able to communication, integrated metering type PMF-1 Energy Efficiency, Voltage, Active energy Ea Manual operating mechanism with mechanical closing, without Spring charging motor, Ready-to-close signal. switch, Auxiliary switches 2NO+2NC, without Closing coil (CC), manual operating mechanism with mechanical closing, without Remote trip alarm reset coil (RR), without 2nd shunt trip, without 1st Shunt trip | 151870 | 1 | Z\ | 1
3WA1106-5ME01-0AA0 |  | fixed-mounted circuit breaker, IEC 60947-2, size 1, 3-pole, In=630 A up to 690 V AC 50/60 Hz, breaking capacity H Icu=100/66 kA at 500/690 V, ETU600 LSI electronic trip unit upgradeable, color display, Bluetooth, USB interface, basic protection LT, ST, INST, neutral conductor protection requires an external neutral point current sensor, trip alarm switch (1 x CO), connection at rear vertical, with internal voltage tap on upper stab of circuit breaker, with voltage tap module VTM680 and power supply of ETU600, able to communication, integrated metering type PMF-2 Basic Power Monitoring, Voltage, Energy, Power, Power factor, Frequency, Unbalance, Temperature, Manual operating mechanism with mechanical closing, without Spring charging motor, Ready-to-close signal. switch, Auxiliary switches 2NO+2NC, without Closing coil (CC), manual operating mechanism with mechanical closing, without Remote trip alarm reset coil (RR), without 2nd shunt trip, without 1st Shunt trip | 88400 | 1 | Z\ | 1
3WA1106-5ME02-0AA0 |  | fixed-mounted circuit breaker, IEC 60947-2, size 1, 3-pole, In=630 A up to 690 V AC 50/60 Hz, breaking capacity H Icu=100/66 kA at 500/690 V, ETU600 LSI electronic trip unit upgradeable, color display, Bluetooth, USB interface, basic protection LT, ST, INST, neutral conductor protection requires an external neutral point current sensor, trip alarm switch (1 x CO), connection at rear horizontal with internal voltage tap on upper stab of circuit breaker, with voltage tap module VTM680 and power supply of ETU600, able to communication, integrated metering type PMF-2 Basic Power Monitoring, Voltage, Energy, Power, Power factor, Frequency, Unbalance, Temperature, Manual operating mechanism with mechanical closing, without Spring charging motor, Ready-to-close signal. switch, Auxiliary switches 2NO+2NC, without Closing coil (CC), manual operating mechanism with mechanical closing, without Remote trip alarm reset coil (RR), without 2nd shunt trip, without 1st Shunt trip | 86800 | 1 | Z\ | 1
3WA1106-5ME11-0AA0 |  | fixed-mounted circuit breaker, IEC 60947-2, size 1, 4-pole, N pole on left, In=630 A up to 690 V AC 50/60 Hz, breaking capacity H Icu=100/66 kA at 500/690 V, ETU600 LSI electronic trip unit upgradeable, color display, Bluetooth, USB interface, basic protection LT, ST, INST, including protection of the N conductor (internal neutral point sensor available), trip alarm switch (1 x CO), connection at rear vertical, with internal voltage tap on upper stab of circuit breaker, with voltage tap module VTM680 and power supply of ETU600, able to communication, integrated metering type PMF-2 Basic Power Monitoring, Voltage, Energy, Power, Power factor, Frequency, Unbalance, Temperature, Manual operating mechanism with mechanical closing, without Spring charging motor, Ready-to-close signal. switch, Auxiliary switches 2NO+2NC, without Closing coil (CC), manual operating mechanism with mechanical closing, without Remote trip alarm reset coil (RR), without 2nd shunt trip, without 1st Shunt trip | 111100 | 1 | Z\ | 1
3WA1106-5ME12-0AA0 |  | fixed-mounted circuit breaker, IEC 60947-2, size 1, 4-pole, N pole on left, In=630 A up to 690 V AC 50/60 Hz, breaking capacity H Icu=100/66 kA at 500/690 V, ETU600 LSI electronic trip unit upgradeable, color display, Bluetooth, USB interface, basic protection LT, ST, INST, including protection of the N conductor (internal neutral point sensor available), trip alarm switch (1 x CO), connection at rear horizontal with internal voltage tap on upper stab of circuit breaker, with voltage tap module VTM680 and power supply of ETU600, able to communication, integrated metering type PMF-2 Basic Power Monitoring, Voltage, Energy, Power, Power factor, Frequency, Unbalance, Temperature, Manual operating mechanism with mechanical closing, without Spring charging motor, Ready-to-close signal. switch, Auxiliary switches 2NO+2NC, without Closing coil (CC), manual operating mechanism with mechanical closing, without Remote trip alarm reset coil (RR), without 2nd shunt trip, without 1st Shunt trip | 108800 | 1 | Z\ | 1
3WA1106-5ME21-0AA0 |  | fixed-mounted circuit breaker, IEC 60947-2, size 1, 4-pole, N pole on right, In=630 A up to 690 V AC 50/60 Hz, breaking capacity H Icu=100/66 kA at 500/690 V, ETU600 LSI electronic trip unit upgradeable, color display, Bluetooth, USB interface, basic protection LT, ST, INST, including protection of the N conductor (internal neutral point sensor available), trip alarm switch (1 x CO), connection at rear vertical, with internal voltage tap on upper stab of circuit breaker, with voltage tap module VTM680 and power supply of ETU600, able to communication, integrated metering type PMF-2 Basic Power Monitoring, Voltage, Energy, Power, Power factor, Frequency, Unbalance, Temperature, Manual operating mechanism with mechanical closing, without Spring charging motor, Ready-to-close signal. switch, Auxiliary switches 2NO+2NC, without Closing coil (CC), manual operating mechanism with mechanical closing, without Remote trip alarm reset coil (RR), without 2nd shunt trip, without 1st Shunt trip | 111100 | 1 | Z\ | 1
3WA1106-5ME22-0AA0 |  | fixed-mounted circuit breaker, IEC 60947-2, size 1, 4-pole, N pole on right, In=630 A up to 690 V AC 50/60 Hz, breaking capacity H Icu=100/66 kA at 500/690 V, ETU600 LSI electronic trip unit upgradeable, color display, Bluetooth, USB interface, basic protection LT, ST, INST, including protection of the N conductor (internal neutral point sensor available), trip alarm switch (1 x CO), connection at rear horizontal with internal voltage tap on upper stab of circuit breaker, with voltage tap module VTM680 and power supply of ETU600, able to communication, integrated metering type PMF-2 Basic Power Monitoring, Voltage, Energy, Power, Power factor, Frequency, Unbalance, Temperature, Manual operating mechanism with mechanical closing, without Spring charging motor, Ready-to-close signal. switch, Auxiliary switches 2NO+2NC, without Closing coil (CC), manual operating mechanism with mechanical closing, without Remote trip alarm reset coil (RR), without 2nd shunt trip, without 1st Shunt trip | 108800 | 1 | Z\ | 1
3WA1106-5ME31-0AA0 |  | withdrawable circuit breaker, with guide frame, IEC 60947-2, size 1, 3-pole, In=630 A up to 690 V AC 50/60 Hz, breaking capacity H Icu=100/66 kA at 500/690 V, ETU600 LSI electronic trip unit upgradeable, color display, Bluetooth, USB interface, basic protection LT, ST, INST, neutral conductor protection requires an external neutral point current sensor, trip alarm switch (1 x CO), connection at rear vertical, guide frame with shutter, without position signaling switch with internal voltage tap on upper stab of circuit breaker, with voltage tap module VTM680 and power supply of ETU600, able to communication, integrated metering type PMF-2 Basic Power Monitoring, Voltage, Energy, Power, Power factor, Frequency, Unbalance, Temperature, Manual operating mechanism with mechanical closing, without Spring charging motor, Ready-to-close signal. switch, Auxiliary switches 2NO+2NC, without Closing coil (CC), manual operating mechanism with mechanical closing, without Remote trip alarm reset coil (RR), without 2nd shunt trip, without 1st Shunt trip | 120700 | 1 | Z\ | 1
3WA1106-5ME32-0AA0 |  | withdrawable circuit breaker, with guide frame, IEC 60947-2, size 1, 3-pole, In=630 A up to 690 V AC 50/60 Hz, breaking capacity H Icu=100/66 kA at 500/690 V, ETU600 LSI electronic trip unit upgradeable, color display, Bluetooth, USB interface, basic protection LT, ST, INST, neutral conductor protection requires an external neutral point current sensor, trip alarm switch (1 x CO), connection at rear horizontal guide frame with shutter, without position signaling switch with internal voltage tap on upper stab of circuit breaker, with voltage tap module VTM680 and power supply of ETU600, able to communication, integrated metering type PMF-2 Basic Power Monitoring, Voltage, Energy, Power, Power factor, Frequency, Unbalance, Temperature, Manual operating mechanism with mechanical closing, without Spring charging motor, Ready-to-close signal. switch, Auxiliary switches 2NO+2NC, without Closing coil (CC), manual operating mechanism with mechanical closing, without Remote trip alarm reset coil (RR), without 2nd shunt trip, without 1st Shunt trip | 117700 | 1 | Z\ | 1
3WA1106-5ME34-0AA0 |  | withdrawable circuit breaker, with guide frame, IEC 60947-2, size 1, 3-pole, In=630 A up to 690 V AC 50/60 Hz, breaking capacity H Icu=100/66 kA at 500/690 V, ETU600 LSI electronic trip unit upgradeable, color display, Bluetooth, USB interface, basic protection LT, ST, INST, neutral conductor protection requires an external neutral point current sensor, trip alarm switch (1 x CO), connection at rear flange, guide frame with shutter, without position signaling switch with internal voltage tap on upper stab of circuit breaker, with voltage tap module VTM680 and power supply of ETU600, able to communication, integrated metering type PMF-2 Basic Power Monitoring, Voltage, Energy, Power, Power factor, Frequency, Unbalance, Temperature, Manual operating mechanism with mechanical closing, without Spring charging motor, Ready-to-close signal. switch, Auxiliary switches 2NO+2NC, without Closing coil (CC), manual operating mechanism with mechanical closing, without Remote trip alarm reset coil (RR), without 2nd shunt trip, without 1st Shunt trip | 117700 | 1 | Z\ | 1
3WA1106-5ME41-0AA0 |  | withdrawable circuit breaker, with guide frame, IEC 60947-2, size 1, 4-pole, N pole on left, In=630 A up to 690 V AC 50/60 Hz, breaking capacity H Icu=100/66 kA at 500/690 V, ETU600 LSI electronic trip unit upgradeable, color display, Bluetooth, USB interface, basic protection LT, ST, INST, including protection of the N conductor (internal neutral point sensor available), trip alarm switch (1 x CO), connection at rear vertical, guide frame with shutter, without position signaling switch with internal voltage tap on upper stab of circuit breaker, with voltage tap module VTM680 and power supply of ETU600, able to communication, integrated metering type PMF-2 Basic Power Monitoring, Voltage, Energy, Power, Power factor, Frequency, Unbalance, Temperature, Manual operating mechanism with mechanical closing, without Spring charging motor, Ready-to-close signal. switch, Auxiliary switches 2NO+2NC, without Closing coil (CC), manual operating mechanism with mechanical closing, without Remote trip alarm reset coil (RR), without 2nd shunt trip, without 1st Shunt trip | 153700 | 1 | Z\ | 1
3WA1106-5ME42-0AA0 |  | withdrawable circuit breaker, with guide frame, IEC 60947-2, size 1, 4-pole, N pole on left, In=630 A up to 690 V AC 50/60 Hz, breaking capacity H Icu=100/66 kA at 500/690 V, ETU600 LSI electronic trip unit upgradeable, color display, Bluetooth, USB interface, basic protection LT, ST, INST, including protection of the N conductor (internal neutral point sensor available), trip alarm switch (1 x CO), connection at rear horizontal guide frame with shutter, without position signaling switch with internal voltage tap on upper stab of circuit breaker, with voltage tap module VTM680 and power supply of ETU600, able to communication, integrated metering type PMF-2 Basic Power Monitoring, Voltage, Energy, Power, Power factor, Frequency, Unbalance, Temperature, Manual operating mechanism with mechanical closing, without Spring charging motor, Ready-to-close signal. switch, Auxiliary switches 2NO+2NC, without Closing coil (CC), manual operating mechanism with mechanical closing, without Remote trip alarm reset coil (RR), without 2nd shunt trip, without 1st Shunt trip | 149700 | 1 | Z\ | 1
3WA1106-5ME44-0AA0 |  | withdrawable circuit breaker, with guide frame, IEC 60947-2, size 1, 4-pole, N pole on left, In=630 A up to 690 V AC 50/60 Hz, breaking capacity H Icu=100/66 kA at 500/690 V, ETU600 LSI electronic trip unit upgradeable, color display, Bluetooth, USB interface, basic protection LT, ST, INST, including protection of the N conductor (internal neutral point sensor available), trip alarm switch (1 x CO), connection at rear flange, guide frame with shutter, without position signaling switch with internal voltage tap on upper stab of circuit breaker, with voltage tap module VTM680 and power supply of ETU600, able to communication, integrated metering type PMF-2 Basic Power Monitoring, Voltage, Energy, Power, Power factor, Frequency, Unbalance, Temperature, Manual operating mechanism with mechanical closing, without Spring charging motor, Ready-to-close signal. switch, Auxiliary switches 2NO+2NC, without Closing coil (CC), manual operating mechanism with mechanical closing, without Remote trip alarm reset coil (RR), without 2nd shunt trip, without 1st Shunt trip | 149700 | 1 | Z\ | 1
3WA1106-5MF01-0AA0 |  | fixed-mounted circuit breaker, IEC 60947-2, size 1, 3-pole, In=630 A up to 690 V AC 50/60 Hz, breaking capacity H Icu=100/66 kA at 500/690 V, ETU600 LSIG electronic trip unit upgradeable, color display, Bluetooth, USB interface, basic protection LT, ST, INST, GFx, neutral conductor protection requires an external neutral point current sensor, trip alarm switch (1 x CO), connection at rear vertical, with internal voltage tap on upper stab of circuit breaker, with voltage tap module VTM680 and power supply of ETU600, able to communication, integrated metering type PMF-2 Basic Power Monitoring, Voltage, Energy, Power, Power factor, Frequency, Unbalance, Temperature, Manual operating mechanism with mechanical closing, without Spring charging motor, Ready-to-close signal. switch, Auxiliary switches 2NO+2NC, without Closing coil (CC), manual operating mechanism with mechanical closing, without Remote trip alarm reset coil (RR), without 2nd shunt trip, without 1st Shunt trip | 99100 | 1 | Z\ | 1
3WA1106-5MF02-0AA0 |  | fixed-mounted circuit breaker, IEC 60947-2, size 1, 3-pole, In=630 A up to 690 V AC 50/60 Hz, breaking capacity H Icu=100/66 kA at 500/690 V, ETU600 LSIG electronic trip unit upgradeable, color display, Bluetooth, USB interface, basic protection LT, ST, INST, GFx, neutral conductor protection requires an external neutral point current sensor, trip alarm switch (1 x CO), connection at rear horizontal with internal voltage tap on upper stab of circuit breaker, with voltage tap module VTM680 and power supply of ETU600, able to communication, integrated metering type PMF-2 Basic Power Monitoring, Voltage, Energy, Power, Power factor, Frequency, Unbalance, Temperature, Manual operating mechanism with mechanical closing, without Spring charging motor, Ready-to-close signal. switch, Auxiliary switches 2NO+2NC, without Closing coil (CC), manual operating mechanism with mechanical closing, without Remote trip alarm reset coil (RR), without 2nd shunt trip, without 1st Shunt trip | 97400 | 1 | Z\ | 1
3WA1106-5MF11-0AA0 |  | fixed-mounted circuit breaker, IEC 60947-2, size 1, 4-pole, N pole on left, In=630 A up to 690 V AC 50/60 Hz, breaking capacity H Icu=100/66 kA at 500/690 V, ETU600 LSIG electronic trip unit upgradeable, color display, Bluetooth, USB interface, basic protection LT, ST, INST, GFx, including protection of the N conductor (internal neutral point sensor available), trip alarm switch (1 x CO), connection at rear vertical, with internal voltage tap on upper stab of circuit breaker, with voltage tap module VTM680 and power supply of ETU600, able to communication, integrated metering type PMF-2 Basic Power Monitoring, Voltage, Energy, Power, Power factor, Frequency, Unbalance, Temperature, Manual operating mechanism with mechanical closing, without Spring charging motor, Ready-to-close signal. switch, Auxiliary switches 2NO+2NC, without Closing coil (CC), manual operating mechanism with mechanical closing, without Remote trip alarm reset coil (RR), without 2nd shunt trip, without 1st Shunt trip | 121700 | 1 | Z\ | 1
3WA1106-5MF12-0AA0 |  | fixed-mounted circuit breaker, IEC 60947-2, size 1, 4-pole, N pole on left, In=630 A up to 690 V AC 50/60 Hz, breaking capacity H Icu=100/66 kA at 500/690 V, ETU600 LSIG electronic trip unit upgradeable, color display, Bluetooth, USB interface, basic protection LT, ST, INST, GFx, including protection of the N conductor (internal neutral point sensor available), trip alarm switch (1 x CO), connection at rear horizontal with internal voltage tap on upper stab of circuit breaker, with voltage tap module VTM680 and power supply of ETU600, able to communication, integrated metering type PMF-2 Basic Power Monitoring, Voltage, Energy, Power, Power factor, Frequency, Unbalance, Temperature, Manual operating mechanism with mechanical closing, without Spring charging motor, Ready-to-close signal. switch, Auxiliary switches 2NO+2NC, without Closing coil (CC), manual operating mechanism with mechanical closing, without Remote trip alarm reset coil (RR), without 2nd shunt trip, without 1st Shunt trip | 119700 | 1 | Z\ | 1
3WA1106-5MF21-0AA0 |  | fixed-mounted circuit breaker, IEC 60947-2, size 1, 4-pole, N pole on right, In=630 A up to 690 V AC 50/60 Hz, breaking capacity H Icu=100/66 kA at 500/690 V, ETU600 LSIG electronic trip unit upgradeable, color display, Bluetooth, USB interface, basic protection LT, ST, INST, GFx, including protection of the N conductor (internal neutral point sensor available), trip alarm switch (1 x CO), connection at rear vertical, with internal voltage tap on upper stab of circuit breaker, with voltage tap module VTM680 and power supply of ETU600, able to communication, integrated metering type PMF-2 Basic Power Monitoring, Voltage, Energy, Power, Power factor, Frequency, Unbalance, Temperature, Manual operating mechanism with mechanical closing, without Spring charging motor, Ready-to-close signal. switch, Auxiliary switches 2NO+2NC, without Closing coil (CC), manual operating mechanism with mechanical closing, without Remote trip alarm reset coil (RR), without 2nd shunt trip, without 1st Shunt trip | 121700 | 1 | Z\ | 1
3WA1106-5MF22-0AA0 |  | fixed-mounted circuit breaker, IEC 60947-2, size 1, 4-pole, N pole on right, In=630 A up to 690 V AC 50/60 Hz, breaking capacity H Icu=100/66 kA at 500/690 V, ETU600 LSIG electronic trip unit upgradeable, color display, Bluetooth, USB interface, basic protection LT, ST, INST, GFx, including protection of the N conductor (internal neutral point sensor available), trip alarm switch (1 x CO), connection at rear horizontal with internal voltage tap on upper stab of circuit breaker, with voltage tap module VTM680 and power supply of ETU600, able to communication, integrated metering type PMF-2 Basic Power Monitoring, Voltage, Energy, Power, Power factor, Frequency, Unbalance, Temperature, Manual operating mechanism with mechanical closing, without Spring charging motor, Ready-to-close signal. switch, Auxiliary switches 2NO+2NC, without Closing coil (CC), manual operating mechanism with mechanical closing, without Remote trip alarm reset coil (RR), without 2nd shunt trip, without 1st Shunt trip | 119700 | 1 | Z\ | 1
3WA1106-5MF31-0AA0 |  | withdrawable circuit breaker, with guide frame, IEC 60947-2, size 1, 3-pole, In=630 A up to 690 V AC 50/60 Hz, breaking capacity H Icu=100/66 kA at 500/690 V, ETU600 LSIG electronic trip unit upgradeable, color display, Bluetooth, USB interface, basic protection LT, ST, INST, GFx, neutral conductor protection requires an external neutral point current sensor, trip alarm switch (1 x CO), connection at rear vertical, guide frame with shutter, without position signaling switch with internal voltage tap on upper stab of circuit breaker, with voltage tap module VTM680 and power supply of ETU600, able to communication, integrated metering type PMF-2 Basic Power Monitoring, Voltage, Energy, Power, Power factor, Frequency, Unbalance, Temperature, Manual operating mechanism with mechanical closing, without Spring charging motor, Ready-to-close signal. switch, Auxiliary switches 2NO+2NC, without Closing coil (CC), manual operating mechanism with mechanical closing, without Remote trip alarm reset coil (RR), without 2nd shunt trip, without 1st Shunt trip | 131700 | 1 | Z\ | 1
3WA1106-5MF32-0AA0 |  | withdrawable circuit breaker, with guide frame, IEC 60947-2, size 1, 3-pole, In=630 A up to 690 V AC 50/60 Hz, breaking capacity H Icu=100/66 kA at 500/690 V, ETU600 LSIG electronic trip unit upgradeable, color display, Bluetooth, USB interface, basic protection LT, ST, INST, GFx, neutral conductor protection requires an external neutral point current sensor, trip alarm switch (1 x CO), connection at rear horizontal guide frame with shutter, without position signaling switch with internal voltage tap on upper stab of circuit breaker, with voltage tap module VTM680 and power supply of ETU600, able to communication, integrated metering type PMF-2 Basic Power Monitoring, Voltage, Energy, Power, Power factor, Frequency, Unbalance, Temperature, Manual operating mechanism with mechanical closing, without Spring charging motor, Ready-to-close signal. switch, Auxiliary switches 2NO+2NC, without Closing coil (CC), manual operating mechanism with mechanical closing, without Remote trip alarm reset coil (RR), without 2nd shunt trip, without 1st Shunt trip | 128700 | 1 | Z\ | 1
3WA1106-5MF34-0AA0 |  | withdrawable circuit breaker, with guide frame, IEC 60947-2, size 1, 3-pole, In=630 A up to 690 V AC 50/60 Hz, breaking capacity H Icu=100/66 kA at 500/690 V, ETU600 LSIG electronic trip unit upgradeable, color display, Bluetooth, USB interface, basic protection LT, ST, INST, GFx, neutral conductor protection requires an external neutral point current sensor, trip alarm switch (1 x CO), connection at rear flange, guide frame with shutter, without position signaling switch with internal voltage tap on upper stab of circuit breaker, with voltage tap module VTM680 and power supply of ETU600, able to communication, integrated metering type PMF-2 Basic Power Monitoring, Voltage, Energy, Power, Power factor, Frequency, Unbalance, Temperature, Manual operating mechanism with mechanical closing, without Spring charging motor, Ready-to-close signal. switch, Auxiliary switches 2NO+2NC, without Closing coil (CC), manual operating mechanism with mechanical closing, without Remote trip alarm reset coil (RR), without 2nd shunt trip, without 1st Shunt trip | 128700 | 1 | Z\ | 1
3WA1106-5MF41-0AA0 |  | withdrawable circuit breaker, with guide frame, IEC 60947-2, size 1, 4-pole, N pole on left, In=630 A up to 690 V AC 50/60 Hz, breaking capacity H Icu=100/66 kA at 500/690 V, ETU600 LSIG electronic trip unit upgradeable, color display, Bluetooth, USB interface, basic protection LT, ST, INST, GFx, including protection of the N conductor (internal neutral point sensor available), trip alarm switch (1 x CO), connection at rear vertical, guide frame with shutter, without position signaling switch with internal voltage tap on upper stab of circuit breaker, with voltage tap module VTM680 and power supply of ETU600, able to communication, integrated metering type PMF-2 Basic Power Monitoring, Voltage, Energy, Power, Power factor, Frequency, Unbalance, Temperature, Manual operating mechanism with mechanical closing, without Spring charging motor, Ready-to-close signal. switch, Auxiliary switches 2NO+2NC, without Closing coil (CC), manual operating mechanism with mechanical closing, without Remote trip alarm reset coil (RR), without 2nd shunt trip, without 1st Shunt trip | 164700 | 1 | Z\ | 1
3WA1106-5MF42-0AA0 |  | withdrawable circuit breaker, with guide frame, IEC 60947-2, size 1, 4-pole, N pole on left, In=630 A up to 690 V AC 50/60 Hz, breaking capacity H Icu=100/66 kA at 500/690 V, ETU600 LSIG electronic trip unit upgradeable, color display, Bluetooth, USB interface, basic protection LT, ST, INST, GFx, including protection of the N conductor (internal neutral point sensor available), trip alarm switch (1 x CO), connection at rear horizontal guide frame with shutter, without position signaling switch with internal voltage tap on upper stab of circuit breaker, with voltage tap module VTM680 and power supply of ETU600, able to communication, integrated metering type PMF-2 Basic Power Monitoring, Voltage, Energy, Power, Power factor, Frequency, Unbalance, Temperature, Manual operating mechanism with mechanical closing, without Spring charging motor, Ready-to-close signal. switch, Auxiliary switches 2NO+2NC, without Closing coil (CC), manual operating mechanism with mechanical closing, without Remote trip alarm reset coil (RR), without 2nd shunt trip, without 1st Shunt trip | 160700 | 1 | Z\ | 1
3WA1106-5MF44-0AA0 |  | withdrawable circuit breaker, with guide frame, IEC 60947-2, size 1, 4-pole, N pole on left, In=630 A up to 690 V AC 50/60 Hz, breaking capacity H Icu=100/66 kA at 500/690 V, ETU600 LSIG electronic trip unit upgradeable, color display, Bluetooth, USB interface, basic protection LT, ST, INST, GFx, including protection of the N conductor (internal neutral point sensor available), trip alarm switch (1 x CO), connection at rear flange, guide frame with shutter, without position signaling switch with internal voltage tap on upper stab of circuit breaker, with voltage tap module VTM680 and power supply of ETU600, able to communication, integrated metering type PMF-2 Basic Power Monitoring, Voltage, Energy, Power, Power factor, Frequency, Unbalance, Temperature, Manual operating mechanism with mechanical closing, without Spring charging motor, Ready-to-close signal. switch, Auxiliary switches 2NO+2NC, without Closing coil (CC), manual operating mechanism with mechanical closing, without Remote trip alarm reset coil (RR), without 2nd shunt trip, without 1st Shunt trip | 160700 | 1 | Z\ | 1
3WA1106-5NE01-0AA0 |  | fixed-mounted circuit breaker, IEC 60947-2, size 1, 3-pole, In=630 A up to 690 V AC 50/60 Hz, breaking capacity H Icu=100/66 kA at 500/690 V, ETU600 LSI electronic trip unit upgradeable, color display, Bluetooth, USB interface, basic protection LT, ST, INST, neutral conductor protection requires an external neutral point current sensor, trip alarm switch (1 x CO), connection at rear vertical, with internal voltage tap on upper stab of circuit breaker, with voltage tap module VTM680 and power supply of ETU600, able to communication, integrated metering type PMF-3 Advanced Power Monitor., Voltage, Energy, Power, Power factor, Frequency, Unbalance, Temperature, Power quality, Manual operating mechanism with mechanical closing, without Spring charging motor, Ready-to-close signal. switch, Auxiliary switches 2NO+2NC, without Closing coil (CC), manual operating mechanism with mechanical closing, without Remote trip alarm reset coil (RR), without 2nd shunt trip, without 1st Shunt trip | 94800 | 1 | Z\ | 1
3WA1106-5NE02-0AA0 |  | fixed-mounted circuit breaker, IEC 60947-2, size 1, 3-pole, In=630 A up to 690 V AC 50/60 Hz, breaking capacity H Icu=100/66 kA at 500/690 V, ETU600 LSI electronic trip unit upgradeable, color display, Bluetooth, USB interface, basic protection LT, ST, INST, neutral conductor protection requires an external neutral point current sensor, trip alarm switch (1 x CO), connection at rear horizontal with internal voltage tap on upper stab of circuit breaker, with voltage tap module VTM680 and power supply of ETU600, able to communication, integrated metering type PMF-3 Advanced Power Monitor., Voltage, Energy, Power, Power factor, Frequency, Unbalance, Temperature, Power quality, Manual operating mechanism with mechanical closing, without Spring charging motor, Ready-to-close signal. switch, Auxiliary switches 2NO+2NC, without Closing coil (CC), manual operating mechanism with mechanical closing, without Remote trip alarm reset coil (RR), without 2nd shunt trip, without 1st Shunt trip | 93200 | 1 | Z\ | 1
3WA1106-5NE11-0AA0 |  | fixed-mounted circuit breaker, IEC 60947-2, size 1, 4-pole, N pole on left, In=630 A up to 690 V AC 50/60 Hz, breaking capacity H Icu=100/66 kA at 500/690 V, ETU600 LSI electronic trip unit upgradeable, color display, Bluetooth, USB interface, basic protection LT, ST, INST, including protection of the N conductor (internal neutral point sensor available), trip alarm switch (1 x CO), connection at rear vertical, with internal voltage tap on upper stab of circuit breaker, with voltage tap module VTM680 and power supply of ETU600, able to communication, integrated metering type PMF-3 Advanced Power Monitor., Voltage, Energy, Power, Power factor, Frequency, Unbalance, Temperature, Power quality, Manual operating mechanism with mechanical closing, without Spring charging motor, Ready-to-close signal. switch, Auxiliary switches 2NO+2NC, without Closing coil (CC), manual operating mechanism with mechanical closing, without Remote trip alarm reset coil (RR), without 2nd shunt trip, without 1st Shunt trip | 117500 | 1 | Z\ | 1
3WA1106-5NE12-0AA0 |  | fixed-mounted circuit breaker, IEC 60947-2, size 1, 4-pole, N pole on left, In=630 A up to 690 V AC 50/60 Hz, breaking capacity H Icu=100/66 kA at 500/690 V, ETU600 LSI electronic trip unit upgradeable, color display, Bluetooth, USB interface, basic protection LT, ST, INST, including protection of the N conductor (internal neutral point sensor available), trip alarm switch (1 x CO), connection at rear horizontal with internal voltage tap on upper stab of circuit breaker, with voltage tap module VTM680 and power supply of ETU600, able to communication, integrated metering type PMF-3 Advanced Power Monitor., Voltage, Energy, Power, Power factor, Frequency, Unbalance, Temperature, Power quality, Manual operating mechanism with mechanical closing, without Spring charging motor, Ready-to-close signal. switch, Auxiliary switches 2NO+2NC, without Closing coil (CC), manual operating mechanism with mechanical closing, without Remote trip alarm reset coil (RR), without 2nd shunt trip, without 1st Shunt trip | 115200 | 1 | Z\ | 1
3WA1106-5NE21-0AA0 |  | fixed-mounted circuit breaker, IEC 60947-2, size 1, 4-pole, N pole on right, In=630 A up to 690 V AC 50/60 Hz, breaking capacity H Icu=100/66 kA at 500/690 V, ETU600 LSI electronic trip unit upgradeable, color display, Bluetooth, USB interface, basic protection LT, ST, INST, including protection of the N conductor (internal neutral point sensor available), trip alarm switch (1 x CO), connection at rear vertical, with internal voltage tap on upper stab of circuit breaker, with voltage tap module VTM680 and power supply of ETU600, able to communication, integrated metering type PMF-3 Advanced Power Monitor., Voltage, Energy, Power, Power factor, Frequency, Unbalance, Temperature, Power quality, Manual operating mechanism with mechanical closing, without Spring charging motor, Ready-to-close signal. switch, Auxiliary switches 2NO+2NC, without Closing coil (CC), manual operating mechanism with mechanical closing, without Remote trip alarm reset coil (RR), without 2nd shunt trip, without 1st Shunt trip | 117500 | 1 | Z\ | 1
3WA1106-5NE22-0AA0 |  | fixed-mounted circuit breaker, IEC 60947-2, size 1, 4-pole, N pole on right, In=630 A up to 690 V AC 50/60 Hz, breaking capacity H Icu=100/66 kA at 500/690 V, ETU600 LSI electronic trip unit upgradeable, color display, Bluetooth, USB interface, basic protection LT, ST, INST, including protection of the N conductor (internal neutral point sensor available), trip alarm switch (1 x CO), connection at rear horizontal with internal voltage tap on upper stab of circuit breaker, with voltage tap module VTM680 and power supply of ETU600, able to communication, integrated metering type PMF-3 Advanced Power Monitor., Voltage, Energy, Power, Power factor, Frequency, Unbalance, Temperature, Power quality, Manual operating mechanism with mechanical closing, without Spring charging motor, Ready-to-close signal. switch, Auxiliary switches 2NO+2NC, without Closing coil (CC), manual operating mechanism with mechanical closing, without Remote trip alarm reset coil (RR), without 2nd shunt trip, without 1st Shunt trip | 115200 | 1 | Z\ | 1
3WA1106-5NE31-0AA0 |  | withdrawable circuit breaker, with guide frame, IEC 60947-2, size 1, 3-pole, In=630 A up to 690 V AC 50/60 Hz, breaking capacity H Icu=100/66 kA at 500/690 V, ETU600 LSI electronic trip unit upgradeable, color display, Bluetooth, USB interface, basic protection LT, ST, INST, neutral conductor protection requires an external neutral point current sensor, trip alarm switch (1 x CO), connection at rear vertical, guide frame with shutter, without position signaling switch with internal voltage tap on upper stab of circuit breaker, with voltage tap module VTM680 and power supply of ETU600, able to communication, integrated metering type PMF-3 Advanced Power Monitor., Voltage, Energy, Power, Power factor, Frequency, Unbalance, Temperature, Power quality, Manual operating mechanism with mechanical closing, without Spring charging motor, Ready-to-close signal. switch, Auxiliary switches 2NO+2NC, without Closing coil (CC), manual operating mechanism with mechanical closing, without Remote trip alarm reset coil (RR), without 2nd shunt trip, without 1st Shunt trip | 127100 | 1 | Z\ | 1
3WA1106-5NE32-0AA0 |  | withdrawable circuit breaker, with guide frame, IEC 60947-2, size 1, 3-pole, In=630 A up to 690 V AC 50/60 Hz, breaking capacity H Icu=100/66 kA at 500/690 V, ETU600 LSI electronic trip unit upgradeable, color display, Bluetooth, USB interface, basic protection LT, ST, INST, neutral conductor protection requires an external neutral point current sensor, trip alarm switch (1 x CO), connection at rear horizontal guide frame with shutter, without position signaling switch with internal voltage tap on upper stab of circuit breaker, with voltage tap module VTM680 and power supply of ETU600, able to communication, integrated metering type PMF-3 Advanced Power Monitor., Voltage, Energy, Power, Power factor, Frequency, Unbalance, Temperature, Power quality, Manual operating mechanism with mechanical closing, without Spring charging motor, Ready-to-close signal. switch, Auxiliary switches 2NO+2NC, without Closing coil (CC), manual operating mechanism with mechanical closing, without Remote trip alarm reset coil (RR), without 2nd shunt trip, without 1st Shunt trip | 124100 | 1 | Z\ | 1
3WA1106-5NE34-0AA0 |  | withdrawable circuit breaker, with guide frame, IEC 60947-2, size 1, 3-pole, In=630 A up to 690 V AC 50/60 Hz, breaking capacity H Icu=100/66 kA at 500/690 V, ETU600 LSI electronic trip unit upgradeable, color display, Bluetooth, USB interface, basic protection LT, ST, INST, neutral conductor protection requires an external neutral point current sensor, trip alarm switch (1 x CO), connection at rear flange, guide frame with shutter, without position signaling switch with internal voltage tap on upper stab of circuit breaker, with voltage tap module VTM680 and power supply of ETU600, able to communication, integrated metering type PMF-3 Advanced Power Monitor., Voltage, Energy, Power, Power factor, Frequency, Unbalance, Temperature, Power quality, Manual operating mechanism with mechanical closing, without Spring charging motor, Ready-to-close signal. switch, Auxiliary switches 2NO+2NC, without Closing coil (CC), manual operating mechanism with mechanical closing, without Remote trip alarm reset coil (RR), without 2nd shunt trip, without 1st Shunt trip | 124100 | 1 | Z\ | 1
3WA1106-5NE41-0AA0 |  | withdrawable circuit breaker, with guide frame, IEC 60947-2, size 1, 4-pole, N pole on left, In=630 A up to 690 V AC 50/60 Hz, breaking capacity H Icu=100/66 kA at 500/690 V, ETU600 LSI electronic trip unit upgradeable, color display, Bluetooth, USB interface, basic protection LT, ST, INST, including protection of the N conductor (internal neutral point sensor available), trip alarm switch (1 x CO), connection at rear vertical, guide frame with shutter, without position signaling switch with internal voltage tap on upper stab of circuit breaker, with voltage tap module VTM680 and power supply of ETU600, able to communication, integrated metering type PMF-3 Advanced Power Monitor., Voltage, Energy, Power, Power factor, Frequency, Unbalance, Temperature, Power quality, Manual operating mechanism with mechanical closing, without Spring charging motor, Ready-to-close signal. switch, Auxiliary switches 2NO+2NC, without Closing coil (CC), manual operating mechanism with mechanical closing, without Remote trip alarm reset coil (RR), without 2nd shunt trip, without 1st Shunt trip | 160100 | 1 | Z\ | 1
3WA1106-5NE42-0AA0 |  | withdrawable circuit breaker, with guide frame, IEC 60947-2, size 1, 4-pole, N pole on left, In=630 A up to 690 V AC 50/60 Hz, breaking capacity H Icu=100/66 kA at 500/690 V, ETU600 LSI electronic trip unit upgradeable, color display, Bluetooth, USB interface, basic protection LT, ST, INST, including protection of the N conductor (internal neutral point sensor available), trip alarm switch (1 x CO), connection at rear horizontal guide frame with shutter, without position signaling switch with internal voltage tap on upper stab of circuit breaker, with voltage tap module VTM680 and power supply of ETU600, able to communication, integrated metering type PMF-3 Advanced Power Monitor., Voltage, Energy, Power, Power factor, Frequency, Unbalance, Temperature, Power quality, Manual operating mechanism with mechanical closing, without Spring charging motor, Ready-to-close signal. switch, Auxiliary switches 2NO+2NC, without Closing coil (CC), manual operating mechanism with mechanical closing, without Remote trip alarm reset coil (RR), without 2nd shunt trip, without 1st Shunt trip | 156100 | 1 | Z\ | 1
3WA1106-5NE44-0AA0 |  | withdrawable circuit breaker, with guide frame, IEC 60947-2, size 1, 4-pole, N pole on left, In=630 A up to 690 V AC 50/60 Hz, breaking capacity H Icu=100/66 kA at 500/690 V, ETU600 LSI electronic trip unit upgradeable, color display, Bluetooth, USB interface, basic protection LT, ST, INST, including protection of the N conductor (internal neutral point sensor available), trip alarm switch (1 x CO), connection at rear flange, guide frame with shutter, without position signaling switch with internal voltage tap on upper stab of circuit breaker, with voltage tap module VTM680 and power supply of ETU600, able to communication, integrated metering type PMF-3 Advanced Power Monitor., Voltage, Energy, Power, Power factor, Frequency, Unbalance, Temperature, Power quality, Manual operating mechanism with mechanical closing, without Spring charging motor, Ready-to-close signal. switch, Auxiliary switches 2NO+2NC, without Closing coil (CC), manual operating mechanism with mechanical closing, without Remote trip alarm reset coil (RR), without 2nd shunt trip, without 1st Shunt trip | 156100 | 1 | Z\ | 1
3WA1106-5NF01-0AA0 |  | fixed-mounted circuit breaker, IEC 60947-2, size 1, 3-pole, In=630 A up to 690 V AC 50/60 Hz, breaking capacity H Icu=100/66 kA at 500/690 V, ETU600 LSIG electronic trip unit upgradeable, color display, Bluetooth, USB interface, basic protection LT, ST, INST, GFx, neutral conductor protection requires an external neutral point current sensor, trip alarm switch (1 x CO), connection at rear vertical, with internal voltage tap on upper stab of circuit breaker, with voltage tap module VTM680 and power supply of ETU600, able to communication, integrated metering type PMF-3 Advanced Power Monitor., Voltage, Energy, Power, Power factor, Frequency, Unbalance, Temperature, Power quality, Manual operating mechanism with mechanical closing, without Spring charging motor, Ready-to-close signal. switch, Auxiliary switches 2NO+2NC, without Closing coil (CC), manual operating mechanism with mechanical closing, without Remote trip alarm reset coil (RR), without 2nd shunt trip, without 1st Shunt trip | 105500 | 1 | Z\ | 1
3WA1106-5NF02-0AA0 |  | fixed-mounted circuit breaker, IEC 60947-2, size 1, 3-pole, In=630 A up to 690 V AC 50/60 Hz, breaking capacity H Icu=100/66 kA at 500/690 V, ETU600 LSIG electronic trip unit upgradeable, color display, Bluetooth, USB interface, basic protection LT, ST, INST, GFx, neutral conductor protection requires an external neutral point current sensor, trip alarm switch (1 x CO), connection at rear horizontal with internal voltage tap on upper stab of circuit breaker, with voltage tap module VTM680 and power supply of ETU600, able to communication, integrated metering type PMF-3 Advanced Power Monitor., Voltage, Energy, Power, Power factor, Frequency, Unbalance, Temperature, Power quality, Manual operating mechanism with mechanical closing, without Spring charging motor, Ready-to-close signal. switch, Auxiliary switches 2NO+2NC, without Closing coil (CC), manual operating mechanism with mechanical closing, without Remote trip alarm reset coil (RR), without 2nd shunt trip, without 1st Shunt trip | 103800 | 1 | Z\ | 1
3WA1106-5NF11-0AA0 |  | fixed-mounted circuit breaker, IEC 60947-2, size 1, 4-pole, N pole on left, In=630 A up to 690 V AC 50/60 Hz, breaking capacity H Icu=100/66 kA at 500/690 V, ETU600 LSIG electronic trip unit upgradeable, color display, Bluetooth, USB interface, basic protection LT, ST, INST, GFx, including protection of the N conductor (internal neutral point sensor available), trip alarm switch (1 x CO), connection at rear vertical, with internal voltage tap on upper stab of circuit breaker, with voltage tap module VTM680 and power supply of ETU600, able to communication, integrated metering type PMF-3 Advanced Power Monitor., Voltage, Energy, Power, Power factor, Frequency, Unbalance, Temperature, Power quality, Manual operating mechanism with mechanical closing, without Spring charging motor, Ready-to-close signal. switch, Auxiliary switches 2NO+2NC, without Closing coil (CC), manual operating mechanism with mechanical closing, without Remote trip alarm reset coil (RR), without 2nd shunt trip, without 1st Shunt trip | 128100 | 1 | Z\ | 1
3WA1106-5NF12-0AA0 |  | fixed-mounted circuit breaker, IEC 60947-2, size 1, 4-pole, N pole on left, In=630 A up to 690 V AC 50/60 Hz, breaking capacity H Icu=100/66 kA at 500/690 V, ETU600 LSIG electronic trip unit upgradeable, color display, Bluetooth, USB interface, basic protection LT, ST, INST, GFx, including protection of the N conductor (internal neutral point sensor available), trip alarm switch (1 x CO), connection at rear horizontal with internal voltage tap on upper stab of circuit breaker, with voltage tap module VTM680 and power supply of ETU600, able to communication, integrated metering type PMF-3 Advanced Power Monitor., Voltage, Energy, Power, Power factor, Frequency, Unbalance, Temperature, Power quality, Manual operating mechanism with mechanical closing, without Spring charging motor, Ready-to-close signal. switch, Auxiliary switches 2NO+2NC, without Closing coil (CC), manual operating mechanism with mechanical closing, without Remote trip alarm reset coil (RR), without 2nd shunt trip, without 1st Shunt trip | 126100 | 1 | Z\ | 1
3WA1106-5NF21-0AA0 |  | fixed-mounted circuit breaker, IEC 60947-2, size 1, 4-pole, N pole on right, In=630 A up to 690 V AC 50/60 Hz, breaking capacity H Icu=100/66 kA at 500/690 V, ETU600 LSIG electronic trip unit upgradeable, color display, Bluetooth, USB interface, basic protection LT, ST, INST, GFx, including protection of the N conductor (internal neutral point sensor available), trip alarm switch (1 x CO), connection at rear vertical, with internal voltage tap on upper stab of circuit breaker, with voltage tap module VTM680 and power supply of ETU600, able to communication, integrated metering type PMF-3 Advanced Power Monitor., Voltage, Energy, Power, Power factor, Frequency, Unbalance, Temperature, Power quality, Manual operating mechanism with mechanical closing, without Spring charging motor, Ready-to-close signal. switch, Auxiliary switches 2NO+2NC, without Closing coil (CC), manual operating mechanism with mechanical closing, without Remote trip alarm reset coil (RR), without 2nd shunt trip, without 1st Shunt trip | 128100 | 1 | Z\ | 1
3WA1106-5NF22-0AA0 |  | fixed-mounted circuit breaker, IEC 60947-2, size 1, 4-pole, N pole on right, In=630 A up to 690 V AC 50/60 Hz, breaking capacity H Icu=100/66 kA at 500/690 V, ETU600 LSIG electronic trip unit upgradeable, color display, Bluetooth, USB interface, basic protection LT, ST, INST, GFx, including protection of the N conductor (internal neutral point sensor available), trip alarm switch (1 x CO), connection at rear horizontal with internal voltage tap on upper stab of circuit breaker, with voltage tap module VTM680 and power supply of ETU600, able to communication, integrated metering type PMF-3 Advanced Power Monitor., Voltage, Energy, Power, Power factor, Frequency, Unbalance, Temperature, Power quality, Manual operating mechanism with mechanical closing, without Spring charging motor, Ready-to-close signal. switch, Auxiliary switches 2NO+2NC, without Closing coil (CC), manual operating mechanism with mechanical closing, without Remote trip alarm reset coil (RR), without 2nd shunt trip, without 1st Shunt trip | 126100 | 1 | Z\ | 1
3WA1106-5NF31-0AA0 |  | withdrawable circuit breaker, with guide frame, IEC 60947-2, size 1, 3-pole, In=630 A up to 690 V AC 50/60 Hz, breaking capacity H Icu=100/66 kA at 500/690 V, ETU600 LSIG electronic trip unit upgradeable, color display, Bluetooth, USB interface, basic protection LT, ST, INST, GFx, neutral conductor protection requires an external neutral point current sensor, trip alarm switch (1 x CO), connection at rear vertical, guide frame with shutter, without position signaling switch with internal voltage tap on upper stab of circuit breaker, with voltage tap module VTM680 and power supply of ETU600, able to communication, integrated metering type PMF-3 Advanced Power Monitor., Voltage, Energy, Power, Power factor, Frequency, Unbalance, Temperature, Power quality, Manual operating mechanism with mechanical closing, without Spring charging motor, Ready-to-close signal. switch, Auxiliary switches 2NO+2NC, without Closing coil (CC), manual operating mechanism with mechanical closing, without Remote trip alarm reset coil (RR), without 2nd shunt trip, without 1st Shunt trip | 138100 | 1 | Z\ | 1
3WA1106-5NF32-0AA0 |  | withdrawable circuit breaker, with guide frame, IEC 60947-2, size 1, 3-pole, In=630 A up to 690 V AC 50/60 Hz, breaking capacity H Icu=100/66 kA at 500/690 V, ETU600 LSIG electronic trip unit upgradeable, color display, Bluetooth, USB interface, basic protection LT, ST, INST, GFx, neutral conductor protection requires an external neutral point current sensor, trip alarm switch (1 x CO), connection at rear horizontal guide frame with shutter, without position signaling switch with internal voltage tap on upper stab of circuit breaker, with voltage tap module VTM680 and power supply of ETU600, able to communication, integrated metering type PMF-3 Advanced Power Monitor., Voltage, Energy, Power, Power factor, Frequency, Unbalance, Temperature, Power quality, Manual operating mechanism with mechanical closing, without Spring charging motor, Ready-to-close signal. switch, Auxiliary switches 2NO+2NC, without Closing coil (CC), manual operating mechanism with mechanical closing, without Remote trip alarm reset coil (RR), without 2nd shunt trip, without 1st Shunt trip | 135100 | 1 | Z\ | 1
3WA1106-5NF34-0AA0 |  | withdrawable circuit breaker, with guide frame, IEC 60947-2, size 1, 3-pole, In=630 A up to 690 V AC 50/60 Hz, breaking capacity H Icu=100/66 kA at 500/690 V, ETU600 LSIG electronic trip unit upgradeable, color display, Bluetooth, USB interface, basic protection LT, ST, INST, GFx, neutral conductor protection requires an external neutral point current sensor, trip alarm switch (1 x CO), connection at rear flange, guide frame with shutter, without position signaling switch with internal voltage tap on upper stab of circuit breaker, with voltage tap module VTM680 and power supply of ETU600, able to communication, integrated metering type PMF-3 Advanced Power Monitor., Voltage, Energy, Power, Power factor, Frequency, Unbalance, Temperature, Power quality, Manual operating mechanism with mechanical closing, without Spring charging motor, Ready-to-close signal. switch, Auxiliary switches 2NO+2NC, without Closing coil (CC), manual operating mechanism with mechanical closing, without Remote trip alarm reset coil (RR), without 2nd shunt trip, without 1st Shunt trip | 135100 | 1 | Z\ | 1
3WA1106-5NF41-0AA0 |  | withdrawable circuit breaker, with guide frame, IEC 60947-2, size 1, 4-pole, N pole on left, In=630 A up to 690 V AC 50/60 Hz, breaking capacity H Icu=100/66 kA at 500/690 V, ETU600 LSIG electronic trip unit upgradeable, color display, Bluetooth, USB interface, basic protection LT, ST, INST, GFx, including protection of the N conductor (internal neutral point sensor available), trip alarm switch (1 x CO), connection at rear vertical, guide frame with shutter, without position signaling switch with internal voltage tap on upper stab of circuit breaker, with voltage tap module VTM680 and power supply of ETU600, able to communication, integrated metering type PMF-3 Advanced Power Monitor., Voltage, Energy, Power, Power factor, Frequency, Unbalance, Temperature, Power quality, Manual operating mechanism with mechanical closing, without Spring charging motor, Ready-to-close signal. switch, Auxiliary switches 2NO+2NC, without Closing coil (CC), manual operating mechanism with mechanical closing, without Remote trip alarm reset coil (RR), without 2nd shunt trip, without 1st Shunt trip | 171100 | 1 | Z\ | 1
3WA1106-5NF42-0AA0 |  | withdrawable circuit breaker, with guide frame, IEC 60947-2, size 1, 4-pole, N pole on left, In=630 A up to 690 V AC 50/60 Hz, breaking capacity H Icu=100/66 kA at 500/690 V, ETU600 LSIG electronic trip unit upgradeable, color display, Bluetooth, USB interface, basic protection LT, ST, INST, GFx, including protection of the N conductor (internal neutral point sensor available), trip alarm switch (1 x CO), connection at rear horizontal guide frame with shutter, without position signaling switch with internal voltage tap on upper stab of circuit breaker, with voltage tap module VTM680 and power supply of ETU600, able to communication, integrated metering type PMF-3 Advanced Power Monitor., Voltage, Energy, Power, Power factor, Frequency, Unbalance, Temperature, Power quality, Manual operating mechanism with mechanical closing, without Spring charging motor, Ready-to-close signal. switch, Auxiliary switches 2NO+2NC, without Closing coil (CC), manual operating mechanism with mechanical closing, without Remote trip alarm reset coil (RR), without 2nd shunt trip, without 1st Shunt trip | 167100 | 1 | Z\ | 1
3WA1106-5NF44-0AA0 |  | withdrawable circuit breaker, with guide frame, IEC 60947-2, size 1, 4-pole, N pole on left, In=630 A up to 690 V AC 50/60 Hz, breaking capacity H Icu=100/66 kA at 500/690 V, ETU600 LSIG electronic trip unit upgradeable, color display, Bluetooth, USB interface, basic protection LT, ST, INST, GFx, including protection of the N conductor (internal neutral point sensor available), trip alarm switch (1 x CO), connection at rear flange, guide frame with shutter, without position signaling switch with internal voltage tap on upper stab of circuit breaker, with voltage tap module VTM680 and power supply of ETU600, able to communication, integrated metering type PMF-3 Advanced Power Monitor., Voltage, Energy, Power, Power factor, Frequency, Unbalance, Temperature, Power quality, Manual operating mechanism with mechanical closing, without Spring charging motor, Ready-to-close signal. switch, Auxiliary switches 2NO+2NC, without Closing coil (CC), manual operating mechanism with mechanical closing, without Remote trip alarm reset coil (RR), without 2nd shunt trip, without 1st Shunt trip | 167100 | 1 | Z\ | 1
3WA1106-8AA01-0AA0 |  | Non-automatic circuit breaker Fixed-mounted version, IEC 60947-2, frame size 1, 3-poles, In=630A to 1000V AC 50/60Hz, breaking capacity E Icc=85/50kA at 690/1000V, without electr. trip unit ETU, rear connection vertical, without Com & metering function Manual operating mechanism with mechanical closing, without Spring charging motor, Ready-to-close signal. switch, Auxiliary switches 2NO+2NC, without Closing coil (CC), manual operating mechanism with mechanical closing, without Remote trip alarm reset coil (RR), without 2nd shunt trip, without 1st Shunt trip | 64700 | 1 | Z\ | 1
3WA1106-8AA02-0AA0 |  | Non-automatic circuit breaker Fixed-mounted version, IEC 60947-2, frame size 1, 3-poles, In=630A to 1000V AC 50/60Hz, breaking capacity E Icc=85/50kA at 690/1000V, without electr. trip unit ETU, rear connection horizontal, without Com & metering function Manual operating mechanism with mechanical closing, without Spring charging motor, Ready-to-close signal. switch, Auxiliary switches 2NO+2NC, without Closing coil (CC), manual operating mechanism with mechanical closing, without Remote trip alarm reset coil (RR), without 2nd shunt trip, without 1st Shunt trip | 63000 | 1 | Z\ | 1
3WA1106-8AA03-0AA0 |  | Non-automatic circuit breaker Fixed-mounted version, IEC 60947-2, frame size 1, 3-poles, In=630A to 1000V AC 50/60Hz, breaking capacity E Icc=85/50kA at 690/1000V, without electr. trip unit ETU, front connection double hole, without Com & metering function Manual operating mechanism with mechanical closing, without Spring charging motor, Ready-to-close signal. switch, Auxiliary switches 2NO+2NC, without Closing coil (CC), manual operating mechanism with mechanical closing, without Remote trip alarm reset coil (RR), without 2nd shunt trip, without 1st Shunt trip | 68100 | 1 | Z\ | 1
3WA1106-8AA11-0AA0 |  | Non-automatic circuit breaker Fixed-mounted version, IEC 60947-2, frame size 1, 4-poles, N-pole left, In=630A to 1000V AC 50/60Hz, breaking capacity E Icc=85/50kA at 690/1000V, without electr. trip unit ETU, rear connection vertical, without Com & metering function Manual operating mechanism with mechanical closing, without Spring charging motor, Ready-to-close signal. switch, Auxiliary switches 2NO+2NC, without Closing coil (CC), manual operating mechanism with mechanical closing, without Remote trip alarm reset coil (RR), without 2nd shunt trip, without 1st Shunt trip | 85500 | 1 | Z\ | 1
3WA1106-8AA12-0AA0 |  | Non-automatic circuit breaker Fixed-mounted version, IEC 60947-2, frame size 1, 4-poles, N-pole left, In=630A to 1000V AC 50/60Hz, breaking capacity E Icc=85/50kA at 690/1000V, without electr. trip unit ETU, rear connection horizontal, without Com & metering function Manual operating mechanism with mechanical closing, without Spring charging motor, Ready-to-close signal. switch, Auxiliary switches 2NO+2NC, without Closing coil (CC), manual operating mechanism with mechanical closing, without Remote trip alarm reset coil (RR), without 2nd shunt trip, without 1st Shunt trip | 83200 | 1 | Z\ | 1
3WA1106-8AA13-0AA0 |  | Non-automatic circuit breaker Fixed-mounted version, IEC 60947-2, frame size 1, 4-poles, N-pole left, In=630A to 1000V AC 50/60Hz, breaking capacity E Icc=85/50kA at 690/1000V, without electr. trip unit ETU, front connection double hole, without Com & metering function Manual operating mechanism with mechanical closing, without Spring charging motor, Ready-to-close signal. switch, Auxiliary switches 2NO+2NC, without Closing coil (CC), manual operating mechanism with mechanical closing, without Remote trip alarm reset coil (RR), without 2nd shunt trip, without 1st Shunt trip | 89900 | 1 | Z\ | 1
3WA1106-8AA21-0AA0 |  | AC non-automatic air circuit breaker 3WA, fixed-mounted version, IEC 60947-2, size 1, 4-pole, N pole on right, In=630 A up to 1000 V AC 50/60 Hz, breaking capacity E, Icc=85/50 kA at 690/1000 V, without electronic trip unit ETU, connection at rear vertical, without Com & metering function Manual operating mechanism with mechanical closing, without Spring charging motor, Ready-to-close signal. switch, Auxiliary switches 2NO+2NC, without Closing coil (CC), manual operating mechanism with mechanical closing, without Remote trip alarm reset coil (RR), without 2nd shunt trip, without 1st Shunt trip | 85500 | 1 | Z\ | 1
3WA1106-8AA22-0AA0 |  | AC non-automatic air circuit breaker 3WA, fixed-mounted version, IEC 60947-2, size 1, 4-pole, N pole on right, In=630 A up to 1000 V AC 50/60 Hz, breaking capacity E, Icc=85/50 kA at 690/1000 V, without electronic trip unit ETU, connection at rear horizontal without Com & metering function Manual operating mechanism with mechanical closing, without Spring charging motor, Ready-to-close signal. switch, Auxiliary switches 2NO+2NC, without Closing coil (CC), manual operating mechanism with mechanical closing, without Remote trip alarm reset coil (RR), without 2nd shunt trip, without 1st Shunt trip | 83200 | 1 | Z\ | 1
3WA1106-8AA23-0AA0 |  | AC non-automatic air circuit breaker 3WA, fixed-mounted version, IEC 60947-2, size 1, 4-pole, N pole on right, In=630 A up to 1000 V AC 50/60 Hz, breaking capacity E, Icc=85/50 kA at 690/1000 V, without electronic trip unit ETU, front connection double hole, without Com & metering function Manual operating mechanism with mechanical closing, without Spring charging motor, Ready-to-close signal. switch, Auxiliary switches 2NO+2NC, without Closing coil (CC), manual operating mechanism with mechanical closing, without Remote trip alarm reset coil (RR), without 2nd shunt trip, without 1st Shunt trip | 89900 | 1 | Z\ | 1
3WA1106-8AA31-0AA0 |  | Non-automatic circuit breaker withdrawable version, with guide frame, IEC 60947-2, frame size 1, 3-poles, In=630A to 1000V AC 50/60Hz, breaking capacity E Icc=85/50kA at 690/1000V, without electr. trip unit ETU, rear connection vertical, guide frame with shutter and w/o position signalling switch, without Com & metering function Manual operating mechanism with mechanical closing, without Spring charging motor, Ready-to-close signal. switch, Auxiliary switches 2NO+2NC, without Closing coil (CC), manual operating mechanism with mechanical closing, without Remote trip alarm reset coil (RR), without 2nd shunt trip, without 1st Shunt trip | 94500 | 1 | Z\ | 1
3WA1106-8AA32-0AA0 |  | Non-automatic circuit breaker withdrawable version, with guide frame, IEC 60947-2, frame size 1, 3-poles, In=630A to 1000V AC 50/60Hz, breaking capacity E Icc=85/50kA at 690/1000V, without electr. trip unit ETU, rear connection horizontal, guide frame with shutter and w/o position signalling switch, without Com & metering function Manual operating mechanism with mechanical closing, without Spring charging motor, Ready-to-close signal. switch, Auxiliary switches 2NO+2NC, without Closing coil (CC), manual operating mechanism with mechanical closing, without Remote trip alarm reset coil (RR), without 2nd shunt trip, without 1st Shunt trip | 91600 | 1 | Z\ | 1
3WA1106-8AA33-0AA0 |  | Non-automatic circuit breaker withdrawable version, with guide frame, IEC 60947-2, frame size 1, 3-poles, In=630A to 1000V AC 50/60Hz, breaking capacity E Icc=85/50kA at 690/1000V, without electr. trip unit ETU, front connection double hole, guide frame with shutter and w/o position signalling switch, without Com & metering function Manual operating mechanism with mechanical closing, without Spring charging motor, Ready-to-close signal. switch, Auxiliary switches 2NO+2NC, without Closing coil (CC), manual operating mechanism with mechanical closing, without Remote trip alarm reset coil (RR), without 2nd shunt trip, without 1st Shunt trip | 100000 | 1 | Z\ | 1
3WA1106-8AA34-0AA0 |  | Non-automatic circuit breaker withdrawable version, with guide frame, IEC 60947-2, frame size 1, 3-poles, In=630A to 1000V AC 50/60Hz, breaking capacity E Icc=85/50kA at 690/1000V, without electr. trip unit ETU, rear connection flange, guide frame with shutter and w/o position signalling switch, without Com & metering function Manual operating mechanism with mechanical closing, without Spring charging motor, Ready-to-close signal. switch, Auxiliary switches 2NO+2NC, without Closing coil (CC), manual operating mechanism with mechanical closing, without Remote trip alarm reset coil (RR), without 2nd shunt trip, without 1st Shunt trip | 91600 | 1 | Z\ | 1
3WA1106-8AA41-0AA0 |  | Non-automatic circuit breaker withdrawable version, with guide frame, IEC 60947-2, frame size 1, 4-poles, N-pole left, In=630A to 1000V AC 50/60Hz, breaking capacity E Icc=85/50kA at 690/1000V, without electr. trip unit ETU, rear connection vertical, guide frame with shutter and w/o position signalling switch, without Com & metering function Manual operating mechanism with mechanical closing, without Spring charging motor, Ready-to-close signal. switch, Auxiliary switches 2NO+2NC, without Closing coil (CC), manual operating mechanism with mechanical closing, without Remote trip alarm reset coil (RR), without 2nd shunt trip, without 1st Shunt trip | 125000 | 1 | Z\ | 1
3WA1106-8AA42-0AA0 |  | Non-automatic circuit breaker withdrawable version, with guide frame, IEC 60947-2, frame size 1, 4-poles, N-pole left, In=630A to 1000V AC 50/60Hz, breaking capacity E Icc=85/50kA at 690/1000V, without electr. trip unit ETU, rear connection horizontal, guide frame with shutter and w/o position signalling switch, without Com & metering function Manual operating mechanism with mechanical closing, without Spring charging motor, Ready-to-close signal. switch, Auxiliary switches 2NO+2NC, without Closing coil (CC), manual operating mechanism with mechanical closing, without Remote trip alarm reset coil (RR), without 2nd shunt trip, without 1st Shunt trip | 121000 | 1 | Z\ | 1
3WA1106-8AA43-0AA0 |  | Non-automatic circuit breaker withdrawable version, with guide frame, IEC 60947-2, frame size 1, 4-poles, N-pole left, In=630A to 1000V AC 50/60Hz, breaking capacity E Icc=85/50kA at 690/1000V, without electr. trip unit ETU, front connection double hole, guide frame with shutter and w/o position signalling switch, without Com & metering function Manual operating mechanism with mechanical closing, without Spring charging motor, Ready-to-close signal. switch, Auxiliary switches 2NO+2NC, without Closing coil (CC), manual operating mechanism with mechanical closing, without Remote trip alarm reset coil (RR), without 2nd shunt trip, without 1st Shunt trip | 132000 | 1 | Z\ | 1
3WA1106-8AA44-0AA0 |  | Non-automatic circuit breaker withdrawable version, with guide frame, IEC 60947-2, frame size 1, 4-poles, N-pole left, In=630A to 1000V AC 50/60Hz, breaking capacity E Icc=85/50kA at 690/1000V, without electr. trip unit ETU, rear connection flange, guide frame with shutter and w/o position signalling switch, without Com & metering function Manual operating mechanism with mechanical closing, without Spring charging motor, Ready-to-close signal. switch, Auxiliary switches 2NO+2NC, without Closing coil (CC), manual operating mechanism with mechanical closing, without Remote trip alarm reset coil (RR), without 2nd shunt trip, without 1st Shunt trip | 121000 | 1 | Z\ | 1
3WA1106-8AB01-0AA0 |  | Fixed-mounted circuit breaker IEC 60947-2, frame size 1, 3-poles, In=630A, breaking capacity E, up to 1000V AC 50/60Hz, Icu=85/50kA at 690/1000V, Trip unit ETU300 LSI optimized for standard applica- tions, without display Protection LT, ST, INST, N-protection required an external N-sensor, incl. trip alarm switch (1xCO), rear connection vertical, without Com & metering function Manual operating mechanism with mechanical closing, without Spring charging motor, Ready-to-close signal. switch, Auxiliary switches 2NO+2NC, without Closing coil (CC), manual operating mechanism with mechanical closing, without Remote trip alarm reset coil (RR), without 2nd shunt trip, without 1st Shunt trip | 67300 | 1 | Z\ | 1
3WA1106-8AB02-0AA0 |  | Fixed-mounted circuit breaker IEC 60947-2, frame size 1, 3-poles, In=630A, breaking capacity E, up to 1000V AC 50/60Hz, Icu=85/50kA at 690/1000V, Trip unit ETU300 LSI optimized for standard applica- tions, without display Protection LT, ST, INST, N-protection required an external N-sensor, incl. trip alarm switch (1xCO), rear connection horizontal, without Com & metering function Manual operating mechanism with mechanical closing, without Spring charging motor, Ready-to-close signal. switch, Auxiliary switches 2NO+2NC, without Closing coil (CC), manual operating mechanism with mechanical closing, without Remote trip alarm reset coil (RR), without 2nd shunt trip, without 1st Shunt trip | 65700 | 1 | Z\ | 1
3WA1106-8AB03-0AA0 |  | Fixed-mounted circuit breaker IEC 60947-2, frame size 1, 3-poles, In=630A, breaking capacity E, up to 1000V AC 50/60Hz, Icu=85/50kA at 690/1000V, Trip unit ETU300 LSI optimized for standard applica- tions, without display Protection LT, ST, INST, N-protection required an external N-sensor, incl. trip alarm switch (1xCO), front connection double hole, without Com & metering function Manual operating mechanism with mechanical closing, without Spring charging motor, Ready-to-close signal. switch, Auxiliary switches 2NO+2NC, without Closing coil (CC), manual operating mechanism with mechanical closing, without Remote trip alarm reset coil (RR), without 2nd shunt trip, without 1st Shunt trip | 70700 | 1 | Z\ | 1
3WA1106-8AB11-0AA0 |  | Fixed-mounted circuit breaker IEC 60947-2, frame size 1, 4-poles, N-pole left, In=630A, breaking capacity E, up to 1000V AC 50/60Hz, Icu=85/50kA at 690/1000V, Trip unit ETU300 LSI optimized for standard applica- tions, without display Protection LT, ST, INST, include N-protection, (internal N-sensor available), incl. trip alarm switch (1xCO), rear connection vertical, without Com & metering function Manual operating mechanism with mechanical closing, without Spring charging motor, Ready-to-close signal. switch, Auxiliary switches 2NO+2NC, without Closing coil (CC), manual operating mechanism with mechanical closing, without Remote trip alarm reset coil (RR), without 2nd shunt trip, without 1st Shunt trip | 90500 | 1 | Z\ | 1
3WA1106-8AB12-0AA0 |  | Fixed-mounted circuit breaker IEC 60947-2, frame size 1, 4-poles, N-pole left, In=630A, breaking capacity E, up to 1000V AC 50/60Hz, Icu=85/50kA at 690/1000V, Trip unit ETU300 LSI optimized for standard applica- tions, without display Protection LT, ST, INST, include N-protection, (internal N-sensor available), incl. trip alarm switch (1xCO), rear connection horizontal, without Com & metering function Manual operating mechanism with mechanical closing, without Spring charging motor, Ready-to-close signal. switch, Auxiliary switches 2NO+2NC, without Closing coil (CC), manual operating mechanism with mechanical closing, without Remote trip alarm reset coil (RR), without 2nd shunt trip, without 1st Shunt trip | 88300 | 1 | Z\ | 1
3WA1106-8AB13-0AA0 |  | Fixed-mounted circuit breaker IEC 60947-2, frame size 1, 4-poles, N-pole left, In=630A, breaking capacity E, up to 1000V AC 50/60Hz, Icu=85/50kA at 690/1000V, Trip unit ETU300 LSI optimized for standard applica- tions, without display Protection LT, ST, INST, include N-protection, (internal N-sensor available), incl. trip alarm switch (1xCO), front connection double hole, without Com & metering function Manual operating mechanism with mechanical closing, without Spring charging motor, Ready-to-close signal. switch, Auxiliary switches 2NO+2NC, without Closing coil (CC), manual operating mechanism with mechanical closing, without Remote trip alarm reset coil (RR), without 2nd shunt trip, without 1st Shunt trip | 95000 | 1 | Z\ | 1
3WA1106-8AB21-0AA0 |  | fixed-mounted circuit breaker, IEC 60947-2, size 1, 4-pole, N pole on right, In=630 A, breaking capacity E, up to 1000 V AC 50/60 Hz, Icc=85/50 kA at 690/1000 V, tripping unit ETU300 LSI optimized for standard applications, without display, basic protection LT, ST, INST, including protection of the N conductor (internal neutral point sensor available) trip alarm switch (1 x CO), connection at rear vertical, without Com & metering function Manual operating mechanism with mechanical closing, without Spring charging motor, Ready-to-close signal. switch, Auxiliary switches 2NO+2NC, without Closing coil (CC), manual operating mechanism with mechanical closing, without Remote trip alarm reset coil (RR), without 2nd shunt trip, without 1st Shunt trip | 90500 | 1 | Z\ | 1
3WA1106-8AB22-0AA0 |  | fixed-mounted circuit breaker, IEC 60947-2, size 1, 4-pole, N pole on right, In=630 A, breaking capacity E, up to 1000 V AC 50/60 Hz, Icc=85/50 kA at 690/1000 V, tripping unit ETU300 LSI optimized for standard applications, without display, basic protection LT, ST, INST, including protection of the N conductor (internal neutral point sensor available) trip alarm switch (1 x CO), connection at rear horizontal without Com & metering function Manual operating mechanism with mechanical closing, without Spring charging motor, Ready-to-close signal. switch, Auxiliary switches 2NO+2NC, without Closing coil (CC), manual operating mechanism with mechanical closing, without Remote trip alarm reset coil (RR), without 2nd shunt trip, without 1st Shunt trip | 88300 | 1 | Z\ | 1
3WA1106-8AB23-0AA0 |  | fixed-mounted circuit breaker, IEC 60947-2, size 1, 4-pole, N pole on right, In=630 A, breaking capacity E, up to 1000 V AC 50/60 Hz, Icc=85/50 kA at 690/1000 V, tripping unit ETU300 LSI optimized for standard applications, without display, basic protection LT, ST, INST, including protection of the N conductor (internal neutral point sensor available) trip alarm switch (1 x CO), front connection double hole, without Com & metering function Manual operating mechanism with mechanical closing, without Spring charging motor, Ready-to-close signal. switch, Auxiliary switches 2NO+2NC, without Closing coil (CC), manual operating mechanism with mechanical closing, without Remote trip alarm reset coil (RR), without 2nd shunt trip, without 1st Shunt trip | 95000 | 1 | Z\ | 1
3WA1106-8AB31-0AA0 |  | Withdrawable circuit breaker with guide frame, IEC 60947-2, frame size 1, 3-poles, In=630A, breaking capacity E, up to 1000V AC 50/60Hz, Icu=85/50kA at 690/1000V, Trip unit ETU300 LSI optimized for standard applica- tions, without display Protection LT, ST, INST, N-protection required an external N-sensor, incl. trip alarm switch (1xCO), rear connection vertical, guide frame with shutter and w/o position signalling switch, without Com & metering function Manual operating mechanism with mechanical closing, without Spring charging motor, Ready-to-close signal. switch, Auxiliary switches 2NO+2NC, without Closing coil (CC), manual operating mechanism with mechanical closing, without Remote trip alarm reset coil (RR), without 2nd shunt trip, without 1st Shunt trip | 101000 | 1 | Z\ | 1
3WA1106-8AB32-0AA0 |  | Withdrawable circuit breaker with guide frame, IEC 60947-2, frame size 1, 3-poles, In=630A, breaking capacity E, up to 1000V AC 50/60Hz, Icu=85/50kA at 690/1000V, Trip unit ETU300 LSI optimized for standard applica- tions, without display Protection LT, ST, INST, N-protection required an external N-sensor, incl. trip alarm switch (1xCO), rear connection horizontal, guide frame with shutter and w/o position signalling switch, without Com & metering function Manual operating mechanism with mechanical closing, without Spring charging motor, Ready-to-close signal. switch, Auxiliary switches 2NO+2NC, without Closing coil (CC), manual operating mechanism with mechanical closing, without Remote trip alarm reset coil (RR), without 2nd shunt trip, without 1st Shunt trip | 97700 | 1 | Z\ | 1
3WA1106-8AB33-0AA0 |  | Withdrawable circuit breaker with guide frame, IEC 60947-2, frame size 1, 3-poles, In=630A, breaking capacity E, up to 1000V AC 50/60Hz, Icu=85/50kA at 690/1000V, Trip unit ETU300 LSI optimized for standard applica- tions, without display Protection LT, ST, INST, N-protection required an external N-sensor, incl. trip alarm switch (1xCO), front connection double hole, guide frame with shutter and w/o position signalling switch, without Com & metering function Manual operating mechanism with mechanical closing, without Spring charging motor, Ready-to-close signal. switch, Auxiliary switches 2NO+2NC, without Closing coil (CC), manual operating mechanism with mechanical closing, without Remote trip alarm reset coil (RR), without 2nd shunt trip, without 1st Shunt trip | 106000 | 1 | Z\ | 1
3WA1106-8AB34-0AA0 |  | Withdrawable circuit breaker with guide frame, IEC 60947-2, frame size 1, 3-poles, In=630A, breaking capacity E, up to 1000V AC 50/60Hz, Icu=85/50kA at 690/1000V, Trip unit ETU300 LSI optimized for standard applica- tions, without display Protection LT, ST, INST, N-protection required an external N-sensor, incl. trip alarm switch (1xCO), rear connection flange, guide frame with shutter and w/o position signalling switch, without Com & metering function Manual operating mechanism with mechanical closing, without Spring charging motor, Ready-to-close signal. switch, Auxiliary switches 2NO+2NC, without Closing coil (CC), manual operating mechanism with mechanical closing, without Remote trip alarm reset coil (RR), without 2nd shunt trip, without 1st Shunt trip | 97700 | 1 | Z\ | 1
3WA1106-8AB41-0AA0 |  | Withdrawable circuit breaker with guide frame, IEC 60947-2, frame size 1, 4-poles, N-pole left, In=630A, breaking capacity E, up to 1000V AC 50/60Hz, Icu=85/50kA at 690/1000V, Trip unit ETU300 LSI optimized for standard applica- tions, without display Protection LT, ST, INST, include N-protection, (internal N-sensor available), incl. trip alarm switch (1xCO), rear connection vertical, guide frame with shutter and w/o position signalling switch, without Com & metering function Manual operating mechanism with mechanical closing, without Spring charging motor, Ready-to-close signal. switch, Auxiliary switches 2NO+2NC, without Closing coil (CC), manual operating mechanism with mechanical closing, without Remote trip alarm reset coil (RR), without 2nd shunt trip, without 1st Shunt trip | 134000 | 1 | Z\ | 1
3WA1106-8AB42-0AA0 |  | Withdrawable circuit breaker with guide frame, IEC 60947-2, frame size 1, 4-poles, N-pole left, In=630A, breaking capacity E, up to 1000V AC 50/60Hz, Icu=85/50kA at 690/1000V, Trip unit ETU300 LSI optimized for standard applica- tions, without display Protection LT, ST, INST, include N-protection, (internal N-sensor available), incl. trip alarm switch (1xCO), rear connection horizontal, guide frame with shutter and w/o position signalling switch, without Com & metering function Manual operating mechanism with mechanical closing, without Spring charging motor, Ready-to-close signal. switch, Auxiliary switches 2NO+2NC, without Closing coil (CC), manual operating mechanism with mechanical closing, without Remote trip alarm reset coil (RR), without 2nd shunt trip, without 1st Shunt trip | 131000 | 1 | Z\ | 1
3WA1106-8AB43-0AA0 |  | Withdrawable circuit breaker with guide frame, IEC 60947-2, frame size 1, 4-poles, N-pole left, In=630A, breaking capacity E, up to 1000V AC 50/60Hz, Icu=85/50kA at 690/1000V, Trip unit ETU300 LSI optimized for standard applica- tions, without display Protection LT, ST, INST, include N-protection, (internal N-sensor available), incl. trip alarm switch (1xCO), front connection double hole, guide frame with shutter and w/o position signalling switch, without Com & metering function Manual operating mechanism with mechanical closing, without Spring charging motor, Ready-to-close signal. switch, Auxiliary switches 2NO+2NC, without Closing coil (CC), manual operating mechanism with mechanical closing, without Remote trip alarm reset coil (RR), without 2nd shunt trip, without 1st Shunt trip | 142000 | 1 | Z\ | 1
3WA1106-8AB44-0AA0 |  | Withdrawable circuit breaker with guide frame, IEC 60947-2, frame size 1, 4-poles, N-pole left, In=630A, breaking capacity E, up to 1000V AC 50/60Hz, Icu=85/50kA at 690/1000V, Trip unit ETU300 LSI optimized for standard applica- tions, without display Protection LT, ST, INST, include N-protection, (internal N-sensor available), incl. trip alarm switch (1xCO), rear connection flange, guide frame with shutter and w/o position signalling switch, without Com & metering function Manual operating mechanism with mechanical closing, without Spring charging motor, Ready-to-close signal. switch, Auxiliary switches 2NO+2NC, without Closing coil (CC), manual operating mechanism with mechanical closing, without Remote trip alarm reset coil (RR), without 2nd shunt trip, without 1st Shunt trip | 131000 | 1 | Z\ | 1
3WA1106-8AC01-0AA0 |  | Fixed-mounted circuit breaker IEC 60947-2, frame size 1, 3-poles, In=630A, breaking capacity E, up to 1000V AC 50/60Hz, Icu=85/50kA at 690/1000V, Trip unit ETU300 LSIG optimized for standard applica- tions, without display Protection LT, ST, INST, GF, N-protection required an external N-sensor, incl. trip alarm switch (1xCO), rear connection vertical, without Com & metering function Manual operating mechanism with mechanical closing, without Spring charging motor, Ready-to-close signal. switch, Auxiliary switches 2NO+2NC, without Closing coil (CC), manual operating mechanism with mechanical closing, without Remote trip alarm reset coil (RR), without 2nd shunt trip, without 1st Shunt trip | 73500 | 1 | Z\ | 1
3WA1106-8AC02-0AA0 |  | Fixed-mounted circuit breaker IEC 60947-2, frame size 1, 3-poles, In=630A, breaking capacity E, up to 1000V AC 50/60Hz, Icu=85/50kA at 690/1000V, Trip unit ETU300 LSIG optimized for standard applica- tions, without display Protection LT, ST, INST, GF, N-protection required an external N-sensor, incl. trip alarm switch (1xCO), rear connection horizontal, without Com & metering function Manual operating mechanism with mechanical closing, without Spring charging motor, Ready-to-close signal. switch, Auxiliary switches 2NO+2NC, without Closing coil (CC), manual operating mechanism with mechanical closing, without Remote trip alarm reset coil (RR), without 2nd shunt trip, without 1st Shunt trip | 71800 | 1 | Z\ | 1
3WA1106-8AC02-2BA1-Z | T40 | Fixed-mounted circuit breaker IEC 60947-2, frame size 1, 3-poles, In=630A, breaking capacity E, up to 1000V AC 50/60Hz, Icu=85/50kA at 690/1000V, Trip unit ETU300 LSIG optimized for standard applica- tions, without display Protection LT, ST, INST, GF, N-protection required an external N-sensor, incl. trip alarm switch (1xCO), rear connection horizontal, without Com & metering function with manual and motorized operating mechanism (M) 24-30 V DC, Storage status and ready-to- close signaling switches, Auxiliary switches 2NO+2NC, Closing coil (CC) 100% OP 24-30 V DC, applicable for continuous duty, without Remote trip alarm reset coil (RR), without 2nd shunt trip, Shunt trip (ST) 100% OP 24-30 V DC, suitable for continuous duty, Option T40 = Door sealing frame IP41 | 95720 | 1 | Z\ | 1
3WA1106-8AC03-0AA0 |  | Fixed-mounted circuit breaker IEC 60947-2, frame size 1, 3-poles, In=630A, breaking capacity E, up to 1000V AC 50/60Hz, Icu=85/50kA at 690/1000V, Trip unit ETU300 LSIG optimized for standard applica- tions, without display Protection LT, ST, INST, GF, N-protection required an external N-sensor, incl. trip alarm switch (1xCO), front connection double hole, without Com & metering function Manual operating mechanism with mechanical closing, without Spring charging motor, Ready-to-close signal. switch, Auxiliary switches 2NO+2NC, without Closing coil (CC), manual operating mechanism with mechanical closing, without Remote trip alarm reset coil (RR), without 2nd shunt trip, without 1st Shunt trip | 76800 | 1 | Z\ | 1
3WA1106-8AC11-0AA0 |  | Fixed-mounted circuit breaker IEC 60947-2, frame size 1, 4-poles, N-pole left, In=630A, breaking capacity E, up to 1000V AC 50/60Hz, Icu=85/50kA at 690/1000V, Trip unit ETU300 LSIG optimized for standard applica- tions, without display Protection LT, ST, INST, GF, include N-protection, (internal N-sensor available), incl. trip alarm switch (1xCO), rear connection vertical, without Com & metering function Manual operating mechanism with mechanical closing, without Spring charging motor, Ready-to-close signal. switch, Auxiliary switches 2NO+2NC, without Closing coil (CC), manual operating mechanism with mechanical closing, without Remote trip alarm reset coil (RR), without 2nd shunt trip, without 1st Shunt trip | 96700 | 1 | Z\ | 1
3WA1106-8AC12-0AA0 |  | Fixed-mounted circuit breaker IEC 60947-2, frame size 1, 4-poles, N-pole left, In=630A, breaking capacity E, up to 1000V AC 50/60Hz, Icu=85/50kA at 690/1000V, Trip unit ETU300 LSIG optimized for standard applica- tions, without display Protection LT, ST, INST, GF, include N-protection, (internal N-sensor available), incl. trip alarm switch (1xCO), rear connection horizontal, without Com & metering function Manual operating mechanism with mechanical closing, without Spring charging motor, Ready-to-close signal. switch, Auxiliary switches 2NO+2NC, without Closing coil (CC), manual operating mechanism with mechanical closing, without Remote trip alarm reset coil (RR), without 2nd shunt trip, without 1st Shunt trip | 94500 | 1 | Z\ | 1
3WA1106-8AC13-0AA0 |  | Fixed-mounted circuit breaker IEC 60947-2, frame size 1, 4-poles, N-pole left, In=630A, breaking capacity E, up to 1000V AC 50/60Hz, Icu=85/50kA at 690/1000V, Trip unit ETU300 LSIG optimized for standard applica- tions, without display Protection LT, ST, INST, GF, include N-protection, (internal N-sensor available), incl. trip alarm switch (1xCO), front connection double hole, without Com & metering function Manual operating mechanism with mechanical closing, without Spring charging motor, Ready-to-close signal. switch, Auxiliary switches 2NO+2NC, without Closing coil (CC), manual operating mechanism with mechanical closing, without Remote trip alarm reset coil (RR), without 2nd shunt trip, without 1st Shunt trip | 101000 | 1 | Z\ | 1
3WA1106-8AC21-0AA0 |  | fixed-mounted circuit breaker, IEC 60947-2, size 1, 4-pole, N pole on right, In=630 A, breaking capacity E, up to 1000 V AC 50/60 Hz, Icc=85/50 kA at 690/1000 V, tripping unit ETU300 LSI G optimized for standard applications, without display, basic protection LT, ST, INST, GF, including protection of the N conductor (internal neutral point sensor available), trip alarm switch (1 x CO), connection at rear vertical, without Com & metering function Manual operating mechanism with mechanical closing, without Spring charging motor, Ready-to-close signal. switch, Auxiliary switches 2NO+2NC, without Closing coil (CC), manual operating mechanism with mechanical closing, without Remote trip alarm reset coil (RR), without 2nd shunt trip, without 1st Shunt trip | 96700 | 1 | Z\ | 1
3WA1106-8AC22-0AA0 |  | fixed-mounted circuit breaker, IEC 60947-2, size 1, 4-pole, N pole on right, In=630 A, breaking capacity E, up to 1000 V AC 50/60 Hz, Icc=85/50 kA at 690/1000 V, tripping unit ETU300 LSI G optimized for standard applications, without display, basic protection LT, ST, INST, GF, including protection of the N conductor (internal neutral point sensor available), trip alarm switch (1 x CO), connection at rear horizontal without Com & metering function Manual operating mechanism with mechanical closing, without Spring charging motor, Ready-to-close signal. switch, Auxiliary switches 2NO+2NC, without Closing coil (CC), manual operating mechanism with mechanical closing, without Remote trip alarm reset coil (RR), without 2nd shunt trip, without 1st Shunt trip | 94500 | 1 | Z\ | 1
3WA1106-8AC23-0AA0 |  | fixed-mounted circuit breaker, IEC 60947-2, size 1, 4-pole, N pole on right, In=630 A, breaking capacity E, up to 1000 V AC 50/60 Hz, Icc=85/50 kA at 690/1000 V, tripping unit ETU300 LSI G optimized for standard applications, without display, basic protection LT, ST, INST, GF, including protection of the N conductor (internal neutral point sensor available), trip alarm switch (1 x CO), front connection double hole, without Com & metering function Manual operating mechanism with mechanical closing, without Spring charging motor, Ready-to-close signal. switch, Auxiliary switches 2NO+2NC, without Closing coil (CC), manual operating mechanism with mechanical closing, without Remote trip alarm reset coil (RR), without 2nd shunt trip, without 1st Shunt trip | 101000 | 1 | Z\ | 1
3WA1106-8AC31-0AA0 |  | Withdrawable circuit breaker with guide frame, IEC 60947-2, frame size 1, 3-poles, In=630A, breaking capacity E, up to 1000V AC 50/60Hz, Icu=85/50kA at 690/1000V, Trip unit ETU300 LSIG optimized for standard applica- tions, without display Protection LT, ST, INST, GF, N-protection required an external N-sensor, incl. trip alarm switch (1xCO), rear connection vertical, guide frame with shutter and w/o position signalling switch, without Com & metering function Manual operating mechanism with mechanical closing, without Spring charging motor, Ready-to-close signal. switch, Auxiliary switches 2NO+2NC, without Closing coil (CC), manual operating mechanism with mechanical closing, without Remote trip alarm reset coil (RR), without 2nd shunt trip, without 1st Shunt trip | 107000 | 1 | Z\ | 1
3WA1106-8AC32-0AA0 |  | Withdrawable circuit breaker with guide frame, IEC 60947-2, frame size 1, 3-poles, In=630A, breaking capacity E, up to 1000V AC 50/60Hz, Icu=85/50kA at 690/1000V, Trip unit ETU300 LSIG optimized for standard applica- tions, without display Protection LT, ST, INST, GF, N-protection required an external N-sensor, incl. trip alarm switch (1xCO), rear connection horizontal, guide frame with shutter and w/o position signalling switch, without Com & metering function Manual operating mechanism with mechanical closing, without Spring charging motor, Ready-to-close signal. switch, Auxiliary switches 2NO+2NC, without Closing coil (CC), manual operating mechanism with mechanical closing, without Remote trip alarm reset coil (RR), without 2nd shunt trip, without 1st Shunt trip | 104000 | 1 | Z\ | 1
3WA1106-8AC33-0AA0 |  | Withdrawable circuit breaker with guide frame, IEC 60947-2, frame size 1, 3-poles, In=630A, breaking capacity E, up to 1000V AC 50/60Hz, Icu=85/50kA at 690/1000V, Trip unit ETU300 LSIG optimized for standard applica- tions, without display Protection LT, ST, INST, GF, N-protection required an external N-sensor, incl. trip alarm switch (1xCO), front connection double hole, guide frame with shutter and w/o position signalling switch, without Com & metering function Manual operating mechanism with mechanical closing, without Spring charging motor, Ready-to-close signal. switch, Auxiliary switches 2NO+2NC, without Closing coil (CC), manual operating mechanism with mechanical closing, without Remote trip alarm reset coil (RR), without 2nd shunt trip, without 1st Shunt trip | 112000 | 1 | Z\ | 1
3WA1106-8AC34-0AA0 |  | Withdrawable circuit breaker with guide frame, IEC 60947-2, frame size 1, 3-poles, In=630A, breaking capacity E, up to 1000V AC 50/60Hz, Icu=85/50kA at 690/1000V, Trip unit ETU300 LSIG optimized for standard applica- tions, without display Protection LT, ST, INST, GF, N-protection required an external N-sensor, incl. trip alarm switch (1xCO), rear connection flange, guide frame with shutter and w/o position signalling switch, without Com & metering function Manual operating mechanism with mechanical closing, without Spring charging motor, Ready-to-close signal. switch, Auxiliary switches 2NO+2NC, without Closing coil (CC), manual operating mechanism with mechanical closing, without Remote trip alarm reset coil (RR), without 2nd shunt trip, without 1st Shunt trip | 104000 | 1 | Z\ | 1
3WA1106-8AC41-0AA0 |  | Withdrawable circuit breaker with guide frame, IEC 60947-2, frame size 1, 4-poles, N-pole left, In=630A, breaking capacity E, up to 1000V AC 50/60Hz, Icu=85/50kA at 690/1000V, Trip unit ETU300 LSIG optimized for standard applica- tions, without display Protection LT, ST, INST, GF, include N-protection, (internal N-sensor available), incl. trip alarm switch (1xCO), rear connection vertical, guide frame with shutter and w/o position signalling switch, without Com & metering function Manual operating mechanism with mechanical closing, without Spring charging motor, Ready-to-close signal. switch, Auxiliary switches 2NO+2NC, without Closing coil (CC), manual operating mechanism with mechanical closing, without Remote trip alarm reset coil (RR), without 2nd shunt trip, without 1st Shunt trip | 141000 | 1 | Z\ | 1
3WA1106-8AC42-0AA0 |  | Withdrawable circuit breaker with guide frame, IEC 60947-2, frame size 1, 4-poles, N-pole left, In=630A, breaking capacity E, up to 1000V AC 50/60Hz, Icu=85/50kA at 690/1000V, Trip unit ETU300 LSIG optimized for standard applica- tions, without display Protection LT, ST, INST, GF, include N-protection, (internal N-sensor available), incl. trip alarm switch (1xCO), rear connection horizontal, guide frame with shutter and w/o position signalling switch, without Com & metering function Manual operating mechanism with mechanical closing, without Spring charging motor, Ready-to-close signal. switch, Auxiliary switches 2NO+2NC, without Closing coil (CC), manual operating mechanism with mechanical closing, without Remote trip alarm reset coil (RR), without 2nd shunt trip, without 1st Shunt trip | 137000 | 1 | Z\ | 1
3WA1106-8AC43-0AA0 |  | Withdrawable circuit breaker with guide frame, IEC 60947-2, frame size 1, 4-poles, N-pole left, In=630A, breaking capacity E, up to 1000V AC 50/60Hz, Icu=85/50kA at 690/1000V, Trip unit ETU300 LSIG optimized for standard applica- tions, without display Protection LT, ST, INST, GF, include N-protection, (internal N-sensor available), incl. trip alarm switch (1xCO), front connection double hole, guide frame with shutter and w/o position signalling switch, without Com & metering function Manual operating mechanism with mechanical closing, without Spring charging motor, Ready-to-close signal. switch, Auxiliary switches 2NO+2NC, without Closing coil (CC), manual operating mechanism with mechanical closing, without Remote trip alarm reset coil (RR), without 2nd shunt trip, without 1st Shunt trip | 148000 | 1 | Z\ | 1
3WA1106-8AC44-0AA0 |  | Withdrawable circuit breaker with guide frame, IEC 60947-2, frame size 1, 4-poles, N-pole left, In=630A, breaking capacity E, up to 1000V AC 50/60Hz, Icu=85/50kA at 690/1000V, Trip unit ETU300 LSIG optimized for standard applica- tions, without display Protection LT, ST, INST, GF, include N-protection, (internal N-sensor available), incl. trip alarm switch (1xCO), rear connection flange, guide frame with shutter and w/o position signalling switch, without Com & metering function Manual operating mechanism with mechanical closing, without Spring charging motor, Ready-to-close signal. switch, Auxiliary switches 2NO+2NC, without Closing coil (CC), manual operating mechanism with mechanical closing, without Remote trip alarm reset coil (RR), without 2nd shunt trip, without 1st Shunt trip | 137000 | 1 | Z\ | 1
3WA1106-8AE01-0AA0 |  | Fixed-mounted circuit breaker IEC 60947-2, frame size 1, 3-poles, In=630A, breaking capacity E, up to 1000V AC 50/60Hz, Icu=85/50kA at 690/1000V, Trip unit ETU600 LSI upgrade ready , colordisplay, bluetooth and USB interface, Protection LT, ST, INST, N-protection required an external N-sensor, incl. trip alarm switch (1xCO), rear connection vertical, without Com & metering function Manual operating mechanism with mechanical closing, without Spring charging motor, Ready-to-close signal. switch, Auxiliary switches 2NO+2NC, without Closing coil (CC), manual operating mechanism with mechanical closing, without Remote trip alarm reset coil (RR), without 2nd shunt trip, without 1st Shunt trip | 72400 | 1 | Z\ | 1
3WA1106-8AE02-0AA0 |  | Fixed-mounted circuit breaker IEC 60947-2, frame size 1, 3-poles, In=630A, breaking capacity E, up to 1000V AC 50/60Hz, Icu=85/50kA at 690/1000V, Trip unit ETU600 LSI upgrade ready , colordisplay, bluetooth and USB interface, Protection LT, ST, INST, N-protection required an external N-sensor, incl. trip alarm switch (1xCO), rear connection horizontal, without Com & metering function Manual operating mechanism with mechanical closing, without Spring charging motor, Ready-to-close signal. switch, Auxiliary switches 2NO+2NC, without Closing coil (CC), manual operating mechanism with mechanical closing, without Remote trip alarm reset coil (RR), without 2nd shunt trip, without 1st Shunt trip | 70800 | 1 | Z\ | 1
3WA1106-8AE03-0AA0 |  | Fixed-mounted circuit breaker IEC 60947-2, frame size 1, 3-poles, In=630A, breaking capacity E, up to 1000V AC 50/60Hz, Icu=85/50kA at 690/1000V, Trip unit ETU600 LSI upgrade ready , colordisplay, bluetooth and USB interface, Protection LT, ST, INST, N-protection required an external N-sensor, incl. trip alarm switch (1xCO), front connection double hole, without Com & metering function Manual operating mechanism with mechanical closing, without Spring charging motor, Ready-to-close signal. switch, Auxiliary switches 2NO+2NC, without Closing coil (CC), manual operating mechanism with mechanical closing, without Remote trip alarm reset coil (RR), without 2nd shunt trip, without 1st Shunt trip | 75800 | 1 | Z\ | 1
3WA1106-8AE11-0AA0 |  | Fixed-mounted circuit breaker IEC 60947-2, frame size 1, 4-poles, N-pole left, In=630A, breaking capacity E, up to 1000V AC 50/60Hz, Icu=85/50kA at 690/1000V, Trip unit ETU600 LSI upgrade ready , colordisplay, bluetooth and USB interface, Protection LT, ST, INST, include N-protection, (internal N-sensor available), incl. trip alarm switch (1xCO), rear connection vertical, without Com & metering function Manual operating mechanism with mechanical closing, without Spring charging motor, Ready-to-close signal. switch, Auxiliary switches 2NO+2NC, without Closing coil (CC), manual operating mechanism with mechanical closing, without Remote trip alarm reset coil (RR), without 2nd shunt trip, without 1st Shunt trip | 95600 | 1 | Z\ | 1
3WA1106-8AE12-0AA0 |  | Fixed-mounted circuit breaker IEC 60947-2, frame size 1, 4-poles, N-pole left, In=630A, breaking capacity E, up to 1000V AC 50/60Hz, Icu=85/50kA at 690/1000V, Trip unit ETU600 LSI upgrade ready , colordisplay, bluetooth and USB interface, Protection LT, ST, INST, include N-protection, (internal N-sensor available), incl. trip alarm switch (1xCO), rear connection horizontal, without Com & metering function Manual operating mechanism with mechanical closing, without Spring charging motor, Ready-to-close signal. switch, Auxiliary switches 2NO+2NC, without Closing coil (CC), manual operating mechanism with mechanical closing, without Remote trip alarm reset coil (RR), without 2nd shunt trip, without 1st Shunt trip | 93400 | 1 | Z\ | 1
3WA1106-8AE13-0AA0 |  | Fixed-mounted circuit breaker IEC 60947-2, frame size 1, 4-poles, N-pole left, In=630A, breaking capacity E, up to 1000V AC 50/60Hz, Icu=85/50kA at 690/1000V, Trip unit ETU600 LSI upgrade ready , colordisplay, bluetooth and USB interface, Protection LT, ST, INST, include N-protection, (internal N-sensor available), incl. trip alarm switch (1xCO), front connection double hole, without Com & metering function Manual operating mechanism with mechanical closing, without Spring charging motor, Ready-to-close signal. switch, Auxiliary switches 2NO+2NC, without Closing coil (CC), manual operating mechanism with mechanical closing, without Remote trip alarm reset coil (RR), without 2nd shunt trip, without 1st Shunt trip | 100000 | 1 | Z\ | 1
3WA1106-8AE21-0AA0 |  | fixed-mounted circuit breaker, IEC 60947-2, size 1, 4-pole, N pole on right, In=630 A, breaking capacity E, up to 1000 V AC 50/60 Hz, Icc=85/50 kA at 690/1000 V, tripping unit ETU600 LSI upgradeable, color display, Bluetooth, USB interface, basic protection LT, ST, INST, including protection of the N conductor (internal neutral point sensor available), trip alarm switch (1 x CO), connection at rear vertical, without Com & metering function Manual operating mechanism with mechanical closing, without Spring charging motor, Ready-to-close signal. switch, Auxiliary switches 2NO+2NC, without Closing coil (CC), manual operating mechanism with mechanical closing, without Remote trip alarm reset coil (RR), without 2nd shunt trip, without 1st Shunt trip | 95600 | 1 | Z\ | 1
3WA1106-8AE22-0AA0 |  | fixed-mounted circuit breaker, IEC 60947-2, size 1, 4-pole, N pole on right, In=630 A, breaking capacity E, up to 1000 V AC 50/60 Hz, Icc=85/50 kA at 690/1000 V, tripping unit ETU600 LSI upgradeable, color display, Bluetooth, USB interface, basic protection LT, ST, INST, including protection of the N conductor (internal neutral point sensor available), trip alarm switch (1 x CO), connection at rear horizontal without Com & metering function Manual operating mechanism with mechanical closing, without Spring charging motor, Ready-to-close signal. switch, Auxiliary switches 2NO+2NC, without Closing coil (CC), manual operating mechanism with mechanical closing, without Remote trip alarm reset coil (RR), without 2nd shunt trip, without 1st Shunt trip | 93400 | 1 | Z\ | 1
3WA1106-8AE23-0AA0 |  | fixed-mounted circuit breaker, IEC 60947-2, size 1, 4-pole, N pole on right, In=630 A, breaking capacity E, up to 1000 V AC 50/60 Hz, Icc=85/50 kA at 690/1000 V, tripping unit ETU600 LSI upgradeable, color display, Bluetooth, USB interface, basic protection LT, ST, INST, including protection of the N conductor (internal neutral point sensor available), trip alarm switch (1 x CO), front connection double hole, without Com & metering function Manual operating mechanism with mechanical closing, without Spring charging motor, Ready-to-close signal. switch, Auxiliary switches 2NO+2NC, without Closing coil (CC), manual operating mechanism with mechanical closing, without Remote trip alarm reset coil (RR), without 2nd shunt trip, without 1st Shunt trip | 100000 | 1 | Z\ | 1
3WA1106-8AE31-0AA0 |  | Withdrawable circuit breaker with guide frame, IEC 60947-2, frame size 1, 3-poles, In=630A, breaking capacity E, up to 1000V AC 50/60Hz, Icu=85/50kA at 690/1000V, Trip unit ETU600 LSI upgrade ready , colordisplay, bluetooth and USB interface, Protection LT, ST, INST, N-protection required an external N-sensor, incl. trip alarm switch (1xCO), rear connection vertical, guide frame with shutter and w/o position signalling switch, without Com & metering function Manual operating mechanism with mechanical closing, without Spring charging motor, Ready-to-close signal. switch, Auxiliary switches 2NO+2NC, without Closing coil (CC), manual operating mechanism with mechanical closing, without Remote trip alarm reset coil (RR), without 2nd shunt trip, without 1st Shunt trip | 106000 | 1 | Z\ | 1
3WA1106-8AE32-0AA0 |  | Withdrawable circuit breaker with guide frame, IEC 60947-2, frame size 1, 3-poles, In=630A, breaking capacity E, up to 1000V AC 50/60Hz, Icu=85/50kA at 690/1000V, Trip unit ETU600 LSI upgrade ready , colordisplay, bluetooth and USB interface, Protection LT, ST, INST, N-protection required an external N-sensor, incl. trip alarm switch (1xCO), rear connection horizontal, guide frame with shutter and w/o position signalling switch, without Com & metering function Manual operating mechanism with mechanical closing, without Spring charging motor, Ready-to-close signal. switch, Auxiliary switches 2NO+2NC, without Closing coil (CC), manual operating mechanism with mechanical closing, without Remote trip alarm reset coil (RR), without 2nd shunt trip, without 1st Shunt trip | 103000 | 1 | Z\ | 1
3WA1106-8AE33-0AA0 |  | Withdrawable circuit breaker with guide frame, IEC 60947-2, frame size 1, 3-poles, In=630A, breaking capacity E, up to 1000V AC 50/60Hz, Icu=85/50kA at 690/1000V, Trip unit ETU600 LSI upgrade ready , colordisplay, bluetooth and USB interface, Protection LT, ST, INST, N-protection required an external N-sensor, incl. trip alarm switch (1xCO), front connection double hole, guide frame with shutter and w/o position signalling switch, without Com & metering function Manual operating mechanism with mechanical closing, without Spring charging motor, Ready-to-close signal. switch, Auxiliary switches 2NO+2NC, without Closing coil (CC), manual operating mechanism with mechanical closing, without Remote trip alarm reset coil (RR), without 2nd shunt trip, without 1st Shunt trip | 111000 | 1 | Z\ | 1
3WA1106-8AE34-0AA0 |  | Withdrawable circuit breaker with guide frame, IEC 60947-2, frame size 1, 3-poles, In=630A, breaking capacity E, up to 1000V AC 50/60Hz, Icu=85/50kA at 690/1000V, Trip unit ETU600 LSI upgrade ready , colordisplay, bluetooth and USB interface, Protection LT, ST, INST, N-protection required an external N-sensor, incl. trip alarm switch (1xCO), rear connection flange, guide frame with shutter and w/o position signalling switch, without Com & metering function Manual operating mechanism with mechanical closing, without Spring charging motor, Ready-to-close signal. switch, Auxiliary switches 2NO+2NC, without Closing coil (CC), manual operating mechanism with mechanical closing, without Remote trip alarm reset coil (RR), without 2nd shunt trip, without 1st Shunt trip | 103000 | 1 | Z\ | 1
3WA1106-8AE41-0AA0 |  | Withdrawable circuit breaker with guide frame, IEC 60947-2, frame size 1, 4-poles, N-pole left, In=630A, breaking capacity E, up to 1000V AC 50/60Hz, Icu=85/50kA at 690/1000V, Trip unit ETU600 LSI upgrade ready , colordisplay, bluetooth and USB interface, Protection LT, ST, INST, include N-protection, (internal N-sensor available), incl. trip alarm switch (1xCO), rear connection vertical, guide frame with shutter and w/o position signalling switch, without Com & metering function Manual operating mechanism with mechanical closing, without Spring charging motor, Ready-to-close signal. switch, Auxiliary switches 2NO+2NC, without Closing coil (CC), manual operating mechanism with mechanical closing, without Remote trip alarm reset coil (RR), without 2nd shunt trip, without 1st Shunt trip | 140000 | 1 | Z\ | 1
3WA1106-8AE42-0AA0 |  | Withdrawable circuit breaker with guide frame, IEC 60947-2, frame size 1, 4-poles, N-pole left, In=630A, breaking capacity E, up to 1000V AC 50/60Hz, Icu=85/50kA at 690/1000V, Trip unit ETU600 LSI upgrade ready , colordisplay, bluetooth and USB interface, Protection LT, ST, INST, include N-protection, (internal N-sensor available), incl. trip alarm switch (1xCO), rear connection horizontal, guide frame with shutter and w/o position signalling switch, without Com & metering function Manual operating mechanism with mechanical closing, without Spring charging motor, Ready-to-close signal. switch, Auxiliary switches 2NO+2NC, without Closing coil (CC), manual operating mechanism with mechanical closing, without Remote trip alarm reset coil (RR), without 2nd shunt trip, without 1st Shunt trip | 136000 | 1 | Z\ | 1
3WA1106-8AE43-0AA0 |  | Withdrawable circuit breaker with guide frame, IEC 60947-2, frame size 1, 4-poles, N-pole left, In=630A, breaking capacity E, up to 1000V AC 50/60Hz, Icu=85/50kA at 690/1000V, Trip unit ETU600 LSI upgrade ready , colordisplay, bluetooth and USB interface, Protection LT, ST, INST, include N-protection, (internal N-sensor available), incl. trip alarm switch (1xCO), front connection double hole, guide frame with shutter and w/o position signalling switch, without Com & metering function Manual operating mechanism with mechanical closing, without Spring charging motor, Ready-to-close signal. switch, Auxiliary switches 2NO+2NC, without Closing coil (CC), manual operating mechanism with mechanical closing, without Remote trip alarm reset coil (RR), without 2nd shunt trip, without 1st Shunt trip | 147000 | 1 | Z\ | 1
3WA1106-8AE44-0AA0 |  | Withdrawable circuit breaker with guide frame, IEC 60947-2, frame size 1, 4-poles, N-pole left, In=630A, breaking capacity E, up to 1000V AC 50/60Hz, Icu=85/50kA at 690/1000V, Trip unit ETU600 LSI upgrade ready , colordisplay, bluetooth and USB interface, Protection LT, ST, INST, include N-protection, (internal N-sensor available), incl. trip alarm switch (1xCO), rear connection flange, guide frame with shutter and w/o position signalling switch, without Com & metering function Manual operating mechanism with mechanical closing, without Spring charging motor, Ready-to-close signal. switch, Auxiliary switches 2NO+2NC, without Closing coil (CC), manual operating mechanism with mechanical closing, without Remote trip alarm reset coil (RR), without 2nd shunt trip, without 1st Shunt trip | 136000 | 1 | Z\ | 1
3WA1106-8AF01-0AA0 |  | Fixed-mounted circuit breaker IEC 60947-2, frame size 1, 3-poles, In=630A, breaking capacity E, up to 1000V AC 50/60Hz, Icu=85/50kA at 690/1000V, Trip unit ETU600 LSIG upgrade ready , colordisplay, bluetooth and USB interface, Protection LT, ST, INST, GFx, N-protection required an external N-sensor, incl. trip alarm switch (1xCO), rear connection vertical, without Com & metering function Manual operating mechanism with mechanical closing, without Spring charging motor, Ready-to-close signal. switch, Auxiliary switches 2NO+2NC, without Closing coil (CC), manual operating mechanism with mechanical closing, without Remote trip alarm reset coil (RR), without 2nd shunt trip, without 1st Shunt trip | 83100 | 1 | Z\ | 1
3WA1106-8AF02-0AA0 |  | Fixed-mounted circuit breaker IEC 60947-2, frame size 1, 3-poles, In=630A, breaking capacity E, up to 1000V AC 50/60Hz, Icu=85/50kA at 690/1000V, Trip unit ETU600 LSIG upgrade ready , colordisplay, bluetooth and USB interface, Protection LT, ST, INST, GFx, N-protection required an external N-sensor, incl. trip alarm switch (1xCO), rear connection horizontal, without Com & metering function Manual operating mechanism with mechanical closing, without Spring charging motor, Ready-to-close signal. switch, Auxiliary switches 2NO+2NC, without Closing coil (CC), manual operating mechanism with mechanical closing, without Remote trip alarm reset coil (RR), without 2nd shunt trip, without 1st Shunt trip | 81400 | 1 | Z\ | 1
3WA1106-8AF03-0AA0 |  | Fixed-mounted circuit breaker IEC 60947-2, frame size 1, 3-poles, In=630A, breaking capacity E, up to 1000V AC 50/60Hz, Icu=85/50kA at 690/1000V, Trip unit ETU600 LSIG upgrade ready , colordisplay, bluetooth and USB interface, Protection LT, ST, INST, GFx, N-protection required an external N-sensor, incl. trip alarm switch (1xCO), front connection double hole, without Com & metering function Manual operating mechanism with mechanical closing, without Spring charging motor, Ready-to-close signal. switch, Auxiliary switches 2NO+2NC, without Closing coil (CC), manual operating mechanism with mechanical closing, without Remote trip alarm reset coil (RR), without 2nd shunt trip, without 1st Shunt trip | 86400 | 1 | Z\ | 1
3WA1106-8AF11-0AA0 |  | Fixed-mounted circuit breaker IEC 60947-2, frame size 1, 4-poles, N-pole left, In=630A, breaking capacity E, up to 1000V AC 50/60Hz, Icu=85/50kA at 690/1000V, Trip unit ETU600 LSIG upgrade ready , colordisplay, bluetooth and USB interface, Protection LT, ST, INST, GFx, include N-protection, (internal N-sensor available), incl. trip alarm switch (1xCO), rear connection vertical, without Com & metering function Manual operating mechanism with mechanical closing, without Spring charging motor, Ready-to-close signal. switch, Auxiliary switches 2NO+2NC, without Closing coil (CC), manual operating mechanism with mechanical closing, without Remote trip alarm reset coil (RR), without 2nd shunt trip, without 1st Shunt trip | 106000 | 1 | Z\ | 1
3WA1106-8AF12-0AA0 |  | Fixed-mounted circuit breaker IEC 60947-2, frame size 1, 4-poles, N-pole left, In=630A, breaking capacity E, up to 1000V AC 50/60Hz, Icu=85/50kA at 690/1000V, Trip unit ETU600 LSIG upgrade ready , colordisplay, bluetooth and USB interface, Protection LT, ST, INST, GFx, include N-protection, (internal N-sensor available), incl. trip alarm switch (1xCO), rear connection horizontal, without Com & metering function Manual operating mechanism with mechanical closing, without Spring charging motor, Ready-to-close signal. switch, Auxiliary switches 2NO+2NC, without Closing coil (CC), manual operating mechanism with mechanical closing, without Remote trip alarm reset coil (RR), without 2nd shunt trip, without 1st Shunt trip | 104000 | 1 | Z\ | 1
3WA1106-8AF13-0AA0 |  | Fixed-mounted circuit breaker IEC 60947-2, frame size 1, 4-poles, N-pole left, In=630A, breaking capacity E, up to 1000V AC 50/60Hz, Icu=85/50kA at 690/1000V, Trip unit ETU600 LSIG upgrade ready , colordisplay, bluetooth and USB interface, Protection LT, ST, INST, GFx, include N-protection, (internal N-sensor available), incl. trip alarm switch (1xCO), front connection double hole, without Com & metering function Manual operating mechanism with mechanical closing, without Spring charging motor, Ready-to-close signal. switch, Auxiliary switches 2NO+2NC, without Closing coil (CC), manual operating mechanism with mechanical closing, without Remote trip alarm reset coil (RR), without 2nd shunt trip, without 1st Shunt trip | 111000 | 1 | Z\ | 1
3WA1106-8AF21-0AA0 |  | fixed-mounted circuit breaker, IEC 60947-2, size 1, 4-pole, N pole on right, In=630 A, breaking capacity E, up to 1000 V AC 50/60 Hz, Icc=85/50 kA at 690/1000 V, tripping unit ETU600 LSIG upgradeable, color display, Bluetooth, USB interface, basic protection LT, ST, INST, GFx, including protection of the N conductor (internal neutral point sensor available), trip alarm switch (1 x CO), connection at rear vertical, without Com & metering function Manual operating mechanism with mechanical closing, without Spring charging motor, Ready-to-close signal. switch, Auxiliary switches 2NO+2NC, without Closing coil (CC), manual operating mechanism with mechanical closing, without Remote trip alarm reset coil (RR), without 2nd shunt trip, without 1st Shunt trip | 106000 | 1 | Z\ | 1
3WA1106-8AF22-0AA0 |  | fixed-mounted circuit breaker, IEC 60947-2, size 1, 4-pole, N pole on right, In=630 A, breaking capacity E, up to 1000 V AC 50/60 Hz, Icc=85/50 kA at 690/1000 V, tripping unit ETU600 LSIG upgradeable, color display, Bluetooth, USB interface, basic protection LT, ST, INST, GFx, including protection of the N conductor (internal neutral point sensor available), trip alarm switch (1 x CO), connection at rear horizontal without Com & metering function Manual operating mechanism with mechanical closing, without Spring charging motor, Ready-to-close signal. switch, Auxiliary switches 2NO+2NC, without Closing coil (CC), manual operating mechanism with mechanical closing, without Remote trip alarm reset coil (RR), without 2nd shunt trip, without 1st Shunt trip | 104000 | 1 | Z\ | 1
3WA1106-8AF23-0AA0 |  | fixed-mounted circuit breaker, IEC 60947-2, size 1, 4-pole, N pole on right, In=630 A, breaking capacity E, up to 1000 V AC 50/60 Hz, Icc=85/50 kA at 690/1000 V, tripping unit ETU600 LSIG upgradeable, color display, Bluetooth, USB interface, basic protection LT, ST, INST, GFx, including protection of the N conductor (internal neutral point sensor available), trip alarm switch (1 x CO), front connection double hole, without Com & metering function Manual operating mechanism with mechanical closing, without Spring charging motor, Ready-to-close signal. switch, Auxiliary switches 2NO+2NC, without Closing coil (CC), manual operating mechanism with mechanical closing, without Remote trip alarm reset coil (RR), without 2nd shunt trip, without 1st Shunt trip | 111000 | 1 | Z\ | 1
3WA1106-8AF31-0AA0 |  | Withdrawable circuit breaker with guide frame, IEC 60947-2, frame size 1, 3-poles, In=630A, breaking capacity E, up to 1000V AC 50/60Hz, Icu=85/50kA at 690/1000V, Trip unit ETU600 LSIG upgrade ready , colordisplay, bluetooth and USB interface, Protection LT, ST, INST, GFx, N-protection required an external N-sensor, incl. trip alarm switch (1xCO), rear connection vertical, guide frame with shutter and w/o position signalling switch, without Com & metering function Manual operating mechanism with mechanical closing, without Spring charging motor, Ready-to-close signal. switch, Auxiliary switches 2NO+2NC, without Closing coil (CC), manual operating mechanism with mechanical closing, without Remote trip alarm reset coil (RR), without 2nd shunt trip, without 1st Shunt trip | 116000 | 1 | Z\ | 1
3WA1106-8AF32-0AA0 |  | Withdrawable circuit breaker with guide frame, IEC 60947-2, frame size 1, 3-poles, In=630A, breaking capacity E, up to 1000V AC 50/60Hz, Icu=85/50kA at 690/1000V, Trip unit ETU600 LSIG upgrade ready , colordisplay, bluetooth and USB interface, Protection LT, ST, INST, GFx, N-protection required an external N-sensor, incl. trip alarm switch (1xCO), rear connection horizontal, guide frame with shutter and w/o position signalling switch, without Com & metering function Manual operating mechanism with mechanical closing, without Spring charging motor, Ready-to-close signal. switch, Auxiliary switches 2NO+2NC, without Closing coil (CC), manual operating mechanism with mechanical closing, without Remote trip alarm reset coil (RR), without 2nd shunt trip, without 1st Shunt trip | 113000 | 1 | Z\ | 1
3WA1106-8AF33-0AA0 |  | Withdrawable circuit breaker with guide frame, IEC 60947-2, frame size 1, 3-poles, In=630A, breaking capacity E, up to 1000V AC 50/60Hz, Icu=85/50kA at 690/1000V, Trip unit ETU600 LSIG upgrade ready , colordisplay, bluetooth and USB interface, Protection LT, ST, INST, GFx, N-protection required an external N-sensor, incl. trip alarm switch (1xCO), front connection double hole, guide frame with shutter and w/o position signalling switch, without Com & metering function Manual operating mechanism with mechanical closing, without Spring charging motor, Ready-to-close signal. switch, Auxiliary switches 2NO+2NC, without Closing coil (CC), manual operating mechanism with mechanical closing, without Remote trip alarm reset coil (RR), without 2nd shunt trip, without 1st Shunt trip | 122000 | 1 | Z\ | 1
3WA1106-8AF34-0AA0 |  | Withdrawable circuit breaker with guide frame, IEC 60947-2, frame size 1, 3-poles, In=630A, breaking capacity E, up to 1000V AC 50/60Hz, Icu=85/50kA at 690/1000V, Trip unit ETU600 LSIG upgrade ready , colordisplay, bluetooth and USB interface, Protection LT, ST, INST, GFx, N-protection required an external N-sensor, incl. trip alarm switch (1xCO), rear connection flange, guide frame with shutter and w/o position signalling switch, without Com & metering function Manual operating mechanism with mechanical closing, without Spring charging motor, Ready-to-close signal. switch, Auxiliary switches 2NO+2NC, without Closing coil (CC), manual operating mechanism with mechanical closing, without Remote trip alarm reset coil (RR), without 2nd shunt trip, without 1st Shunt trip | 113000 | 1 | Z\ | 1
3WA1106-8AF41-0AA0 |  | Withdrawable circuit breaker with guide frame, IEC 60947-2, frame size 1, 4-poles, N-pole left, In=630A, breaking capacity E, up to 1000V AC 50/60Hz, Icu=85/50kA at 690/1000V, Trip unit ETU600 LSIG upgrade ready , colordisplay, bluetooth and USB interface, Protection LT, ST, INST, GFx, include N-protection, (internal N-sensor available), incl. trip alarm switch (1xCO), rear connection vertical, guide frame with shutter and w/o position signalling switch, without Com & metering function Manual operating mechanism with mechanical closing, without Spring charging motor, Ready-to-close signal. switch, Auxiliary switches 2NO+2NC, without Closing coil (CC), manual operating mechanism with mechanical closing, without Remote trip alarm reset coil (RR), without 2nd shunt trip, without 1st Shunt trip | 150000 | 1 | Z\ | 1
3WA1106-8AF42-0AA0 |  | Withdrawable circuit breaker with guide frame, IEC 60947-2, frame size 1, 4-poles, N-pole left, In=630A, breaking capacity E, up to 1000V AC 50/60Hz, Icu=85/50kA at 690/1000V, Trip unit ETU600 LSIG upgrade ready , colordisplay, bluetooth and USB interface, Protection LT, ST, INST, GFx, include N-protection, (internal N-sensor available), incl. trip alarm switch (1xCO), rear connection horizontal, guide frame with shutter and w/o position signalling switch, without Com & metering function Manual operating mechanism with mechanical closing, without Spring charging motor, Ready-to-close signal. switch, Auxiliary switches 2NO+2NC, without Closing coil (CC), manual operating mechanism with mechanical closing, without Remote trip alarm reset coil (RR), without 2nd shunt trip, without 1st Shunt trip | 146000 | 1 | Z\ | 1
3WA1106-8AF43-0AA0 |  | Withdrawable circuit breaker with guide frame, IEC 60947-2, frame size 1, 4-poles, N-pole left, In=630A, breaking capacity E, up to 1000V AC 50/60Hz, Icu=85/50kA at 690/1000V, Trip unit ETU600 LSIG upgrade ready , colordisplay, bluetooth and USB interface, Protection LT, ST, INST, GFx, include N-protection, (internal N-sensor available), incl. trip alarm switch (1xCO), front connection double hole, guide frame with shutter and w/o position signalling switch, without Com & metering function Manual operating mechanism with mechanical closing, without Spring charging motor, Ready-to-close signal. switch, Auxiliary switches 2NO+2NC, without Closing coil (CC), manual operating mechanism with mechanical closing, without Remote trip alarm reset coil (RR), without 2nd shunt trip, without 1st Shunt trip | 158000 | 1 | Z\ | 1
3WA1106-8AF44-0AA0 |  | Withdrawable circuit breaker with guide frame, IEC 60947-2, frame size 1, 4-poles, N-pole left, In=630A, breaking capacity E, up to 1000V AC 50/60Hz, Icu=85/50kA at 690/1000V, Trip unit ETU600 LSIG upgrade ready , colordisplay, bluetooth and USB interface, Protection LT, ST, INST, GFx, include N-protection, (internal N-sensor available), incl. trip alarm switch (1xCO), rear connection flange, guide frame with shutter and w/o position signalling switch, without Com & metering function Manual operating mechanism with mechanical closing, without Spring charging motor, Ready-to-close signal. switch, Auxiliary switches 2NO+2NC, without Closing coil (CC), manual operating mechanism with mechanical closing, without Remote trip alarm reset coil (RR), without 2nd shunt trip, without 1st Shunt trip | 146000 | 1 | Z\ | 1
3WA1106-8CA01-0AA0 |  | Non-automatic circuit breaker Fixed-mounted version, IEC 60947-2, frame size 1, 3-poles, In=630A to 1000V AC 50/60Hz, breaking capacity E Icc=85/50kA at 690/1000V, without electr. trip unit ETU, rear connection vertical, able to communication, Manual operating mechanism with mechanical closing, without Spring charging motor, Ready-to-close signal. switch, Auxiliary switches 2NO+2NC, without Closing coil (CC), manual operating mechanism with mechanical closing, without Remote trip alarm reset coil (RR), without 2nd shunt trip, without 1st Shunt trip | 69130 | 1 | Z\ | 1
3WA1106-8CA02-0AA0 |  | Non-automatic circuit breaker Fixed-mounted version, IEC 60947-2, frame size 1, 3-poles, In=630A to 1000V AC 50/60Hz, breaking capacity E Icc=85/50kA at 690/1000V, without electr. trip unit ETU, rear connection horizontal, able to communication, Manual operating mechanism with mechanical closing, without Spring charging motor, Ready-to-close signal. switch, Auxiliary switches 2NO+2NC, without Closing coil (CC), manual operating mechanism with mechanical closing, without Remote trip alarm reset coil (RR), without 2nd shunt trip, without 1st Shunt trip | 67430 | 1 | Z\ | 1
3WA1106-8CA03-0AA0 |  | Non-automatic circuit breaker Fixed-mounted version, IEC 60947-2, frame size 1, 3-poles, In=630A to 1000V AC 50/60Hz, breaking capacity E Icc=85/50kA at 690/1000V, without electr. trip unit ETU, front connection double hole, able to communication, Manual operating mechanism with mechanical closing, without Spring charging motor, Ready-to-close signal. switch, Auxiliary switches 2NO+2NC, without Closing coil (CC), manual operating mechanism with mechanical closing, without Remote trip alarm reset coil (RR), without 2nd shunt trip, without 1st Shunt trip | 72530 | 1 | Z\ | 1
3WA1106-8CA11-0AA0 |  | Non-automatic circuit breaker Fixed-mounted version, IEC 60947-2, frame size 1, 4-poles, N-pole left, In=630A to 1000V AC 50/60Hz, breaking capacity E Icc=85/50kA at 690/1000V, without electr. trip unit ETU, rear connection vertical, able to communication, Manual operating mechanism with mechanical closing, without Spring charging motor, Ready-to-close signal. switch, Auxiliary switches 2NO+2NC, without Closing coil (CC), manual operating mechanism with mechanical closing, without Remote trip alarm reset coil (RR), without 2nd shunt trip, without 1st Shunt trip | 89930 | 1 | Z\ | 1
3WA1106-8CA12-0AA0 |  | Non-automatic circuit breaker Fixed-mounted version, IEC 60947-2, frame size 1, 4-poles, N-pole left, In=630A to 1000V AC 50/60Hz, breaking capacity E Icc=85/50kA at 690/1000V, without electr. trip unit ETU, rear connection horizontal, able to communication, Manual operating mechanism with mechanical closing, without Spring charging motor, Ready-to-close signal. switch, Auxiliary switches 2NO+2NC, without Closing coil (CC), manual operating mechanism with mechanical closing, without Remote trip alarm reset coil (RR), without 2nd shunt trip, without 1st Shunt trip | 87630 | 1 | Z\ | 1
3WA1106-8CA13-0AA0 |  | Non-automatic circuit breaker Fixed-mounted version, IEC 60947-2, frame size 1, 4-poles, N-pole left, In=630A to 1000V AC 50/60Hz, breaking capacity E Icc=85/50kA at 690/1000V, without electr. trip unit ETU, front connection double hole, able to communication, Manual operating mechanism with mechanical closing, without Spring charging motor, Ready-to-close signal. switch, Auxiliary switches 2NO+2NC, without Closing coil (CC), manual operating mechanism with mechanical closing, without Remote trip alarm reset coil (RR), without 2nd shunt trip, without 1st Shunt trip | 94330 | 1 | Z\ | 1
3WA1106-8CA21-0AA0 |  | AC non-automatic air circuit breaker 3WA, fixed-mounted version, IEC 60947-2, size 1, 4-pole, N pole on right, In=630 A up to 1000 V AC 50/60 Hz, breaking capacity E, Icc=85/50 kA at 690/1000 V, without electronic trip unit ETU, connection at rear vertical, able to communication, Manual operating mechanism with mechanical closing, without Spring charging motor, Ready-to-close signal. switch, Auxiliary switches 2NO+2NC, without Closing coil (CC), manual operating mechanism with mechanical closing, without Remote trip alarm reset coil (RR), without 2nd shunt trip, without 1st Shunt trip | 89930 | 1 | Z\ | 1
3WA1106-8CA22-0AA0 |  | AC non-automatic air circuit breaker 3WA, fixed-mounted version, IEC 60947-2, size 1, 4-pole, N pole on right, In=630 A up to 1000 V AC 50/60 Hz, breaking capacity E, Icc=85/50 kA at 690/1000 V, without electronic trip unit ETU, connection at rear horizontal able to communication, Manual operating mechanism with mechanical closing, without Spring charging motor, Ready-to-close signal. switch, Auxiliary switches 2NO+2NC, without Closing coil (CC), manual operating mechanism with mechanical closing, without Remote trip alarm reset coil (RR), without 2nd shunt trip, without 1st Shunt trip | 87630 | 1 | Z\ | 1
3WA1106-8CA23-0AA0 |  | AC non-automatic air circuit breaker 3WA, fixed-mounted version, IEC 60947-2, size 1, 4-pole, N pole on right, In=630 A up to 1000 V AC 50/60 Hz, breaking capacity E, Icc=85/50 kA at 690/1000 V, without electronic trip unit ETU, front connection double hole, able to communication, Manual operating mechanism with mechanical closing, without Spring charging motor, Ready-to-close signal. switch, Auxiliary switches 2NO+2NC, without Closing coil (CC), manual operating mechanism with mechanical closing, without Remote trip alarm reset coil (RR), without 2nd shunt trip, without 1st Shunt trip | 94330 | 1 | Z\ | 1
3WA1106-8CA31-0AA0 |  | Non-automatic circuit breaker withdrawable version, with guide frame, IEC 60947-2, frame size 1, 3-poles, In=630A to 1000V AC 50/60Hz, breaking capacity E Icc=85/50kA at 690/1000V, without electr. trip unit ETU, rear connection vertical, guide frame with shutter and w/o position signalling switch, able to communication, Manual operating mechanism with mechanical closing, without Spring charging motor, Ready-to-close signal. switch, Auxiliary switches 2NO+2NC, without Closing coil (CC), manual operating mechanism with mechanical closing, without Remote trip alarm reset coil (RR), without 2nd shunt trip, without 1st Shunt trip | 98930 | 1 | Z\ | 1
3WA1106-8CA32-0AA0 |  | Non-automatic circuit breaker withdrawable version, with guide frame, IEC 60947-2, frame size 1, 3-poles, In=630A to 1000V AC 50/60Hz, breaking capacity E Icc=85/50kA at 690/1000V, without electr. trip unit ETU, rear connection horizontal, guide frame with shutter and w/o position signalling switch, able to communication, Manual operating mechanism with mechanical closing, without Spring charging motor, Ready-to-close signal. switch, Auxiliary switches 2NO+2NC, without Closing coil (CC), manual operating mechanism with mechanical closing, without Remote trip alarm reset coil (RR), without 2nd shunt trip, without 1st Shunt trip | 96030 | 1 | Z\ | 1
3WA1106-8CA33-0AA0 |  | Non-automatic circuit breaker withdrawable version, with guide frame, IEC 60947-2, frame size 1, 3-poles, In=630A to 1000V AC 50/60Hz, breaking capacity E Icc=85/50kA at 690/1000V, without electr. trip unit ETU, front connection double hole, guide frame with shutter and w/o position signalling switch, able to communication, Manual operating mechanism with mechanical closing, without Spring charging motor, Ready-to-close signal. switch, Auxiliary switches 2NO+2NC, without Closing coil (CC), manual operating mechanism with mechanical closing, without Remote trip alarm reset coil (RR), without 2nd shunt trip, without 1st Shunt trip | 104430 | 1 | Z\ | 1
3WA1106-8CA34-0AA0 |  | Non-automatic circuit breaker withdrawable version, with guide frame, IEC 60947-2, frame size 1, 3-poles, In=630A to 1000V AC 50/60Hz, breaking capacity E Icc=85/50kA at 690/1000V, without electr. trip unit ETU, rear connection flange, guide frame with shutter and w/o position signalling switch, able to communication, Manual operating mechanism with mechanical closing, without Spring charging motor, Ready-to-close signal. switch, Auxiliary switches 2NO+2NC, without Closing coil (CC), manual operating mechanism with mechanical closing, without Remote trip alarm reset coil (RR), without 2nd shunt trip, without 1st Shunt trip | 96030 | 1 | Z\ | 1
3WA1106-8CA41-0AA0 |  | Non-automatic circuit breaker withdrawable version, with guide frame, IEC 60947-2, frame size 1, 4-poles, N-pole left, In=630A to 1000V AC 50/60Hz, breaking capacity E Icc=85/50kA at 690/1000V, without electr. trip unit ETU, rear connection vertical, guide frame with shutter and w/o position signalling switch, able to communication, Manual operating mechanism with mechanical closing, without Spring charging motor, Ready-to-close signal. switch, Auxiliary switches 2NO+2NC, without Closing coil (CC), manual operating mechanism with mechanical closing, without Remote trip alarm reset coil (RR), without 2nd shunt trip, without 1st Shunt trip | 129430 | 1 | Z\ | 1
3WA1106-8CA42-0AA0 |  | Non-automatic circuit breaker withdrawable version, with guide frame, IEC 60947-2, frame size 1, 4-poles, N-pole left, In=630A to 1000V AC 50/60Hz, breaking capacity E Icc=85/50kA at 690/1000V, without electr. trip unit ETU, rear connection horizontal, guide frame with shutter and w/o position signalling switch, able to communication, Manual operating mechanism with mechanical closing, without Spring charging motor, Ready-to-close signal. switch, Auxiliary switches 2NO+2NC, without Closing coil (CC), manual operating mechanism with mechanical closing, without Remote trip alarm reset coil (RR), without 2nd shunt trip, without 1st Shunt trip | 125430 | 1 | Z\ | 1
3WA1106-8CA43-0AA0 |  | Non-automatic circuit breaker withdrawable version, with guide frame, IEC 60947-2, frame size 1, 4-poles, N-pole left, In=630A to 1000V AC 50/60Hz, breaking capacity E Icc=85/50kA at 690/1000V, without electr. trip unit ETU, front connection double hole, guide frame with shutter and w/o position signalling switch, able to communication, Manual operating mechanism with mechanical closing, without Spring charging motor, Ready-to-close signal. switch, Auxiliary switches 2NO+2NC, without Closing coil (CC), manual operating mechanism with mechanical closing, without Remote trip alarm reset coil (RR), without 2nd shunt trip, without 1st Shunt trip | 136430 | 1 | Z\ | 1
3WA1106-8CA44-0AA0 |  | Non-automatic circuit breaker withdrawable version, with guide frame, IEC 60947-2, frame size 1, 4-poles, N-pole left, In=630A to 1000V AC 50/60Hz, breaking capacity E Icc=85/50kA at 690/1000V, without electr. trip unit ETU, rear connection flange, guide frame with shutter and w/o position signalling switch, able to communication, Manual operating mechanism with mechanical closing, without Spring charging motor, Ready-to-close signal. switch, Auxiliary switches 2NO+2NC, without Closing coil (CC), manual operating mechanism with mechanical closing, without Remote trip alarm reset coil (RR), without 2nd shunt trip, without 1st Shunt trip | 125430 | 1 | Z\ | 1
3WA1108-2AA01-0AA0 |  | Non-automatic circuit breaker Fixed-mounted version, IEC 60947-2, frame size 1, 3-poles, In=800A up to 690V AC 50/60Hz, breaking capacity N Icc=55/42kA at 500/690V, without electr. trip unit ETU, rear connection vertical, without Com & metering function Manual operating mechanism with mechanical closing, without Spring charging motor, Ready-to-close signal. switch, Auxiliary switches 2NO+2NC, without Closing coil (CC), manual operating mechanism with mechanical closing, without Remote trip alarm reset coil (RR), without 2nd shunt trip, without 1st Shunt trip | 48200 | 1 | Z\ | 1
3WA1108-2AA02-0AA0 |  | Non-automatic circuit breaker Fixed-mounted version, IEC 60947-2, frame size 1, 3-poles, In=800A up to 690V AC 50/60Hz, breaking capacity N Icc=55/42kA at 500/690V, without electr. trip unit ETU, rear connection horizontal, without Com & metering function Manual operating mechanism with mechanical closing, without Spring charging motor, Ready-to-close signal. switch, Auxiliary switches 2NO+2NC, without Closing coil (CC), manual operating mechanism with mechanical closing, without Remote trip alarm reset coil (RR), without 2nd shunt trip, without 1st Shunt trip | 46500 | 1 | Z\ | 1
3WA1108-2AA03-0AA0 |  | Non-automatic circuit breaker Fixed-mounted version, IEC 60947-2, frame size 1, 3-poles, In=800A up to 690V AC 50/60Hz, breaking capacity N Icc=55/42kA at 500/690V, without electr. trip unit ETU, front connection double hole, without Com & metering function Manual operating mechanism with mechanical closing, without Spring charging motor, Ready-to-close signal. switch, Auxiliary switches 2NO+2NC, without Closing coil (CC), manual operating mechanism with mechanical closing, without Remote trip alarm reset coil (RR), without 2nd shunt trip, without 1st Shunt trip | 51700 | 1 | Z\ | 1
3WA1108-2AA11-0AA0 |  | Non-automatic circuit breaker Fixed-mounted version, IEC 60947-2, frame size 1, 4-poles, N-pole left, In=800A up to 690V AC 50/60Hz, breaking capacity N Icc=55/42kA at 500/690V, without electr. trip unit ETU, rear connection vertical, without Com & metering function Manual operating mechanism with mechanical closing, without Spring charging motor, Ready-to-close signal. switch, Auxiliary switches 2NO+2NC, without Closing coil (CC), manual operating mechanism with mechanical closing, without Remote trip alarm reset coil (RR), without 2nd shunt trip, without 1st Shunt trip | 63700 | 1 | Z\ | 1
3WA1108-2AA12-0AA0 |  | Non-automatic circuit breaker Fixed-mounted version, IEC 60947-2, frame size 1, 4-poles, N-pole left, In=800A up to 690V AC 50/60Hz, breaking capacity N Icc=55/42kA at 500/690V, without electr. trip unit ETU, rear connection horizontal, without Com & metering function Manual operating mechanism with mechanical closing, without Spring charging motor, Ready-to-close signal. switch, Auxiliary switches 2NO+2NC, without Closing coil (CC), manual operating mechanism with mechanical closing, without Remote trip alarm reset coil (RR), without 2nd shunt trip, without 1st Shunt trip | 61400 | 1 | Z\ | 1
3WA1108-2AA13-0AA0 |  | Non-automatic circuit breaker Fixed-mounted version, IEC 60947-2, frame size 1, 4-poles, N-pole left, In=800A up to 690V AC 50/60Hz, breaking capacity N Icc=55/42kA at 500/690V, without electr. trip unit ETU, front connection double hole, without Com & metering function Manual operating mechanism with mechanical closing, without Spring charging motor, Ready-to-close signal. switch, Auxiliary switches 2NO+2NC, without Closing coil (CC), manual operating mechanism with mechanical closing, without Remote trip alarm reset coil (RR), without 2nd shunt trip, without 1st Shunt trip | 68300 | 1 | Z\ | 1
3WA1108-2AA21-0AA0 |  | AC non-automatic air circuit breaker 3WA, fixed-mounted version, IEC 60947-2, size 1, 4-pole, N pole on right, In=800 A up to 690 V AC 50/60 Hz, breaking capacity N, Icc=55/42 kA at 500/690 V, without electronic trip unit ETU, connection at rear vertical, without Com & metering function Manual operating mechanism with mechanical closing, without Spring charging motor, Ready-to-close signal. switch, Auxiliary switches 2NO+2NC, without Closing coil (CC), manual operating mechanism with mechanical closing, without Remote trip alarm reset coil (RR), without 2nd shunt trip, without 1st Shunt trip | 63700 | 1 | Z\ | 1
3WA1108-2AA22-0AA0 |  | AC non-automatic air circuit breaker 3WA, fixed-mounted version, IEC 60947-2, size 1, 4-pole, N pole on right, In=800 A up to 690 V AC 50/60 Hz, breaking capacity N, Icc=55/42 kA at 500/690 V, without electronic trip unit ETU, connection at rear horizontal without Com & metering function Manual operating mechanism with mechanical closing, without Spring charging motor, Ready-to-close signal. switch, Auxiliary switches 2NO+2NC, without Closing coil (CC), manual operating mechanism with mechanical closing, without Remote trip alarm reset coil (RR), without 2nd shunt trip, without 1st Shunt trip | 61400 | 1 | Z\ | 1
3WA1108-2AA23-0AA0 |  | AC non-automatic air circuit breaker 3WA, fixed-mounted version, IEC 60947-2, size 1, 4-pole, N pole on right, In=800 A up to 690 V AC 50/60 Hz, breaking capacity N, Icc=55/42 kA at 500/690 V, without electronic trip unit ETU, front connection double hole, without Com & metering function Manual operating mechanism with mechanical closing, without Spring charging motor, Ready-to-close signal. switch, Auxiliary switches 2NO+2NC, without Closing coil (CC), manual operating mechanism with mechanical closing, without Remote trip alarm reset coil (RR), without 2nd shunt trip, without 1st Shunt trip | 68300 | 1 | Z\ | 1
3WA1108-2AA31-0AA0 |  | Non-automatic circuit breaker withdrawable version, with guide frame, IEC 60947-2, frame size 1, 3-poles, In=800A up to 690V AC 50/60Hz, breaking capacity N Icc=55/42kA at 500/690V, without electr. trip unit ETU, rear connection vertical, guide frame with shutter and w/o position signalling switch, without Com & metering function Manual operating mechanism with mechanical closing, without Spring charging motor, Ready-to-close signal. switch, Auxiliary switches 2NO+2NC, without Closing coil (CC), manual operating mechanism with mechanical closing, without Remote trip alarm reset coil (RR), without 2nd shunt trip, without 1st Shunt trip | 63400 | 1 | Z\ | 1
3WA1108-2AA32-0AA0 |  | Non-automatic circuit breaker withdrawable version, with guide frame, IEC 60947-2, frame size 1, 3-poles, In=800A up to 690V AC 50/60Hz, breaking capacity N Icc=55/42kA at 500/690V, without electr. trip unit ETU, rear connection horizontal, guide frame with shutter and w/o position signalling switch, without Com & metering function Manual operating mechanism with mechanical closing, without Spring charging motor, Ready-to-close signal. switch, Auxiliary switches 2NO+2NC, without Closing coil (CC), manual operating mechanism with mechanical closing, without Remote trip alarm reset coil (RR), without 2nd shunt trip, without 1st Shunt trip | 61600 | 1 | Z\ | 1
3WA1108-2AA32-0DD0-Z | S33T40 | Non-automatic circuit breaker withdrawable version, with guide frame, IEC 60947-2, frame size 1, 3-poles, In=800A up to 690V AC 50/60Hz, breaking capacity N Icc=55/42kA at 500/690V, without electr. trip unit ETU, rear connection horizontal, guide frame with shutter and w/o position signalling switch, without Com & metering function Manual operating mechanism with mechanical closing, without Spring charging motor, Ready-to-close signal. switch, Auxiliary switches 2NO+2NC, Closing coil (CC) 100% OP 110-127 V AC / 110-125 V DC, applicable for continuous duty, without Remote trip alarm reset coil (RR), Shunt trip (ST2) 100% OP 110-127 V AC / 110-125 V DC, suitable for continuous duty, without 1st Shunt trip Option S33 = Locking provision for Padlock device for charging handle padlocks are not included Option T40 = Door sealing frame IP41 | 72540 | 1 | Z\ | 1
3WA1108-2AA33-0AA0 |  | Non-automatic circuit breaker withdrawable version, with guide frame, IEC 60947-2, frame size 1, 3-poles, In=800A up to 690V AC 50/60Hz, breaking capacity N Icc=55/42kA at 500/690V, without electr. trip unit ETU, front connection double hole, guide frame with shutter and w/o position signalling switch, without Com & metering function Manual operating mechanism with mechanical closing, without Spring charging motor, Ready-to-close signal. switch, Auxiliary switches 2NO+2NC, without Closing coil (CC), manual operating mechanism with mechanical closing, without Remote trip alarm reset coil (RR), without 2nd shunt trip, without 1st Shunt trip | 67100 | 1 | Z\ | 1
3WA1108-2AA34-0AA0 |  | Non-automatic circuit breaker withdrawable version, with guide frame, IEC 60947-2, frame size 1, 3-poles, In=800A up to 690V AC 50/60Hz, breaking capacity N Icc=55/42kA at 500/690V, without electr. trip unit ETU, rear connection flange, guide frame with shutter and w/o position signalling switch, without Com & metering function Manual operating mechanism with mechanical closing, without Spring charging motor, Ready-to-close signal. switch, Auxiliary switches 2NO+2NC, without Closing coil (CC), manual operating mechanism with mechanical closing, without Remote trip alarm reset coil (RR), without 2nd shunt trip, without 1st Shunt trip | 61600 | 1 | Z\ | 1
3WA1108-2AA41-0AA0 |  | Non-automatic circuit breaker withdrawable version, with guide frame, IEC 60947-2, frame size 1, 4-poles, N-pole left, In=800A up to 690V AC 50/60Hz, breaking capacity N Icc=55/42kA at 500/690V, without electr. trip unit ETU, rear connection vertical, guide frame with shutter and w/o position signalling switch, without Com & metering function Manual operating mechanism with mechanical closing, without Spring charging motor, Ready-to-close signal. switch, Auxiliary switches 2NO+2NC, without Closing coil (CC), manual operating mechanism with mechanical closing, without Remote trip alarm reset coil (RR), without 2nd shunt trip, without 1st Shunt trip | 83700 | 1 | Z\ | 1
3WA1108-2AA42-0AA0 |  | Non-automatic circuit breaker withdrawable version, with guide frame, IEC 60947-2, frame size 1, 4-poles, N-pole left, In=800A up to 690V AC 50/60Hz, breaking capacity N Icc=55/42kA at 500/690V, without electr. trip unit ETU, rear connection horizontal, guide frame with shutter and w/o position signalling switch, without Com & metering function Manual operating mechanism with mechanical closing, without Spring charging motor, Ready-to-close signal. switch, Auxiliary switches 2NO+2NC, without Closing coil (CC), manual operating mechanism with mechanical closing, without Remote trip alarm reset coil (RR), without 2nd shunt trip, without 1st Shunt trip | 81300 | 1 | Z\ | 1
3WA1108-2AA43-0AA0 |  | Non-automatic circuit breaker withdrawable version, with guide frame, IEC 60947-2, frame size 1, 4-poles, N-pole left, In=800A up to 690V AC 50/60Hz, breaking capacity N Icc=55/42kA at 500/690V, without electr. trip unit ETU, front connection double hole, guide frame with shutter and w/o position signalling switch, without Com & metering function Manual operating mechanism with mechanical closing, without Spring charging motor, Ready-to-close signal. switch, Auxiliary switches 2NO+2NC, without Closing coil (CC), manual operating mechanism with mechanical closing, without Remote trip alarm reset coil (RR), without 2nd shunt trip, without 1st Shunt trip | 88600 | 1 | Z\ | 1
3WA1108-2AA44-0AA0 |  | Non-automatic circuit breaker withdrawable version, with guide frame, IEC 60947-2, frame size 1, 4-poles, N-pole left, In=800A up to 690V AC 50/60Hz, breaking capacity N Icc=55/42kA at 500/690V, without electr. trip unit ETU, rear connection flange, guide frame with shutter and w/o position signalling switch, without Com & metering function Manual operating mechanism with mechanical closing, without Spring charging motor, Ready-to-close signal. switch, Auxiliary switches 2NO+2NC, without Closing coil (CC), manual operating mechanism with mechanical closing, without Remote trip alarm reset coil (RR), without 2nd shunt trip, without 1st Shunt trip | 81300 | 1 | Z\ | 1
3WA1108-2AB01-0AA0 |  | Fixed-mounted circuit breaker IEC 60947-2, frame size 1, 3-poles, In=800A up to 690V AC 50/60Hz, breaking capacity N Icu=55/42kA at 500/690V, Trip unit ETU300 LSI optimized for standard applica- tions, without display Protection LT, ST, INST, N-protection required an external N-sensor, incl. trip alarm switch (1xCO), rear connection vertical, without Com & metering function Manual operating mechanism with mechanical closing, without Spring charging motor, Ready-to-close signal. switch, Auxiliary switches 2NO+2NC, without Closing coil (CC), manual operating mechanism with mechanical closing, without Remote trip alarm reset coil (RR), without 2nd shunt trip, without 1st Shunt trip | 50600 | 1 | Z\ | 1
3WA1108-2AB02-0AA0 |  | Fixed-mounted circuit breaker IEC 60947-2, frame size 1, 3-poles, In=800A up to 690V AC 50/60Hz, breaking capacity N Icu=55/42kA at 500/690V, Trip unit ETU300 LSI optimized for standard applica- tions, without display Protection LT, ST, INST, N-protection required an external N-sensor, incl. trip alarm switch (1xCO), rear connection horizontal, without Com & metering function Manual operating mechanism with mechanical closing, without Spring charging motor, Ready-to-close signal. switch, Auxiliary switches 2NO+2NC, without Closing coil (CC), manual operating mechanism with mechanical closing, without Remote trip alarm reset coil (RR), without 2nd shunt trip, without 1st Shunt trip | 48900 | 1 | Z\ | 1
3WA1108-2AB02-0AA0-Z | S07T40 | Fixed-mounted circuit breaker IEC 60947-2, frame size 1, 3-poles, In=800A up to 690V AC 50/60Hz, breaking capacity N Icu=55/42kA at 500/690V, Trip unit ETU300 LSI optimized for standard applica- tions, without display Protection LT, ST, INST, N-protection required an external N-sensor, incl. trip alarm switch (1xCO), rear connection horizontal, without Com & metering function Manual operating mechanism with mechanical closing, without Spring charging motor, Ready-to-close signal. switch, Auxiliary switches 2NO+2NC, without Closing coil (CC), manual operating mechanism with mechanical closing, without Remote trip alarm reset coil (RR), without 2nd shunt trip, without 1st Shunt trip Option S07 = Locking provision against unauthorized closing Secured Open; for padlock device Padlocks are not included. Option T40 = Door sealing frame IP41 | 52800 | 1 | Z\ | 1
3WA1108-2AB03-0AA0 |  | Fixed-mounted circuit breaker IEC 60947-2, frame size 1, 3-poles, In=800A up to 690V AC 50/60Hz, breaking capacity N Icu=55/42kA at 500/690V, Trip unit ETU300 LSI optimized for standard applica- tions, without display Protection LT, ST, INST, N-protection required an external N-sensor, incl. trip alarm switch (1xCO), front connection double hole, without Com & metering function Manual operating mechanism with mechanical closing, without Spring charging motor, Ready-to-close signal. switch, Auxiliary switches 2NO+2NC, without Closing coil (CC), manual operating mechanism with mechanical closing, without Remote trip alarm reset coil (RR), without 2nd shunt trip, without 1st Shunt trip | 54100 | 1 | Z\ | 1
3WA1108-2AB11-0AA0 |  | Fixed-mounted circuit breaker IEC 60947-2, frame size 1, 4-poles, N-pole left, In=800A up to 690V AC 50/60Hz, breaking capacity N Icu=55/42kA at 500/690V, Trip unit ETU300 LSI optimized for standard applica- tions, without display Protection LT, ST, INST, include N-protection, (internal N-sensor available), incl. trip alarm switch (1xCO), rear connection vertical, without Com & metering function Manual operating mechanism with mechanical closing, without Spring charging motor, Ready-to-close signal. switch, Auxiliary switches 2NO+2NC, without Closing coil (CC), manual operating mechanism with mechanical closing, without Remote trip alarm reset coil (RR), without 2nd shunt trip, without 1st Shunt trip | 68400 | 1 | Z\ | 1
3WA1108-2AB12-0AA0 |  | Fixed-mounted circuit breaker IEC 60947-2, frame size 1, 4-poles, N-pole left, In=800A up to 690V AC 50/60Hz, breaking capacity N Icu=55/42kA at 500/690V, Trip unit ETU300 LSI optimized for standard applica- tions, without display Protection LT, ST, INST, include N-protection, (internal N-sensor available), incl. trip alarm switch (1xCO), rear connection horizontal, without Com & metering function Manual operating mechanism with mechanical closing, without Spring charging motor, Ready-to-close signal. switch, Auxiliary switches 2NO+2NC, without Closing coil (CC), manual operating mechanism with mechanical closing, without Remote trip alarm reset coil (RR), without 2nd shunt trip, without 1st Shunt trip | 66100 | 1 | Z\ | 1
3WA1108-2AB13-0AA0 |  | Fixed-mounted circuit breaker IEC 60947-2, frame size 1, 4-poles, N-pole left, In=800A up to 690V AC 50/60Hz, breaking capacity N Icu=55/42kA at 500/690V, Trip unit ETU300 LSI optimized for standard applica- tions, without display Protection LT, ST, INST, include N-protection, (internal N-sensor available), incl. trip alarm switch (1xCO), front connection double hole, without Com & metering function Manual operating mechanism with mechanical closing, without Spring charging motor, Ready-to-close signal. switch, Auxiliary switches 2NO+2NC, without Closing coil (CC), manual operating mechanism with mechanical closing, without Remote trip alarm reset coil (RR), without 2nd shunt trip, without 1st Shunt trip | 73000 | 1 | Z\ | 1
3WA1108-2AB21-0AA0 |  | fixed-mounted circuit breaker, IEC 60947-2, size 1, 4-pole, N pole on right, In=800 A up to 690 V AC 50/60 Hz, breaking capacity N Icc=55/42 kA at 500/690 V, tripping unit ETU300 LSI optimized for standard applications, without display, basic protection LT, ST, INST, including protection of the N conductor (internal neutral point sensor available) trip alarm switch (1 x CO), connection at rear vertical, without Com & metering function Manual operating mechanism with mechanical closing, without Spring charging motor, Ready-to-close signal. switch, Auxiliary switches 2NO+2NC, without Closing coil (CC), manual operating mechanism with mechanical closing, without Remote trip alarm reset coil (RR), without 2nd shunt trip, without 1st Shunt trip | 68400 | 1 | Z\ | 1
3WA1108-2AB22-0AA0 |  | fixed-mounted circuit breaker, IEC 60947-2, size 1, 4-pole, N pole on right, In=800 A up to 690 V AC 50/60 Hz, breaking capacity N Icc=55/42 kA at 500/690 V, tripping unit ETU300 LSI optimized for standard applications, without display, basic protection LT, ST, INST, including protection of the N conductor (internal neutral point sensor available) trip alarm switch (1 x CO), connection at rear horizontal without Com & metering function Manual operating mechanism with mechanical closing, without Spring charging motor, Ready-to-close signal. switch, Auxiliary switches 2NO+2NC, without Closing coil (CC), manual operating mechanism with mechanical closing, without Remote trip alarm reset coil (RR), without 2nd shunt trip, without 1st Shunt trip | 66100 | 1 | Z\ | 1
3WA1108-2AB23-0AA0 |  | fixed-mounted circuit breaker, IEC 60947-2, size 1, 4-pole, N pole on right, In=800 A up to 690 V AC 50/60 Hz, breaking capacity N Icc=55/42 kA at 500/690 V, tripping unit ETU300 LSI optimized for standard applications, without display, basic protection LT, ST, INST, including protection of the N conductor (internal neutral point sensor available) trip alarm switch (1 x CO), front connection double hole, without Com & metering function Manual operating mechanism with mechanical closing, without Spring charging motor, Ready-to-close signal. switch, Auxiliary switches 2NO+2NC, without Closing coil (CC), manual operating mechanism with mechanical closing, without Remote trip alarm reset coil (RR), without 2nd shunt trip, without 1st Shunt trip | 73000 | 1 | Z\ | 1
3WA1108-2AB30-1AA0 |  | Withdrawable circuit breaker without guide frame, IEC 60947-2, frame size 1, 3-poles, In=800A up to 690V AC 50/60Hz, breaking capacity N Icu=55/42kA at 500/690V, Trip unit ETU300 LSI optimized for standard applica- tions, without display Protection LT, ST, INST, N-protection required an external N-sensor, incl. trip alarm switch (1xCO), without Com & metering function Manual operating mechanism with mechanical closing, without Spring charging motor, Ready-to-close signal. switch, Auxiliary switches 4NO+4NC, without Closing coil (CC), manual operating mechanism with mechanical closing, without Remote trip alarm reset coil (RR), without 2nd shunt trip, without 1st Shunt trip | 54480 | 1 | Z\ | 1
3WA1108-2AB31-0AA0 |  | Withdrawable circuit breaker with guide frame, IEC 60947-2, frame size 1, 3-poles, In=800A up to 690V AC 50/60Hz, breaking capacity N Icu=55/42kA at 500/690V, Trip unit ETU300 LSI optimized for standard applica- tions, without display Protection LT, ST, INST, N-protection required an external N-sensor, incl. trip alarm switch (1xCO), rear connection vertical, guide frame with shutter and w/o position signalling switch, without Com & metering function Manual operating mechanism with mechanical closing, without Spring charging motor, Ready-to-close signal. switch, Auxiliary switches 2NO+2NC, without Closing coil (CC), manual operating mechanism with mechanical closing, without Remote trip alarm reset coil (RR), without 2nd shunt trip, without 1st Shunt trip | 68200 | 1 | Z\ | 1
3WA1108-2AB32-0AA0 |  | Withdrawable circuit breaker with guide frame, IEC 60947-2, frame size 1, 3-poles, In=800A up to 690V AC 50/60Hz, breaking capacity N Icu=55/42kA at 500/690V, Trip unit ETU300 LSI optimized for standard applica- tions, without display Protection LT, ST, INST, N-protection required an external N-sensor, incl. trip alarm switch (1xCO), rear connection horizontal, guide frame with shutter and w/o position signalling switch, without Com & metering function Manual operating mechanism with mechanical closing, without Spring charging motor, Ready-to-close signal. switch, Auxiliary switches 2NO+2NC, without Closing coil (CC), manual operating mechanism with mechanical closing, without Remote trip alarm reset coil (RR), without 2nd shunt trip, without 1st Shunt trip | 66400 | 1 | Z\ | 1
3WA1108-2AB33-0AA0 |  | Withdrawable circuit breaker with guide frame, IEC 60947-2, frame size 1, 3-poles, In=800A up to 690V AC 50/60Hz, breaking capacity N Icu=55/42kA at 500/690V, Trip unit ETU300 LSI optimized for standard applica- tions, without display Protection LT, ST, INST, N-protection required an external N-sensor, incl. trip alarm switch (1xCO), front connection double hole, guide frame with shutter and w/o position signalling switch, without Com & metering function Manual operating mechanism with mechanical closing, without Spring charging motor, Ready-to-close signal. switch, Auxiliary switches 2NO+2NC, without Closing coil (CC), manual operating mechanism with mechanical closing, without Remote trip alarm reset coil (RR), without 2nd shunt trip, without 1st Shunt trip | 71800 | 1 | Z\ | 1
3WA1108-2AB34-0AA0 |  | Withdrawable circuit breaker with guide frame, IEC 60947-2, frame size 1, 3-poles, In=800A up to 690V AC 50/60Hz, breaking capacity N Icu=55/42kA at 500/690V, Trip unit ETU300 LSI optimized for standard applica- tions, without display Protection LT, ST, INST, N-protection required an external N-sensor, incl. trip alarm switch (1xCO), rear connection flange, guide frame with shutter and w/o position signalling switch, without Com & metering function Manual operating mechanism with mechanical closing, without Spring charging motor, Ready-to-close signal. switch, Auxiliary switches 2NO+2NC, without Closing coil (CC), manual operating mechanism with mechanical closing, without Remote trip alarm reset coil (RR), without 2nd shunt trip, without 1st Shunt trip | 66400 | 1 | Z\ | 1
3WA1108-2AB41-0AA0 |  | Withdrawable circuit breaker with guide frame, IEC 60947-2, frame size 1, 4-poles, N-pole left, In=800A up to 690V AC 50/60Hz, breaking capacity N Icu=55/42kA at 500/690V, Trip unit ETU300 LSI optimized for standard applica- tions, without display Protection LT, ST, INST, include N-protection, (internal N-sensor available), incl. trip alarm switch (1xCO), rear connection vertical, guide frame with shutter and w/o position signalling switch, without Com & metering function Manual operating mechanism with mechanical closing, without Spring charging motor, Ready-to-close signal. switch, Auxiliary switches 2NO+2NC, without Closing coil (CC), manual operating mechanism with mechanical closing, without Remote trip alarm reset coil (RR), without 2nd shunt trip, without 1st Shunt trip | 91700 | 1 | Z\ | 1
3WA1108-2AB42-0AA0 |  | Withdrawable circuit breaker with guide frame, IEC 60947-2, frame size 1, 4-poles, N-pole left, In=800A up to 690V AC 50/60Hz, breaking capacity N Icu=55/42kA at 500/690V, Trip unit ETU300 LSI optimized for standard applica- tions, without display Protection LT, ST, INST, include N-protection, (internal N-sensor available), incl. trip alarm switch (1xCO), rear connection horizontal, guide frame with shutter and w/o position signalling switch, without Com & metering function Manual operating mechanism with mechanical closing, without Spring charging motor, Ready-to-close signal. switch, Auxiliary switches 2NO+2NC, without Closing coil (CC), manual operating mechanism with mechanical closing, without Remote trip alarm reset coil (RR), without 2nd shunt trip, without 1st Shunt trip | 89300 | 1 | Z\ | 1
3WA1108-2AB42-2BA1-Z | S07T40 | Withdrawable circuit breaker with guide frame, IEC 60947-2, frame size 1, 4-poles, N-pole left, In=800A up to 690V AC 50/60Hz, breaking capacity N Icu=55/42kA at 500/690V, Trip unit ETU300 LSI optimized for standard applica- tions, without display Protection LT, ST, INST, include N-protection, (internal N-sensor available), incl. trip alarm switch (1xCO), rear connection horizontal, guide frame with shutter and w/o position signalling switch, without Com & metering function with manual and motorized operating mechanism (M) 24-30 V DC, Storage status and ready-to- close signaling switches, Auxiliary switches 2NO+2NC, Closing coil (CC) 100% OP 24-30 V DC, applicable for continuous duty, without Remote trip alarm reset coil (RR), without 2nd shunt trip, Shunt trip (ST) 100% OP 24-30 V DC, suitable for continuous duty, Option S07 = Locking provision against unauthorized closing Secured Open; for padlock device Padlocks are not included. Option T40 = Door sealing frame IP41 | 114480 | 1 | Z\ | 1
3WA1108-2AB43-0AA0 |  | Withdrawable circuit breaker with guide frame, IEC 60947-2, frame size 1, 4-poles, N-pole left, In=800A up to 690V AC 50/60Hz, breaking capacity N Icu=55/42kA at 500/690V, Trip unit ETU300 LSI optimized for standard applica- tions, without display Protection LT, ST, INST, include N-protection, (internal N-sensor available), incl. trip alarm switch (1xCO), front connection double hole, guide frame with shutter and w/o position signalling switch, without Com & metering function Manual operating mechanism with mechanical closing, without Spring charging motor, Ready-to-close signal. switch, Auxiliary switches 2NO+2NC, without Closing coil (CC), manual operating mechanism with mechanical closing, without Remote trip alarm reset coil (RR), without 2nd shunt trip, without 1st Shunt trip | 96500 | 1 | Z\ | 1
3WA1108-2AB44-0AA0 |  | Withdrawable circuit breaker with guide frame, IEC 60947-2, frame size 1, 4-poles, N-pole left, In=800A up to 690V AC 50/60Hz, breaking capacity N Icu=55/42kA at 500/690V, Trip unit ETU300 LSI optimized for standard applica- tions, without display Protection LT, ST, INST, include N-protection, (internal N-sensor available), incl. trip alarm switch (1xCO), rear connection flange, guide frame with shutter and w/o position signalling switch, without Com & metering function Manual operating mechanism with mechanical closing, without Spring charging motor, Ready-to-close signal. switch, Auxiliary switches 2NO+2NC, without Closing coil (CC), manual operating mechanism with mechanical closing, without Remote trip alarm reset coil (RR), without 2nd shunt trip, without 1st Shunt trip | 89300 | 1 | Z\ | 1
3WA1108-2AC01-0AA0 |  | Fixed-mounted circuit breaker IEC 60947-2, frame size 1, 3-poles, In=800A up to 690V AC 50/60Hz, breaking capacity N Icu=55/42kA at 500/690V, Trip unit ETU300 LSIG optimized for standard applica- tions, without display Protection LT, ST, INST, GF, N-protection required an external N-sensor, incl. trip alarm switch (1xCO), rear connection vertical, without Com & metering function Manual operating mechanism with mechanical closing, without Spring charging motor, Ready-to-close signal. switch, Auxiliary switches 2NO+2NC, without Closing coil (CC), manual operating mechanism with mechanical closing, without Remote trip alarm reset coil (RR), without 2nd shunt trip, without 1st Shunt trip | 56700 | 1 | Z\ | 1
3WA1108-2AC02-0AA0 |  | Fixed-mounted circuit breaker IEC 60947-2, frame size 1, 3-poles, In=800A up to 690V AC 50/60Hz, breaking capacity N Icu=55/42kA at 500/690V, Trip unit ETU300 LSIG optimized for standard applica- tions, without display Protection LT, ST, INST, GF, N-protection required an external N-sensor, incl. trip alarm switch (1xCO), rear connection horizontal, without Com & metering function Manual operating mechanism with mechanical closing, without Spring charging motor, Ready-to-close signal. switch, Auxiliary switches 2NO+2NC, without Closing coil (CC), manual operating mechanism with mechanical closing, without Remote trip alarm reset coil (RR), without 2nd shunt trip, without 1st Shunt trip | 55000 | 1 | Z\ | 1
3WA1108-2AC03-0AA0 |  | Fixed-mounted circuit breaker IEC 60947-2, frame size 1, 3-poles, In=800A up to 690V AC 50/60Hz, breaking capacity N Icu=55/42kA at 500/690V, Trip unit ETU300 LSIG optimized for standard applica- tions, without display Protection LT, ST, INST, GF, N-protection required an external N-sensor, incl. trip alarm switch (1xCO), front connection double hole, without Com & metering function Manual operating mechanism with mechanical closing, without Spring charging motor, Ready-to-close signal. switch, Auxiliary switches 2NO+2NC, without Closing coil (CC), manual operating mechanism with mechanical closing, without Remote trip alarm reset coil (RR), without 2nd shunt trip, without 1st Shunt trip | 60200 | 1 | Z\ | 1
3WA1108-2AC11-0AA0 |  | Fixed-mounted circuit breaker IEC 60947-2, frame size 1, 4-poles, N-pole left, In=800A up to 690V AC 50/60Hz, breaking capacity N Icu=55/42kA at 500/690V, Trip unit ETU300 LSIG optimized for standard applica- tions, without display Protection LT, ST, INST, GF, include N-protection, (internal N-sensor available), incl. trip alarm switch (1xCO), rear connection vertical, without Com & metering function Manual operating mechanism with mechanical closing, without Spring charging motor, Ready-to-close signal. switch, Auxiliary switches 2NO+2NC, without Closing coil (CC), manual operating mechanism with mechanical closing, without Remote trip alarm reset coil (RR), without 2nd shunt trip, without 1st Shunt trip | 74600 | 1 | Z\ | 1
3WA1108-2AC12-0AA0 |  | Fixed-mounted circuit breaker IEC 60947-2, frame size 1, 4-poles, N-pole left, In=800A up to 690V AC 50/60Hz, breaking capacity N Icu=55/42kA at 500/690V, Trip unit ETU300 LSIG optimized for standard applica- tions, without display Protection LT, ST, INST, GF, include N-protection, (internal N-sensor available), incl. trip alarm switch (1xCO), rear connection horizontal, without Com & metering function Manual operating mechanism with mechanical closing, without Spring charging motor, Ready-to-close signal. switch, Auxiliary switches 2NO+2NC, without Closing coil (CC), manual operating mechanism with mechanical closing, without Remote trip alarm reset coil (RR), without 2nd shunt trip, without 1st Shunt trip | 72300 | 1 | Z\ | 1
3WA1108-2AC13-0AA0 |  | Fixed-mounted circuit breaker IEC 60947-2, frame size 1, 4-poles, N-pole left, In=800A up to 690V AC 50/60Hz, breaking capacity N Icu=55/42kA at 500/690V, Trip unit ETU300 LSIG optimized for standard applica- tions, without display Protection LT, ST, INST, GF, include N-protection, (internal N-sensor available), incl. trip alarm switch (1xCO), front connection double hole, without Com & metering function Manual operating mechanism with mechanical closing, without Spring charging motor, Ready-to-close signal. switch, Auxiliary switches 2NO+2NC, without Closing coil (CC), manual operating mechanism with mechanical closing, without Remote trip alarm reset coil (RR), without 2nd shunt trip, without 1st Shunt trip | 79200 | 1 | Z\ | 1
3WA1108-2AC21-0AA0 |  | fixed-mounted circuit breaker, IEC 60947-2, size 1, 4-pole, N pole on right, In=800 A up to 690 V AC 50/60 Hz, breaking capacity N Icc=55/42 kA at 500/690 V, tripping unit ETU300 LSI G optimized for standard applications, without display, basic protection LT, ST, INST, GF, including protection of the N conductor (internal neutral point sensor available), trip alarm switch (1 x CO), connection at rear vertical, without Com & metering function Manual operating mechanism with mechanical closing, without Spring charging motor, Ready-to-close signal. switch, Auxiliary switches 2NO+2NC, without Closing coil (CC), manual operating mechanism with mechanical closing, without Remote trip alarm reset coil (RR), without 2nd shunt trip, without 1st Shunt trip | 74600 | 1 | Z\ | 1
3WA1108-2AC22-0AA0 |  | fixed-mounted circuit breaker, IEC 60947-2, size 1, 4-pole, N pole on right, In=800 A up to 690 V AC 50/60 Hz, breaking capacity N Icc=55/42 kA at 500/690 V, tripping unit ETU300 LSI G optimized for standard applications, without display, basic protection LT, ST, INST, GF, including protection of the N conductor (internal neutral point sensor available), trip alarm switch (1 x CO), connection at rear horizontal without Com & metering function Manual operating mechanism with mechanical closing, without Spring charging motor, Ready-to-close signal. switch, Auxiliary switches 2NO+2NC, without Closing coil (CC), manual operating mechanism with mechanical closing, without Remote trip alarm reset coil (RR), without 2nd shunt trip, without 1st Shunt trip | 72300 | 1 | Z\ | 1
3WA1108-2AC23-0AA0 |  | fixed-mounted circuit breaker, IEC 60947-2, size 1, 4-pole, N pole on right, In=800 A up to 690 V AC 50/60 Hz, breaking capacity N Icc=55/42 kA at 500/690 V, tripping unit ETU300 LSI G optimized for standard applications, without display, basic protection LT, ST, INST, GF, including protection of the N conductor (internal neutral point sensor available), trip alarm switch (1 x CO), front connection double hole, without Com & metering function Manual operating mechanism with mechanical closing, without Spring charging motor, Ready-to-close signal. switch, Auxiliary switches 2NO+2NC, without Closing coil (CC), manual operating mechanism with mechanical closing, without Remote trip alarm reset coil (RR), without 2nd shunt trip, without 1st Shunt trip | 79200 | 1 | Z\ | 1
3WA1108-2AC31-0AA0 |  | Withdrawable circuit breaker with guide frame, IEC 60947-2, frame size 1, 3-poles, In=800A up to 690V AC 50/60Hz, breaking capacity N Icu=55/42kA at 500/690V, Trip unit ETU300 LSIG optimized for standard applica- tions, without display Protection LT, ST, INST, GF, N-protection required an external N-sensor, incl. trip alarm switch (1xCO), rear connection vertical, guide frame with shutter and w/o position signalling switch, without Com & metering function Manual operating mechanism with mechanical closing, without Spring charging motor, Ready-to-close signal. switch, Auxiliary switches 2NO+2NC, without Closing coil (CC), manual operating mechanism with mechanical closing, without Remote trip alarm reset coil (RR), without 2nd shunt trip, without 1st Shunt trip | 74400 | 1 | Z\ | 1
3WA1108-2AC32-0AA0 |  | Withdrawable circuit breaker with guide frame, IEC 60947-2, frame size 1, 3-poles, In=800A up to 690V AC 50/60Hz, breaking capacity N Icu=55/42kA at 500/690V, Trip unit ETU300 LSIG optimized for standard applica- tions, without display Protection LT, ST, INST, GF, N-protection required an external N-sensor, incl. trip alarm switch (1xCO), rear connection horizontal, guide frame with shutter and w/o position signalling switch, without Com & metering function Manual operating mechanism with mechanical closing, without Spring charging motor, Ready-to-close signal. switch, Auxiliary switches 2NO+2NC, without Closing coil (CC), manual operating mechanism with mechanical closing, without Remote trip alarm reset coil (RR), without 2nd shunt trip, without 1st Shunt trip | 72500 | 1 | Z\ | 1
3WA1108-2AC33-0AA0 |  | Withdrawable circuit breaker with guide frame, IEC 60947-2, frame size 1, 3-poles, In=800A up to 690V AC 50/60Hz, breaking capacity N Icu=55/42kA at 500/690V, Trip unit ETU300 LSIG optimized for standard applica- tions, without display Protection LT, ST, INST, GF, N-protection required an external N-sensor, incl. trip alarm switch (1xCO), front connection double hole, guide frame with shutter and w/o position signalling switch, without Com & metering function Manual operating mechanism with mechanical closing, without Spring charging motor, Ready-to-close signal. switch, Auxiliary switches 2NO+2NC, without Closing coil (CC), manual operating mechanism with mechanical closing, without Remote trip alarm reset coil (RR), without 2nd shunt trip, without 1st Shunt trip | 78000 | 1 | Z\ | 1
3WA1108-2AC34-0AA0 |  | Withdrawable circuit breaker with guide frame, IEC 60947-2, frame size 1, 3-poles, In=800A up to 690V AC 50/60Hz, breaking capacity N Icu=55/42kA at 500/690V, Trip unit ETU300 LSIG optimized for standard applica- tions, without display Protection LT, ST, INST, GF, N-protection required an external N-sensor, incl. trip alarm switch (1xCO), rear connection flange, guide frame with shutter and w/o position signalling switch, without Com & metering function Manual operating mechanism with mechanical closing, without Spring charging motor, Ready-to-close signal. switch, Auxiliary switches 2NO+2NC, without Closing coil (CC), manual operating mechanism with mechanical closing, without Remote trip alarm reset coil (RR), without 2nd shunt trip, without 1st Shunt trip | 72500 | 1 | Z\ | 1
3WA1108-2AC41-0AA0 |  | Withdrawable circuit breaker with guide frame, IEC 60947-2, frame size 1, 4-poles, N-pole left, In=800A up to 690V AC 50/60Hz, breaking capacity N Icu=55/42kA at 500/690V, Trip unit ETU300 LSIG optimized for standard applica- tions, without display Protection LT, ST, INST, GF, include N-protection, (internal N-sensor available), incl. trip alarm switch (1xCO), rear connection vertical, guide frame with shutter and w/o position signalling switch, without Com & metering function Manual operating mechanism with mechanical closing, without Spring charging motor, Ready-to-close signal. switch, Auxiliary switches 2NO+2NC, without Closing coil (CC), manual operating mechanism with mechanical closing, without Remote trip alarm reset coil (RR), without 2nd shunt trip, without 1st Shunt trip | 97800 | 1 | Z\ | 1
3WA1108-2AC42-0AA0 |  | Withdrawable circuit breaker with guide frame, IEC 60947-2, frame size 1, 4-poles, N-pole left, In=800A up to 690V AC 50/60Hz, breaking capacity N Icu=55/42kA at 500/690V, Trip unit ETU300 LSIG optimized for standard applica- tions, without display Protection LT, ST, INST, GF, include N-protection, (internal N-sensor available), incl. trip alarm switch (1xCO), rear connection horizontal, guide frame with shutter and w/o position signalling switch, without Com & metering function Manual operating mechanism with mechanical closing, without Spring charging motor, Ready-to-close signal. switch, Auxiliary switches 2NO+2NC, without Closing coil (CC), manual operating mechanism with mechanical closing, without Remote trip alarm reset coil (RR), without 2nd shunt trip, without 1st Shunt trip | 95400 | 1 | Z\ | 1
3WA1108-2AC43-0AA0 |  | Withdrawable circuit breaker with guide frame, IEC 60947-2, frame size 1, 4-poles, N-pole left, In=800A up to 690V AC 50/60Hz, breaking capacity N Icu=55/42kA at 500/690V, Trip unit ETU300 LSIG optimized for standard applica- tions, without display Protection LT, ST, INST, GF, include N-protection, (internal N-sensor available), incl. trip alarm switch (1xCO), front connection double hole, guide frame with shutter and w/o position signalling switch, without Com & metering function Manual operating mechanism with mechanical closing, without Spring charging motor, Ready-to-close signal. switch, Auxiliary switches 2NO+2NC, without Closing coil (CC), manual operating mechanism with mechanical closing, without Remote trip alarm reset coil (RR), without 2nd shunt trip, without 1st Shunt trip | 103000 | 1 | Z\ | 1
3WA1108-2AC44-0AA0 |  | Withdrawable circuit breaker with guide frame, IEC 60947-2, frame size 1, 4-poles, N-pole left, In=800A up to 690V AC 50/60Hz, breaking capacity N Icu=55/42kA at 500/690V, Trip unit ETU300 LSIG optimized for standard applica- tions, without display Protection LT, ST, INST, GF, include N-protection, (internal N-sensor available), incl. trip alarm switch (1xCO), rear connection flange, guide frame with shutter and w/o position signalling switch, without Com & metering function Manual operating mechanism with mechanical closing, without Spring charging motor, Ready-to-close signal. switch, Auxiliary switches 2NO+2NC, without Closing coil (CC), manual operating mechanism with mechanical closing, without Remote trip alarm reset coil (RR), without 2nd shunt trip, without 1st Shunt trip | 95400 | 1 | Z\ | 1
3WA1108-2AC52-0AA8 |  | withdrawable circuit breaker, with guide frame, IEC 60947-2, size 1, 4-pole, N pole on right, In=800 A up to 690 V AC 50/60 Hz, breaking capacity N Icc=55/42 kA at 500/690 V, tripping unit ETU300 LSI G optimized for standard applications, without display, basic protection LT, ST, INST, GF, including protection of the N conductor (internal neutral point sensor available), trip alarm switch (1 x CO), connection at rear horizontal guide frame with shutter, without position signaling switch without Com & metering function Manual operating mechanism with mechanical closing, without Spring charging motor, Ready-to-close signal. switch, Auxiliary switches 2NO+2NC, without Closing coil (CC), manual operating mechanism with mechanical closing, without Remote trip alarm reset coil (RR), without 2nd shunt trip, Shunt trip (ST) 5% OP 208-240 V AC / 220-250 V DC, for momentary duty, | 98490 | 1 | Z\ | 1
3WA1108-2AE01-0AA0 |  | Fixed-mounted circuit breaker IEC 60947-2, frame size 1, 3-poles, In=800A up to 690V AC 50/60Hz, breaking capacity N Icu=55/42kA at 500/690V, Trip unit ETU600 LSI upgrade ready , colordisplay, bluetooth and USB interface, Protection LT, ST, INST, N-protection required an external N-sensor, incl. trip alarm switch (1xCO), rear connection vertical, without Com & metering function Manual operating mechanism with mechanical closing, without Spring charging motor, Ready-to-close signal. switch, Auxiliary switches 2NO+2NC, without Closing coil (CC), manual operating mechanism with mechanical closing, without Remote trip alarm reset coil (RR), without 2nd shunt trip, without 1st Shunt trip | 55700 | 1 | Z\ | 1
3WA1108-2AE02-0AA0 |  | Fixed-mounted circuit breaker IEC 60947-2, frame size 1, 3-poles, In=800A up to 690V AC 50/60Hz, breaking capacity N Icu=55/42kA at 500/690V, Trip unit ETU600 LSI upgrade ready , colordisplay, bluetooth and USB interface, Protection LT, ST, INST, N-protection required an external N-sensor, incl. trip alarm switch (1xCO), rear connection horizontal, without Com & metering function Manual operating mechanism with mechanical closing, without Spring charging motor, Ready-to-close signal. switch, Auxiliary switches 2NO+2NC, without Closing coil (CC), manual operating mechanism with mechanical closing, without Remote trip alarm reset coil (RR), without 2nd shunt trip, without 1st Shunt trip | 54000 | 1 | Z\ | 1
3WA1108-2AE03-0AA0 |  | Fixed-mounted circuit breaker IEC 60947-2, frame size 1, 3-poles, In=800A up to 690V AC 50/60Hz, breaking capacity N Icu=55/42kA at 500/690V, Trip unit ETU600 LSI upgrade ready , colordisplay, bluetooth and USB interface, Protection LT, ST, INST, N-protection required an external N-sensor, incl. trip alarm switch (1xCO), front connection double hole, without Com & metering function Manual operating mechanism with mechanical closing, without Spring charging motor, Ready-to-close signal. switch, Auxiliary switches 2NO+2NC, without Closing coil (CC), manual operating mechanism with mechanical closing, without Remote trip alarm reset coil (RR), without 2nd shunt trip, without 1st Shunt trip | 59100 | 1 | Z\ | 1
3WA1108-2AE11-0AA0 |  | Fixed-mounted circuit breaker IEC 60947-2, frame size 1, 4-poles, N-pole left, In=800A up to 690V AC 50/60Hz, breaking capacity N Icu=55/42kA at 500/690V, Trip unit ETU600 LSI upgrade ready , colordisplay, bluetooth and USB interface, Protection LT, ST, INST, include N-protection, (internal N-sensor available), incl. trip alarm switch (1xCO), rear connection vertical, without Com & metering function Manual operating mechanism with mechanical closing, without Spring charging motor, Ready-to-close signal. switch, Auxiliary switches 2NO+2NC, without Closing coil (CC), manual operating mechanism with mechanical closing, without Remote trip alarm reset coil (RR), without 2nd shunt trip, without 1st Shunt trip | 73500 | 1 | Z\ | 1
3WA1108-2AE12-0AA0 |  | Fixed-mounted circuit breaker IEC 60947-2, frame size 1, 4-poles, N-pole left, In=800A up to 690V AC 50/60Hz, breaking capacity N Icu=55/42kA at 500/690V, Trip unit ETU600 LSI upgrade ready , colordisplay, bluetooth and USB interface, Protection LT, ST, INST, include N-protection, (internal N-sensor available), incl. trip alarm switch (1xCO), rear connection horizontal, without Com & metering function Manual operating mechanism with mechanical closing, without Spring charging motor, Ready-to-close signal. switch, Auxiliary switches 2NO+2NC, without Closing coil (CC), manual operating mechanism with mechanical closing, without Remote trip alarm reset coil (RR), without 2nd shunt trip, without 1st Shunt trip | 71200 | 1 | Z\ | 1
3WA1108-2AE13-0AA0 |  | Fixed-mounted circuit breaker IEC 60947-2, frame size 1, 4-poles, N-pole left, In=800A up to 690V AC 50/60Hz, breaking capacity N Icu=55/42kA at 500/690V, Trip unit ETU600 LSI upgrade ready , colordisplay, bluetooth and USB interface, Protection LT, ST, INST, include N-protection, (internal N-sensor available), incl. trip alarm switch (1xCO), front connection double hole, without Com & metering function Manual operating mechanism with mechanical closing, without Spring charging motor, Ready-to-close signal. switch, Auxiliary switches 2NO+2NC, without Closing coil (CC), manual operating mechanism with mechanical closing, without Remote trip alarm reset coil (RR), without 2nd shunt trip, without 1st Shunt trip | 78100 | 1 | Z\ | 1
3WA1108-2AE21-0AA0 |  | fixed-mounted circuit breaker, IEC 60947-2, size 1, 4-pole, N pole on right, In=800 A up to 690 V AC 50/60 Hz, breaking capacity N Icc=55/42 kA at 500/690 V, tripping unit ETU600 LSI upgradeable, color display, Bluetooth, USB interface, basic protection LT, ST, INST, including protection of the N conductor (internal neutral point sensor available), trip alarm switch (1 x CO), connection at rear vertical, without Com & metering function Manual operating mechanism with mechanical closing, without Spring charging motor, Ready-to-close signal. switch, Auxiliary switches 2NO+2NC, without Closing coil (CC), manual operating mechanism with mechanical closing, without Remote trip alarm reset coil (RR), without 2nd shunt trip, without 1st Shunt trip | 73500 | 1 | Z\ | 1
3WA1108-2AE22-0AA0 |  | fixed-mounted circuit breaker, IEC 60947-2, size 1, 4-pole, N pole on right, In=800 A up to 690 V AC 50/60 Hz, breaking capacity N Icc=55/42 kA at 500/690 V, tripping unit ETU600 LSI upgradeable, color display, Bluetooth, USB interface, basic protection LT, ST, INST, including protection of the N conductor (internal neutral point sensor available), trip alarm switch (1 x CO), connection at rear horizontal without Com & metering function Manual operating mechanism with mechanical closing, without Spring charging motor, Ready-to-close signal. switch, Auxiliary switches 2NO+2NC, without Closing coil (CC), manual operating mechanism with mechanical closing, without Remote trip alarm reset coil (RR), without 2nd shunt trip, without 1st Shunt trip | 71200 | 1 | Z\ | 1
3WA1108-2AE23-0AA0 |  | fixed-mounted circuit breaker, IEC 60947-2, size 1, 4-pole, N pole on right, In=800 A up to 690 V AC 50/60 Hz, breaking capacity N Icc=55/42 kA at 500/690 V, tripping unit ETU600 LSI upgradeable, color display, Bluetooth, USB interface, basic protection LT, ST, INST, including protection of the N conductor (internal neutral point sensor available), trip alarm switch (1 x CO), front connection double hole, without Com & metering function Manual operating mechanism with mechanical closing, without Spring charging motor, Ready-to-close signal. switch, Auxiliary switches 2NO+2NC, without Closing coil (CC), manual operating mechanism with mechanical closing, without Remote trip alarm reset coil (RR), without 2nd shunt trip, without 1st Shunt trip | 78100 | 1 | Z\ | 1
3WA1108-2AE31-0AA0 |  | Withdrawable circuit breaker with guide frame, IEC 60947-2, frame size 1, 3-poles, In=800A up to 690V AC 50/60Hz, breaking capacity N Icu=55/42kA at 500/690V, Trip unit ETU600 LSI upgrade ready , colordisplay, bluetooth and USB interface, Protection LT, ST, INST, N-protection required an external N-sensor, incl. trip alarm switch (1xCO), rear connection vertical, guide frame with shutter and w/o position signalling switch, without Com & metering function Manual operating mechanism with mechanical closing, without Spring charging motor, Ready-to-close signal. switch, Auxiliary switches 2NO+2NC, without Closing coil (CC), manual operating mechanism with mechanical closing, without Remote trip alarm reset coil (RR), without 2nd shunt trip, without 1st Shunt trip | 73300 | 1 | Z\ | 1
3WA1108-2AE32-0AA0 |  | Withdrawable circuit breaker with guide frame, IEC 60947-2, frame size 1, 3-poles, In=800A up to 690V AC 50/60Hz, breaking capacity N Icu=55/42kA at 500/690V, Trip unit ETU600 LSI upgrade ready , colordisplay, bluetooth and USB interface, Protection LT, ST, INST, N-protection required an external N-sensor, incl. trip alarm switch (1xCO), rear connection horizontal, guide frame with shutter and w/o position signalling switch, without Com & metering function Manual operating mechanism with mechanical closing, without Spring charging motor, Ready-to-close signal. switch, Auxiliary switches 2NO+2NC, without Closing coil (CC), manual operating mechanism with mechanical closing, without Remote trip alarm reset coil (RR), without 2nd shunt trip, without 1st Shunt trip | 71500 | 1 | Z\ | 1
3WA1108-2AE32-5BB0-Z | S07T40 | Withdrawable circuit breaker with guide frame, IEC 60947-2, frame size 1, 3-poles, In=800A up to 690V AC 50/60Hz, breaking capacity N Icu=55/42kA at 500/690V, Trip unit ETU600 LSI upgrade ready , colordisplay, bluetooth and USB interface, Protection LT, ST, INST, N-protection required an external N-sensor, incl. trip alarm switch (1xCO), rear connection horizontal, guide frame with shutter and w/o position signalling switch, without Com & metering function with manual and motorized operating mechanism (M) 24-30 V DC, Storage status and ready-to- close signaling switches, Auxiliary switches 4NO+4NC, Closing coil (CC) 100% OP 24-30 V DC, applicable for continuous duty, without Remote trip alarm reset coil (RR), Shunt trip (ST2) 100% OP 24-30 V DC, suitable for continuous duty, without 1st Shunt trip Option S07 = Locking provision against unauthorized closing Secured Open; for padlock device Padlocks are not included. Option T40 = Door sealing frame IP41 | 99780 | 1 | Z\ | 1
3WA1108-2AE33-0AA0 |  | Withdrawable circuit breaker with guide frame, IEC 60947-2, frame size 1, 3-poles, In=800A up to 690V AC 50/60Hz, breaking capacity N Icu=55/42kA at 500/690V, Trip unit ETU600 LSI upgrade ready , colordisplay, bluetooth and USB interface, Protection LT, ST, INST, N-protection required an external N-sensor, incl. trip alarm switch (1xCO), front connection double hole, guide frame with shutter and w/o position signalling switch, without Com & metering function Manual operating mechanism with mechanical closing, without Spring charging motor, Ready-to-close signal. switch, Auxiliary switches 2NO+2NC, without Closing coil (CC), manual operating mechanism with mechanical closing, without Remote trip alarm reset coil (RR), without 2nd shunt trip, without 1st Shunt trip | 76900 | 1 | Z\ | 1
3WA1108-2AE34-0AA0 |  | Withdrawable circuit breaker with guide frame, IEC 60947-2, frame size 1, 3-poles, In=800A up to 690V AC 50/60Hz, breaking capacity N Icu=55/42kA at 500/690V, Trip unit ETU600 LSI upgrade ready , colordisplay, bluetooth and USB interface, Protection LT, ST, INST, N-protection required an external N-sensor, incl. trip alarm switch (1xCO), rear connection flange, guide frame with shutter and w/o position signalling switch, without Com & metering function Manual operating mechanism with mechanical closing, without Spring charging motor, Ready-to-close signal. switch, Auxiliary switches 2NO+2NC, without Closing coil (CC), manual operating mechanism with mechanical closing, without Remote trip alarm reset coil (RR), without 2nd shunt trip, without 1st Shunt trip | 71500 | 1 | Z\ | 1
3WA1108-2AE41-0AA0 |  | Withdrawable circuit breaker with guide frame, IEC 60947-2, frame size 1, 4-poles, N-pole left, In=800A up to 690V AC 50/60Hz, breaking capacity N Icu=55/42kA at 500/690V, Trip unit ETU600 LSI upgrade ready , colordisplay, bluetooth and USB interface, Protection LT, ST, INST, include N-protection, (internal N-sensor available), incl. trip alarm switch (1xCO), rear connection vertical, guide frame with shutter and w/o position signalling switch, without Com & metering function Manual operating mechanism with mechanical closing, without Spring charging motor, Ready-to-close signal. switch, Auxiliary switches 2NO+2NC, without Closing coil (CC), manual operating mechanism with mechanical closing, without Remote trip alarm reset coil (RR), without 2nd shunt trip, without 1st Shunt trip | 96800 | 1 | Z\ | 1
3WA1108-2AE42-0AA0 |  | Withdrawable circuit breaker with guide frame, IEC 60947-2, frame size 1, 4-poles, N-pole left, In=800A up to 690V AC 50/60Hz, breaking capacity N Icu=55/42kA at 500/690V, Trip unit ETU600 LSI upgrade ready , colordisplay, bluetooth and USB interface, Protection LT, ST, INST, include N-protection, (internal N-sensor available), incl. trip alarm switch (1xCO), rear connection horizontal, guide frame with shutter and w/o position signalling switch, without Com & metering function Manual operating mechanism with mechanical closing, without Spring charging motor, Ready-to-close signal. switch, Auxiliary switches 2NO+2NC, without Closing coil (CC), manual operating mechanism with mechanical closing, without Remote trip alarm reset coil (RR), without 2nd shunt trip, without 1st Shunt trip | 94400 | 1 | Z\ | 1
3WA1108-2AE43-0AA0 |  | Withdrawable circuit breaker with guide frame, IEC 60947-2, frame size 1, 4-poles, N-pole left, In=800A up to 690V AC 50/60Hz, breaking capacity N Icu=55/42kA at 500/690V, Trip unit ETU600 LSI upgrade ready , colordisplay, bluetooth and USB interface, Protection LT, ST, INST, include N-protection, (internal N-sensor available), incl. trip alarm switch (1xCO), front connection double hole, guide frame with shutter and w/o position signalling switch, without Com & metering function Manual operating mechanism with mechanical closing, without Spring charging motor, Ready-to-close signal. switch, Auxiliary switches 2NO+2NC, without Closing coil (CC), manual operating mechanism with mechanical closing, without Remote trip alarm reset coil (RR), without 2nd shunt trip, without 1st Shunt trip | 102000 | 1 | Z\ | 1
3WA1108-2AE44-0AA0 |  | Withdrawable circuit breaker with guide frame, IEC 60947-2, frame size 1, 4-poles, N-pole left, In=800A up to 690V AC 50/60Hz, breaking capacity N Icu=55/42kA at 500/690V, Trip unit ETU600 LSI upgrade ready , colordisplay, bluetooth and USB interface, Protection LT, ST, INST, include N-protection, (internal N-sensor available), incl. trip alarm switch (1xCO), rear connection flange, guide frame with shutter and w/o position signalling switch, without Com & metering function Manual operating mechanism with mechanical closing, without Spring charging motor, Ready-to-close signal. switch, Auxiliary switches 2NO+2NC, without Closing coil (CC), manual operating mechanism with mechanical closing, without Remote trip alarm reset coil (RR), without 2nd shunt trip, without 1st Shunt trip | 94400 | 1 | Z\ | 1
3WA1108-2AF01-0AA0 |  | Fixed-mounted circuit breaker IEC 60947-2, frame size 1, 3-poles, In=800A up to 690V AC 50/60Hz, breaking capacity N Icu=55/42kA at 500/690V, Trip unit ETU600 LSIG upgrade ready , colordisplay, bluetooth and USB interface, Protection LT, ST, INST, GFx, N-protection required an external N-sensor, incl. trip alarm switch (1xCO), rear connection vertical, without Com & metering function Manual operating mechanism with mechanical closing, without Spring charging motor, Ready-to-close signal. switch, Auxiliary switches 2NO+2NC, without Closing coil (CC), manual operating mechanism with mechanical closing, without Remote trip alarm reset coil (RR), without 2nd shunt trip, without 1st Shunt trip | 66300 | 1 | Z\ | 1
3WA1108-2AF02-0AA0 |  | Fixed-mounted circuit breaker IEC 60947-2, frame size 1, 3-poles, In=800A up to 690V AC 50/60Hz, breaking capacity N Icu=55/42kA at 500/690V, Trip unit ETU600 LSIG upgrade ready , colordisplay, bluetooth and USB interface, Protection LT, ST, INST, GFx, N-protection required an external N-sensor, incl. trip alarm switch (1xCO), rear connection horizontal, without Com & metering function Manual operating mechanism with mechanical closing, without Spring charging motor, Ready-to-close signal. switch, Auxiliary switches 2NO+2NC, without Closing coil (CC), manual operating mechanism with mechanical closing, without Remote trip alarm reset coil (RR), without 2nd shunt trip, without 1st Shunt trip | 64600 | 1 | Z\ | 1
3WA1108-2AF03-0AA0 |  | Fixed-mounted circuit breaker IEC 60947-2, frame size 1, 3-poles, In=800A up to 690V AC 50/60Hz, breaking capacity N Icu=55/42kA at 500/690V, Trip unit ETU600 LSIG upgrade ready , colordisplay, bluetooth and USB interface, Protection LT, ST, INST, GFx, N-protection required an external N-sensor, incl. trip alarm switch (1xCO), front connection double hole, without Com & metering function Manual operating mechanism with mechanical closing, without Spring charging motor, Ready-to-close signal. switch, Auxiliary switches 2NO+2NC, without Closing coil (CC), manual operating mechanism with mechanical closing, without Remote trip alarm reset coil (RR), without 2nd shunt trip, without 1st Shunt trip | 69800 | 1 | Z\ | 1
3WA1108-2AF11-0AA0 |  | Fixed-mounted circuit breaker IEC 60947-2, frame size 1, 4-poles, N-pole left, In=800A up to 690V AC 50/60Hz, breaking capacity N Icu=55/42kA at 500/690V, Trip unit ETU600 LSIG upgrade ready , colordisplay, bluetooth and USB interface, Protection LT, ST, INST, GFx, include N-protection, (internal N-sensor available), incl. trip alarm switch (1xCO), rear connection vertical, without Com & metering function Manual operating mechanism with mechanical closing, without Spring charging motor, Ready-to-close signal. switch, Auxiliary switches 2NO+2NC, without Closing coil (CC), manual operating mechanism with mechanical closing, without Remote trip alarm reset coil (RR), without 2nd shunt trip, without 1st Shunt trip | 84200 | 1 | Z\ | 1
3WA1108-2AF12-0AA0 |  | Fixed-mounted circuit breaker IEC 60947-2, frame size 1, 4-poles, N-pole left, In=800A up to 690V AC 50/60Hz, breaking capacity N Icu=55/42kA at 500/690V, Trip unit ETU600 LSIG upgrade ready , colordisplay, bluetooth and USB interface, Protection LT, ST, INST, GFx, include N-protection, (internal N-sensor available), incl. trip alarm switch (1xCO), rear connection horizontal, without Com & metering function Manual operating mechanism with mechanical closing, without Spring charging motor, Ready-to-close signal. switch, Auxiliary switches 2NO+2NC, without Closing coil (CC), manual operating mechanism with mechanical closing, without Remote trip alarm reset coil (RR), without 2nd shunt trip, without 1st Shunt trip | 81900 | 1 | Z\ | 1
3WA1108-2AF13-0AA0 |  | Fixed-mounted circuit breaker IEC 60947-2, frame size 1, 4-poles, N-pole left, In=800A up to 690V AC 50/60Hz, breaking capacity N Icu=55/42kA at 500/690V, Trip unit ETU600 LSIG upgrade ready , colordisplay, bluetooth and USB interface, Protection LT, ST, INST, GFx, include N-protection, (internal N-sensor available), incl. trip alarm switch (1xCO), front connection double hole, without Com & metering function Manual operating mechanism with mechanical closing, without Spring charging motor, Ready-to-close signal. switch, Auxiliary switches 2NO+2NC, without Closing coil (CC), manual operating mechanism with mechanical closing, without Remote trip alarm reset coil (RR), without 2nd shunt trip, without 1st Shunt trip | 88700 | 1 | Z\ | 1
3WA1108-2AF21-0AA0 |  | fixed-mounted circuit breaker, IEC 60947-2, size 1, 4-pole, N pole on right, In=800 A up to 690 V AC 50/60 Hz, breaking capacity N Icc=55/42 kA at 500/690 V, tripping unit ETU600 LSIG upgradeable, color display, Bluetooth, USB interface, basic protection LT, ST, INST, GFx, including protection of the N conductor (internal neutral point sensor available), trip alarm switch (1 x CO), connection at rear vertical, without Com & metering function Manual operating mechanism with mechanical closing, without Spring charging motor, Ready-to-close signal. switch, Auxiliary switches 2NO+2NC, without Closing coil (CC), manual operating mechanism with mechanical closing, without Remote trip alarm reset coil (RR), without 2nd shunt trip, without 1st Shunt trip | 84200 | 1 | Z\ | 1
3WA1108-2AF22-0AA0 |  | fixed-mounted circuit breaker, IEC 60947-2, size 1, 4-pole, N pole on right, In=800 A up to 690 V AC 50/60 Hz, breaking capacity N Icc=55/42 kA at 500/690 V, tripping unit ETU600 LSIG upgradeable, color display, Bluetooth, USB interface, basic protection LT, ST, INST, GFx, including protection of the N conductor (internal neutral point sensor available), trip alarm switch (1 x CO), connection at rear horizontal without Com & metering function Manual operating mechanism with mechanical closing, without Spring charging motor, Ready-to-close signal. switch, Auxiliary switches 2NO+2NC, without Closing coil (CC), manual operating mechanism with mechanical closing, without Remote trip alarm reset coil (RR), without 2nd shunt trip, without 1st Shunt trip | 81900 | 1 | Z\ | 1
3WA1108-2AF23-0AA0 |  | fixed-mounted circuit breaker, IEC 60947-2, size 1, 4-pole, N pole on right, In=800 A up to 690 V AC 50/60 Hz, breaking capacity N Icc=55/42 kA at 500/690 V, tripping unit ETU600 LSIG upgradeable, color display, Bluetooth, USB interface, basic protection LT, ST, INST, GFx, including protection of the N conductor (internal neutral point sensor available), trip alarm switch (1 x CO), front connection double hole, without Com & metering function Manual operating mechanism with mechanical closing, without Spring charging motor, Ready-to-close signal. switch, Auxiliary switches 2NO+2NC, without Closing coil (CC), manual operating mechanism with mechanical closing, without Remote trip alarm reset coil (RR), without 2nd shunt trip, without 1st Shunt trip | 88700 | 1 | Z\ | 1
3WA1108-2AF31-0AA0 |  | Withdrawable circuit breaker with guide frame, IEC 60947-2, frame size 1, 3-poles, In=800A up to 690V AC 50/60Hz, breaking capacity N Icu=55/42kA at 500/690V, Trip unit ETU600 LSIG upgrade ready , colordisplay, bluetooth and USB interface, Protection LT, ST, INST, GFx, N-protection required an external N-sensor, incl. trip alarm switch (1xCO), rear connection vertical, guide frame with shutter and w/o position signalling switch, without Com & metering function Manual operating mechanism with mechanical closing, without Spring charging motor, Ready-to-close signal. switch, Auxiliary switches 2NO+2NC, without Closing coil (CC), manual operating mechanism with mechanical closing, without Remote trip alarm reset coil (RR), without 2nd shunt trip, without 1st Shunt trip | 83900 | 1 | Z\ | 1
3WA1108-2AF32-0AA0 |  | Withdrawable circuit breaker with guide frame, IEC 60947-2, frame size 1, 3-poles, In=800A up to 690V AC 50/60Hz, breaking capacity N Icu=55/42kA at 500/690V, Trip unit ETU600 LSIG upgrade ready , colordisplay, bluetooth and USB interface, Protection LT, ST, INST, GFx, N-protection required an external N-sensor, incl. trip alarm switch (1xCO), rear connection horizontal, guide frame with shutter and w/o position signalling switch, without Com & metering function Manual operating mechanism with mechanical closing, without Spring charging motor, Ready-to-close signal. switch, Auxiliary switches 2NO+2NC, without Closing coil (CC), manual operating mechanism with mechanical closing, without Remote trip alarm reset coil (RR), without 2nd shunt trip, without 1st Shunt trip | 82100 | 1 | Z\ | 1
3WA1108-2AF32-1DD3-Z | S33T40 | Withdrawable circuit breaker with guide frame, IEC 60947-2, frame size 1, 3-poles, In=800A up to 690V AC 50/60Hz, breaking capacity N Icu=55/42kA at 500/690V, Trip unit ETU600 LSIG upgrade ready , colordisplay, bluetooth and USB interface, Protection LT, ST, INST, GFx, N-protection required an external N-sensor, incl. trip alarm switch (1xCO), rear connection horizontal, guide frame with shutter and w/o position signalling switch, without Com & metering function Manual operating mechanism with mechanical closing, without Spring charging motor, Ready-to-close signal. switch, Auxiliary switches 4NO+4NC, Closing coil (CC) 100% OP 110-127 V AC / 110-125 V DC, applicable for continuous duty, without Remote trip alarm reset coil (RR), Shunt trip (ST2) 100% OP 110-127 V AC / 110-125 V DC, suitable for continuous duty, Shunt trip (ST) 100% OP 110-127 V AC / 110-125 V DC, suitable for continuous duty, Option S33 = Locking provision for Padlock device for charging handle padlocks are not included Option T40 = Door sealing frame IP41 | 99310 | 1 | Z\ | 1
3WA1108-2AF33-0AA0 |  | Withdrawable circuit breaker with guide frame, IEC 60947-2, frame size 1, 3-poles, In=800A up to 690V AC 50/60Hz, breaking capacity N Icu=55/42kA at 500/690V, Trip unit ETU600 LSIG upgrade ready , colordisplay, bluetooth and USB interface, Protection LT, ST, INST, GFx, N-protection required an external N-sensor, incl. trip alarm switch (1xCO), front connection double hole, guide frame with shutter and w/o position signalling switch, without Com & metering function Manual operating mechanism with mechanical closing, without Spring charging motor, Ready-to-close signal. switch, Auxiliary switches 2NO+2NC, without Closing coil (CC), manual operating mechanism with mechanical closing, without Remote trip alarm reset coil (RR), without 2nd shunt trip, without 1st Shunt trip | 87500 | 1 | Z\ | 1
3WA1108-2AF34-0AA0 |  | Withdrawable circuit breaker with guide frame, IEC 60947-2, frame size 1, 3-poles, In=800A up to 690V AC 50/60Hz, breaking capacity N Icu=55/42kA at 500/690V, Trip unit ETU600 LSIG upgrade ready , colordisplay, bluetooth and USB interface, Protection LT, ST, INST, GFx, N-protection required an external N-sensor, incl. trip alarm switch (1xCO), rear connection flange, guide frame with shutter and w/o position signalling switch, without Com & metering function Manual operating mechanism with mechanical closing, without Spring charging motor, Ready-to-close signal. switch, Auxiliary switches 2NO+2NC, without Closing coil (CC), manual operating mechanism with mechanical closing, without Remote trip alarm reset coil (RR), without 2nd shunt trip, without 1st Shunt trip | 82100 | 1 | Z\ | 1
3WA1108-2AF34-1DD0-Z | S33T40 | Withdrawable circuit breaker with guide frame, IEC 60947-2, frame size 1, 3-poles, In=800A up to 690V AC 50/60Hz, breaking capacity N Icu=55/42kA at 500/690V, Trip unit ETU600 LSIG upgrade ready , colordisplay, bluetooth and USB interface, Protection LT, ST, INST, GFx, N-protection required an external N-sensor, incl. trip alarm switch (1xCO), rear connection flange, guide frame with shutter and w/o position signalling switch, without Com & metering function Manual operating mechanism with mechanical closing, without Spring charging motor, Ready-to-close signal. switch, Auxiliary switches 4NO+4NC, Closing coil (CC) 100% OP 110-127 V AC / 110-125 V DC, applicable for continuous duty, without Remote trip alarm reset coil (RR), Shunt trip (ST2) 100% OP 110-127 V AC / 110-125 V DC, suitable for continuous duty, without 1st Shunt trip Option S33 = Locking provision for Padlock device for charging handle padlocks are not included Option T40 = Door sealing frame IP41 | 96220 | 1 | Z\ | 1
3WA1108-2AF41-0AA0 |  | Withdrawable circuit breaker with guide frame, IEC 60947-2, frame size 1, 4-poles, N-pole left, In=800A up to 690V AC 50/60Hz, breaking capacity N Icu=55/42kA at 500/690V, Trip unit ETU600 LSIG upgrade ready , colordisplay, bluetooth and USB interface, Protection LT, ST, INST, GFx, include N-protection, (internal N-sensor available), incl. trip alarm switch (1xCO), rear connection vertical, guide frame with shutter and w/o position signalling switch, without Com & metering function Manual operating mechanism with mechanical closing, without Spring charging motor, Ready-to-close signal. switch, Auxiliary switches 2NO+2NC, without Closing coil (CC), manual operating mechanism with mechanical closing, without Remote trip alarm reset coil (RR), without 2nd shunt trip, without 1st Shunt trip | 107000 | 1 | Z\ | 1
3WA1108-2AF42-0AA0 |  | Withdrawable circuit breaker with guide frame, IEC 60947-2, frame size 1, 4-poles, N-pole left, In=800A up to 690V AC 50/60Hz, breaking capacity N Icu=55/42kA at 500/690V, Trip unit ETU600 LSIG upgrade ready , colordisplay, bluetooth and USB interface, Protection LT, ST, INST, GFx, include N-protection, (internal N-sensor available), incl. trip alarm switch (1xCO), rear connection horizontal, guide frame with shutter and w/o position signalling switch, without Com & metering function Manual operating mechanism with mechanical closing, without Spring charging motor, Ready-to-close signal. switch, Auxiliary switches 2NO+2NC, without Closing coil (CC), manual operating mechanism with mechanical closing, without Remote trip alarm reset coil (RR), without 2nd shunt trip, without 1st Shunt trip | 105000 | 1 | Z\ | 1
3WA1108-2AF43-0AA0 |  | Withdrawable circuit breaker with guide frame, IEC 60947-2, frame size 1, 4-poles, N-pole left, In=800A up to 690V AC 50/60Hz, breaking capacity N Icu=55/42kA at 500/690V, Trip unit ETU600 LSIG upgrade ready , colordisplay, bluetooth and USB interface, Protection LT, ST, INST, GFx, include N-protection, (internal N-sensor available), incl. trip alarm switch (1xCO), front connection double hole, guide frame with shutter and w/o position signalling switch, without Com & metering function Manual operating mechanism with mechanical closing, without Spring charging motor, Ready-to-close signal. switch, Auxiliary switches 2NO+2NC, without Closing coil (CC), manual operating mechanism with mechanical closing, without Remote trip alarm reset coil (RR), without 2nd shunt trip, without 1st Shunt trip | 112000 | 1 | Z\ | 1
3WA1108-2AF44-0AA0 |  | Withdrawable circuit breaker with guide frame, IEC 60947-2, frame size 1, 4-poles, N-pole left, In=800A up to 690V AC 50/60Hz, breaking capacity N Icu=55/42kA at 500/690V, Trip unit ETU600 LSIG upgrade ready , colordisplay, bluetooth and USB interface, Protection LT, ST, INST, GFx, include N-protection, (internal N-sensor available), incl. trip alarm switch (1xCO), rear connection flange, guide frame with shutter and w/o position signalling switch, without Com & metering function Manual operating mechanism with mechanical closing, without Spring charging motor, Ready-to-close signal. switch, Auxiliary switches 2NO+2NC, without Closing coil (CC), manual operating mechanism with mechanical closing, without Remote trip alarm reset coil (RR), without 2nd shunt trip, without 1st Shunt trip | 105000 | 1 | Z\ | 1
3WA1108-2AF62-0EA4-Z | C25R10T40 | Withdrawable circuit breaker with guide frame, IEC 60947-2, frame size 1, 3-poles, In=800A up to 690V AC 50/60Hz, breaking capacity N Icu=55/42kA at 500/690V, Trip unit ETU600 LSIG upgrade ready , colordisplay, bluetooth and USB interface, Protection LT, ST, INST, GFx, N-protection required an external N-sensor, incl. trip alarm switch (1xCO), rear connection horizontal, guide frame with shutter and position signall. switch (3xW), without Com & metering function Manual operating mechanism with mechanical closing, without Spring charging motor, Ready-to-close signal. switch, Auxiliary switches 2NO+2NC, Closing coil (CC) 100% OP 208-240 V AC / 220-250 V DC, applicable for continuous duty, without Remote trip alarm reset coil (RR), without 2nd shunt trip, Shunt trip (ST) 100% OP 208-240 V AC / 220-250 V DC, suitable for continuous duty, Option C25 = Emergency OPEN button Mushroom pushbutton Option R10 = Arc chute cover; for withdrawable breakers Not possible with breaking capacity C, E and D and frame size 2 4000A AC. Option T40 = Door sealing frame IP41 | 102620 | 1 | Z\ | 1
3WA1108-2AF62-4EQ4-Z | C01R30S07T40 | Withdrawable circuit breaker with guide frame, IEC 60947-2, frame size 1, 3-poles, In=800A up to 690V AC 50/60Hz, breaking capacity N Icu=55/42kA at 500/690V, Trip unit ETU600 LSIG upgrade ready , colordisplay, bluetooth and USB interface, Protection LT, ST, INST, GFx, N-protection required an external N-sensor, incl. trip alarm switch (1xCO), rear connection horizontal, guide frame with shutter and position signall. switch (3xW), without Com & metering function with manual and motorized operating mechanism (M) 208-240 V AC / 220-250 V DC, Storage status and ready-to- close signaling switches, Auxiliary switches 2NO+2NC, Closing coil (CC) 100% OP 208-240 V AC / 220-250 V DC, applicable for continuous duty, without Remote trip alarm reset coil (RR), Undervoltage release (UVR) instantaneous (0,08 s) and short-delay (0,2 s), 208-240 V AC / 220-250 V DC, Shunt trip (ST) 100% OP 208-240 V AC / 220-250 V DC, suitable for continuous duty, Option C01 = Operations counter for circuit breaker Option R30 = Mechanical interlock to prevent opening of the circuit breaker compartment door, if ACB is closed; for withdrawable design. Option S07 = Locking provision against unauthorized closing Secured Open; for padlock device Padlocks are not included. Option T40 = Door sealing frame IP41 | 122160 | 1 | Z\ | 1
3WA1108-2CA01-0AA0 |  | Non-automatic circuit breaker Fixed-mounted version, IEC 60947-2, frame size 1, 3-poles, In=800A up to 690V AC 50/60Hz, breaking capacity N Icc=55/42kA at 500/690V, without electr. trip unit ETU, rear connection vertical, able to communication, Manual operating mechanism with mechanical closing, without Spring charging motor, Ready-to-close signal. switch, Auxiliary switches 2NO+2NC, without Closing coil (CC), manual operating mechanism with mechanical closing, without Remote trip alarm reset coil (RR), without 2nd shunt trip, without 1st Shunt trip | 52630 | 1 | Z\ | 1
3WA1108-2CA02-0AA0 |  | Non-automatic circuit breaker Fixed-mounted version, IEC 60947-2, frame size 1, 3-poles, In=800A up to 690V AC 50/60Hz, breaking capacity N Icc=55/42kA at 500/690V, without electr. trip unit ETU, rear connection horizontal, able to communication, Manual operating mechanism with mechanical closing, without Spring charging motor, Ready-to-close signal. switch, Auxiliary switches 2NO+2NC, without Closing coil (CC), manual operating mechanism with mechanical closing, without Remote trip alarm reset coil (RR), without 2nd shunt trip, without 1st Shunt trip | 50930 | 1 | Z\ | 1
3WA1108-2CA03-0AA0 |  | Non-automatic circuit breaker Fixed-mounted version, IEC 60947-2, frame size 1, 3-poles, In=800A up to 690V AC 50/60Hz, breaking capacity N Icc=55/42kA at 500/690V, without electr. trip unit ETU, front connection double hole, able to communication, Manual operating mechanism with mechanical closing, without Spring charging motor, Ready-to-close signal. switch, Auxiliary switches 2NO+2NC, without Closing coil (CC), manual operating mechanism with mechanical closing, without Remote trip alarm reset coil (RR), without 2nd shunt trip, without 1st Shunt trip | 56130 | 1 | Z\ | 1
3WA1108-2CA11-0AA0 |  | Non-automatic circuit breaker Fixed-mounted version, IEC 60947-2, frame size 1, 4-poles, N-pole left, In=800A up to 690V AC 50/60Hz, breaking capacity N Icc=55/42kA at 500/690V, without electr. trip unit ETU, rear connection vertical, able to communication, Manual operating mechanism with mechanical closing, without Spring charging motor, Ready-to-close signal. switch, Auxiliary switches 2NO+2NC, without Closing coil (CC), manual operating mechanism with mechanical closing, without Remote trip alarm reset coil (RR), without 2nd shunt trip, without 1st Shunt trip | 68130 | 1 | Z\ | 1
3WA1108-2CA12-0AA0 |  | Non-automatic circuit breaker Fixed-mounted version, IEC 60947-2, frame size 1, 4-poles, N-pole left, In=800A up to 690V AC 50/60Hz, breaking capacity N Icc=55/42kA at 500/690V, without electr. trip unit ETU, rear connection horizontal, able to communication, Manual operating mechanism with mechanical closing, without Spring charging motor, Ready-to-close signal. switch, Auxiliary switches 2NO+2NC, without Closing coil (CC), manual operating mechanism with mechanical closing, without Remote trip alarm reset coil (RR), without 2nd shunt trip, without 1st Shunt trip | 65830 | 1 | Z\ | 1
3WA1108-2CA13-0AA0 |  | Non-automatic circuit breaker Fixed-mounted version, IEC 60947-2, frame size 1, 4-poles, N-pole left, In=800A up to 690V AC 50/60Hz, breaking capacity N Icc=55/42kA at 500/690V, without electr. trip unit ETU, front connection double hole, able to communication, Manual operating mechanism with mechanical closing, without Spring charging motor, Ready-to-close signal. switch, Auxiliary switches 2NO+2NC, without Closing coil (CC), manual operating mechanism with mechanical closing, without Remote trip alarm reset coil (RR), without 2nd shunt trip, without 1st Shunt trip | 72730 | 1 | Z\ | 1
3WA1108-2CA21-0AA0 |  | AC non-automatic air circuit breaker 3WA, fixed-mounted version, IEC 60947-2, size 1, 4-pole, N pole on right, In=800 A up to 690 V AC 50/60 Hz, breaking capacity N, Icc=55/42 kA at 500/690 V, without electronic trip unit ETU, connection at rear vertical, able to communication, Manual operating mechanism with mechanical closing, without Spring charging motor, Ready-to-close signal. switch, Auxiliary switches 2NO+2NC, without Closing coil (CC), manual operating mechanism with mechanical closing, without Remote trip alarm reset coil (RR), without 2nd shunt trip, without 1st Shunt trip | 68130 | 1 | Z\ | 1
3WA1108-2CA22-0AA0 |  | AC non-automatic air circuit breaker 3WA, fixed-mounted version, IEC 60947-2, size 1, 4-pole, N pole on right, In=800 A up to 690 V AC 50/60 Hz, breaking capacity N, Icc=55/42 kA at 500/690 V, without electronic trip unit ETU, connection at rear horizontal able to communication, Manual operating mechanism with mechanical closing, without Spring charging motor, Ready-to-close signal. switch, Auxiliary switches 2NO+2NC, without Closing coil (CC), manual operating mechanism with mechanical closing, without Remote trip alarm reset coil (RR), without 2nd shunt trip, without 1st Shunt trip | 65830 | 1 | Z\ | 1
3WA1108-2CA23-0AA0 |  | AC non-automatic air circuit breaker 3WA, fixed-mounted version, IEC 60947-2, size 1, 4-pole, N pole on right, In=800 A up to 690 V AC 50/60 Hz, breaking capacity N, Icc=55/42 kA at 500/690 V, without electronic trip unit ETU, front connection double hole, able to communication, Manual operating mechanism with mechanical closing, without Spring charging motor, Ready-to-close signal. switch, Auxiliary switches 2NO+2NC, without Closing coil (CC), manual operating mechanism with mechanical closing, without Remote trip alarm reset coil (RR), without 2nd shunt trip, without 1st Shunt trip | 72730 | 1 | Z\ | 1
3WA1108-2CA31-0AA0 |  | Non-automatic circuit breaker withdrawable version, with guide frame, IEC 60947-2, frame size 1, 3-poles, In=800A up to 690V AC 50/60Hz, breaking capacity N Icc=55/42kA at 500/690V, without electr. trip unit ETU, rear connection vertical, guide frame with shutter and w/o position signalling switch, able to communication, Manual operating mechanism with mechanical closing, without Spring charging motor, Ready-to-close signal. switch, Auxiliary switches 2NO+2NC, without Closing coil (CC), manual operating mechanism with mechanical closing, without Remote trip alarm reset coil (RR), without 2nd shunt trip, without 1st Shunt trip | 67830 | 1 | Z\ | 1
3WA1108-2CA32-0AA0 |  | Non-automatic circuit breaker withdrawable version, with guide frame, IEC 60947-2, frame size 1, 3-poles, In=800A up to 690V AC 50/60Hz, breaking capacity N Icc=55/42kA at 500/690V, without electr. trip unit ETU, rear connection horizontal, guide frame with shutter and w/o position signalling switch, able to communication, Manual operating mechanism with mechanical closing, without Spring charging motor, Ready-to-close signal. switch, Auxiliary switches 2NO+2NC, without Closing coil (CC), manual operating mechanism with mechanical closing, without Remote trip alarm reset coil (RR), without 2nd shunt trip, without 1st Shunt trip | 66030 | 1 | Z\ | 1
3WA1108-2CA33-0AA0 |  | Non-automatic circuit breaker withdrawable version, with guide frame, IEC 60947-2, frame size 1, 3-poles, In=800A up to 690V AC 50/60Hz, breaking capacity N Icc=55/42kA at 500/690V, without electr. trip unit ETU, front connection double hole, guide frame with shutter and w/o position signalling switch, able to communication, Manual operating mechanism with mechanical closing, without Spring charging motor, Ready-to-close signal. switch, Auxiliary switches 2NO+2NC, without Closing coil (CC), manual operating mechanism with mechanical closing, without Remote trip alarm reset coil (RR), without 2nd shunt trip, without 1st Shunt trip | 71530 | 1 | Z\ | 1
3WA1108-2CA34-0AA0 |  | Non-automatic circuit breaker withdrawable version, with guide frame, IEC 60947-2, frame size 1, 3-poles, In=800A up to 690V AC 50/60Hz, breaking capacity N Icc=55/42kA at 500/690V, without electr. trip unit ETU, rear connection flange, guide frame with shutter and w/o position signalling switch, able to communication, Manual operating mechanism with mechanical closing, without Spring charging motor, Ready-to-close signal. switch, Auxiliary switches 2NO+2NC, without Closing coil (CC), manual operating mechanism with mechanical closing, without Remote trip alarm reset coil (RR), without 2nd shunt trip, without 1st Shunt trip | 66030 | 1 | Z\ | 1
3WA1108-2CA41-0AA0 |  | Non-automatic circuit breaker withdrawable version, with guide frame, IEC 60947-2, frame size 1, 4-poles, N-pole left, In=800A up to 690V AC 50/60Hz, breaking capacity N Icc=55/42kA at 500/690V, without electr. trip unit ETU, rear connection vertical, guide frame with shutter and w/o position signalling switch, able to communication, Manual operating mechanism with mechanical closing, without Spring charging motor, Ready-to-close signal. switch, Auxiliary switches 2NO+2NC, without Closing coil (CC), manual operating mechanism with mechanical closing, without Remote trip alarm reset coil (RR), without 2nd shunt trip, without 1st Shunt trip | 88130 | 1 | Z\ | 1
3WA1108-2CA42-0AA0 |  | Non-automatic circuit breaker withdrawable version, with guide frame, IEC 60947-2, frame size 1, 4-poles, N-pole left, In=800A up to 690V AC 50/60Hz, breaking capacity N Icc=55/42kA at 500/690V, without electr. trip unit ETU, rear connection horizontal, guide frame with shutter and w/o position signalling switch, able to communication, Manual operating mechanism with mechanical closing, without Spring charging motor, Ready-to-close signal. switch, Auxiliary switches 2NO+2NC, without Closing coil (CC), manual operating mechanism with mechanical closing, without Remote trip alarm reset coil (RR), without 2nd shunt trip, without 1st Shunt trip | 85730 | 1 | Z\ | 1
3WA1108-2CA43-0AA0 |  | Non-automatic circuit breaker withdrawable version, with guide frame, IEC 60947-2, frame size 1, 4-poles, N-pole left, In=800A up to 690V AC 50/60Hz, breaking capacity N Icc=55/42kA at 500/690V, without electr. trip unit ETU, front connection double hole, guide frame with shutter and w/o position signalling switch, able to communication, Manual operating mechanism with mechanical closing, without Spring charging motor, Ready-to-close signal. switch, Auxiliary switches 2NO+2NC, without Closing coil (CC), manual operating mechanism with mechanical closing, without Remote trip alarm reset coil (RR), without 2nd shunt trip, without 1st Shunt trip | 93030 | 1 | Z\ | 1
3WA1108-2CA44-0AA0 |  | Non-automatic circuit breaker withdrawable version, with guide frame, IEC 60947-2, frame size 1, 4-poles, N-pole left, In=800A up to 690V AC 50/60Hz, breaking capacity N Icc=55/42kA at 500/690V, without electr. trip unit ETU, rear connection flange, guide frame with shutter and w/o position signalling switch, able to communication, Manual operating mechanism with mechanical closing, without Spring charging motor, Ready-to-close signal. switch, Auxiliary switches 2NO+2NC, without Closing coil (CC), manual operating mechanism with mechanical closing, without Remote trip alarm reset coil (RR), without 2nd shunt trip, without 1st Shunt trip | 85730 | 1 | Z\ | 1
3WA1108-2EE01-0AA0 |  | Fixed-mounted circuit breaker IEC 60947-2, frame size 1, 3-poles, In=800A up to 690V AC 50/60Hz, breaking capacity N Icu=55/42kA at 500/690V, Trip unit ETU600 LSI upgrade ready , colordisplay, bluetooth and USB interface, Protection LT, ST, INST, N-protection required an external N-sensor, incl. trip alarm switch (1xCO), rear connection vertical, with internal voltage tap on lower stab of circuit breaker, with voltage tap module VTM680 and power supply of ETU600, able to communication, integrated metering type PMF-1 Energy Efficiency, Voltage, Active energy Ea Manual operating mechanism with mechanical closing, without Spring charging motor, Ready-to-close signal. switch, Auxiliary switches 2NO+2NC, without Closing coil (CC), manual operating mechanism with mechanical closing, without Remote trip alarm reset coil (RR), without 2nd shunt trip, without 1st Shunt trip | 64570 | 1 | Z\ | 1
3WA1108-2EE02-0AA0 |  | Fixed-mounted circuit breaker IEC 60947-2, frame size 1, 3-poles, In=800A up to 690V AC 50/60Hz, breaking capacity N Icu=55/42kA at 500/690V, Trip unit ETU600 LSI upgrade ready , colordisplay, bluetooth and USB interface, Protection LT, ST, INST, N-protection required an external N-sensor, incl. trip alarm switch (1xCO), rear connection horizontal, with internal voltage tap on lower stab of circuit breaker, with voltage tap module VTM680 and power supply of ETU600, able to communication, integrated metering type PMF-1 Energy Efficiency, Voltage, Active energy Ea Manual operating mechanism with mechanical closing, without Spring charging motor, Ready-to-close signal. switch, Auxiliary switches 2NO+2NC, without Closing coil (CC), manual operating mechanism with mechanical closing, without Remote trip alarm reset coil (RR), without 2nd shunt trip, without 1st Shunt trip | 62870 | 1 | Z\ | 1
3WA1108-2EE03-0AA0 |  | Fixed-mounted circuit breaker IEC 60947-2, frame size 1, 3-poles, In=800A up to 690V AC 50/60Hz, breaking capacity N Icu=55/42kA at 500/690V, Trip unit ETU600 LSI upgrade ready , colordisplay, bluetooth and USB interface, Protection LT, ST, INST, N-protection required an external N-sensor, incl. trip alarm switch (1xCO), front connection double hole, with internal voltage tap on lower stab of circuit breaker, with voltage tap module VTM680 and power supply of ETU600, able to communication, integrated metering type PMF-1 Energy Efficiency, Voltage, Active energy Ea Manual operating mechanism with mechanical closing, without Spring charging motor, Ready-to-close signal. switch, Auxiliary switches 2NO+2NC, without Closing coil (CC), manual operating mechanism with mechanical closing, without Remote trip alarm reset coil (RR), without 2nd shunt trip, without 1st Shunt trip | 67970 | 1 | Z\ | 1
3WA1108-2EE11-0AA0 |  | Fixed-mounted circuit breaker IEC 60947-2, frame size 1, 4-poles, N-pole left, In=800A up to 690V AC 50/60Hz, breaking capacity N Icu=55/42kA at 500/690V, Trip unit ETU600 LSI upgrade ready , colordisplay, bluetooth and USB interface, Protection LT, ST, INST, include N-protection, (internal N-sensor available), incl. trip alarm switch (1xCO), rear connection vertical, with internal voltage tap on lower stab of circuit breaker, with voltage tap module VTM680 and power supply of ETU600, able to communication, integrated metering type PMF-1 Energy Efficiency, Voltage, Active energy Ea Manual operating mechanism with mechanical closing, without Spring charging motor, Ready-to-close signal. switch, Auxiliary switches 2NO+2NC, without Closing coil (CC), manual operating mechanism with mechanical closing, without Remote trip alarm reset coil (RR), without 2nd shunt trip, without 1st Shunt trip | 82370 | 1 | Z\ | 1
3WA1108-2EE12-0AA0 |  | Fixed-mounted circuit breaker IEC 60947-2, frame size 1, 4-poles, N-pole left, In=800A up to 690V AC 50/60Hz, breaking capacity N Icu=55/42kA at 500/690V, Trip unit ETU600 LSI upgrade ready , colordisplay, bluetooth and USB interface, Protection LT, ST, INST, include N-protection, (internal N-sensor available), incl. trip alarm switch (1xCO), rear connection horizontal, with internal voltage tap on lower stab of circuit breaker, with voltage tap module VTM680 and power supply of ETU600, able to communication, integrated metering type PMF-1 Energy Efficiency, Voltage, Active energy Ea Manual operating mechanism with mechanical closing, without Spring charging motor, Ready-to-close signal. switch, Auxiliary switches 2NO+2NC, without Closing coil (CC), manual operating mechanism with mechanical closing, without Remote trip alarm reset coil (RR), without 2nd shunt trip, without 1st Shunt trip | 80070 | 1 | Z\ | 1
3WA1108-2EE13-0AA0 |  | Fixed-mounted circuit breaker IEC 60947-2, frame size 1, 4-poles, N-pole left, In=800A up to 690V AC 50/60Hz, breaking capacity N Icu=55/42kA at 500/690V, Trip unit ETU600 LSI upgrade ready , colordisplay, bluetooth and USB interface, Protection LT, ST, INST, include N-protection, (internal N-sensor available), incl. trip alarm switch (1xCO), front connection double hole, with internal voltage tap on lower stab of circuit breaker, with voltage tap module VTM680 and power supply of ETU600, able to communication, integrated metering type PMF-1 Energy Efficiency, Voltage, Active energy Ea Manual operating mechanism with mechanical closing, without Spring charging motor, Ready-to-close signal. switch, Auxiliary switches 2NO+2NC, without Closing coil (CC), manual operating mechanism with mechanical closing, without Remote trip alarm reset coil (RR), without 2nd shunt trip, without 1st Shunt trip | 86970 | 1 | Z\ | 1
3WA1108-2EE21-0AA0 |  | fixed-mounted circuit breaker, IEC 60947-2, size 1, 4-pole, N pole on right, In=800 A up to 690 V AC 50/60 Hz, breaking capacity N Icc=55/42 kA at 500/690 V, tripping unit ETU600 LSI upgradeable, color display, Bluetooth, USB interface, basic protection LT, ST, INST, including protection of the N conductor (internal neutral point sensor available), trip alarm switch (1 x CO), connection at rear vertical, with internal voltage tap on lower stab of circuit breaker, with voltage tap module VTM680 and power supply of ETU600, able to communication, integrated metering type PMF-1 Energy Efficiency, Voltage, Active energy Ea Manual operating mechanism with mechanical closing, without Spring charging motor, Ready-to-close signal. switch, Auxiliary switches 2NO+2NC, without Closing coil (CC), manual operating mechanism with mechanical closing, without Remote trip alarm reset coil (RR), without 2nd shunt trip, without 1st Shunt trip | 82370 | 1 | Z\ | 1
3WA1108-2EE22-0AA0 |  | fixed-mounted circuit breaker, IEC 60947-2, size 1, 4-pole, N pole on right, In=800 A up to 690 V AC 50/60 Hz, breaking capacity N Icc=55/42 kA at 500/690 V, tripping unit ETU600 LSI upgradeable, color display, Bluetooth, USB interface, basic protection LT, ST, INST, including protection of the N conductor (internal neutral point sensor available), trip alarm switch (1 x CO), connection at rear horizontal with internal voltage tap on lower stab of circuit breaker, with voltage tap module VTM680 and power supply of ETU600, able to communication, integrated metering type PMF-1 Energy Efficiency, Voltage, Active energy Ea Manual operating mechanism with mechanical closing, without Spring charging motor, Ready-to-close signal. switch, Auxiliary switches 2NO+2NC, without Closing coil (CC), manual operating mechanism with mechanical closing, without Remote trip alarm reset coil (RR), without 2nd shunt trip, without 1st Shunt trip | 80070 | 1 | Z\ | 1
3WA1108-2EE23-0AA0 |  | fixed-mounted circuit breaker, IEC 60947-2, size 1, 4-pole, N pole on right, In=800 A up to 690 V AC 50/60 Hz, breaking capacity N Icc=55/42 kA at 500/690 V, tripping unit ETU600 LSI upgradeable, color display, Bluetooth, USB interface, basic protection LT, ST, INST, including protection of the N conductor (internal neutral point sensor available), trip alarm switch (1 x CO), front connection double hole, with internal voltage tap on lower stab of circuit breaker, with voltage tap module VTM680 and power supply of ETU600, able to communication, integrated metering type PMF-1 Energy Efficiency, Voltage, Active energy Ea Manual operating mechanism with mechanical closing, without Spring charging motor, Ready-to-close signal. switch, Auxiliary switches 2NO+2NC, without Closing coil (CC), manual operating mechanism with mechanical closing, without Remote trip alarm reset coil (RR), without 2nd shunt trip, without 1st Shunt trip | 86970 | 1 | Z\ | 1
3WA1108-2EE31-0AA0 |  | Withdrawable circuit breaker with guide frame, IEC 60947-2, frame size 1, 3-poles, In=800A up to 690V AC 50/60Hz, breaking capacity N Icu=55/42kA at 500/690V, Trip unit ETU600 LSI upgrade ready , colordisplay, bluetooth and USB interface, Protection LT, ST, INST, N-protection required an external N-sensor, incl. trip alarm switch (1xCO), rear connection vertical, guide frame with shutter and w/o position signalling switch, with internal voltage tap on lower stab of circuit breaker, with voltage tap module VTM680 and power supply of ETU600, able to communication, integrated metering type PMF-1 Energy Efficiency, Voltage, Active energy Ea Manual operating mechanism with mechanical closing, without Spring charging motor, Ready-to-close signal. switch, Auxiliary switches 2NO+2NC, without Closing coil (CC), manual operating mechanism with mechanical closing, without Remote trip alarm reset coil (RR), without 2nd shunt trip, without 1st Shunt trip | 82170 | 1 | Z\ | 1
3WA1108-2EE32-0AA0 |  | Withdrawable circuit breaker with guide frame, IEC 60947-2, frame size 1, 3-poles, In=800A up to 690V AC 50/60Hz, breaking capacity N Icu=55/42kA at 500/690V, Trip unit ETU600 LSI upgrade ready , colordisplay, bluetooth and USB interface, Protection LT, ST, INST, N-protection required an external N-sensor, incl. trip alarm switch (1xCO), rear connection horizontal, guide frame with shutter and w/o position signalling switch, with internal voltage tap on lower stab of circuit breaker, with voltage tap module VTM680 and power supply of ETU600, able to communication, integrated metering type PMF-1 Energy Efficiency, Voltage, Active energy Ea Manual operating mechanism with mechanical closing, without Spring charging motor, Ready-to-close signal. switch, Auxiliary switches 2NO+2NC, without Closing coil (CC), manual operating mechanism with mechanical closing, without Remote trip alarm reset coil (RR), without 2nd shunt trip, without 1st Shunt trip | 80370 | 1 | Z\ | 1
3WA1108-2EE33-0AA0 |  | Withdrawable circuit breaker with guide frame, IEC 60947-2, frame size 1, 3-poles, In=800A up to 690V AC 50/60Hz, breaking capacity N Icu=55/42kA at 500/690V, Trip unit ETU600 LSI upgrade ready , colordisplay, bluetooth and USB interface, Protection LT, ST, INST, N-protection required an external N-sensor, incl. trip alarm switch (1xCO), front connection double hole, guide frame with shutter and w/o position signalling switch, with internal voltage tap on lower stab of circuit breaker, with voltage tap module VTM680 and power supply of ETU600, able to communication, integrated metering type PMF-1 Energy Efficiency, Voltage, Active energy Ea Manual operating mechanism with mechanical closing, without Spring charging motor, Ready-to-close signal. switch, Auxiliary switches 2NO+2NC, without Closing coil (CC), manual operating mechanism with mechanical closing, without Remote trip alarm reset coil (RR), without 2nd shunt trip, without 1st Shunt trip | 85770 | 1 | Z\ | 1
3WA1108-2EE34-0AA0 |  | Withdrawable circuit breaker with guide frame, IEC 60947-2, frame size 1, 3-poles, In=800A up to 690V AC 50/60Hz, breaking capacity N Icu=55/42kA at 500/690V, Trip unit ETU600 LSI upgrade ready , colordisplay, bluetooth and USB interface, Protection LT, ST, INST, N-protection required an external N-sensor, incl. trip alarm switch (1xCO), rear connection flange, guide frame with shutter and w/o position signalling switch, with internal voltage tap on lower stab of circuit breaker, with voltage tap module VTM680 and power supply of ETU600, able to communication, integrated metering type PMF-1 Energy Efficiency, Voltage, Active energy Ea Manual operating mechanism with mechanical closing, without Spring charging motor, Ready-to-close signal. switch, Auxiliary switches 2NO+2NC, without Closing coil (CC), manual operating mechanism with mechanical closing, without Remote trip alarm reset coil (RR), without 2nd shunt trip, without 1st Shunt trip | 80370 | 1 | Z\ | 1
3WA1108-2EE41-0AA0 |  | Withdrawable circuit breaker with guide frame, IEC 60947-2, frame size 1, 4-poles, N-pole left, In=800A up to 690V AC 50/60Hz, breaking capacity N Icu=55/42kA at 500/690V, Trip unit ETU600 LSI upgrade ready , colordisplay, bluetooth and USB interface, Protection LT, ST, INST, include N-protection, (internal N-sensor available), incl. trip alarm switch (1xCO), rear connection vertical, guide frame with shutter and w/o position signalling switch, with internal voltage tap on lower stab of circuit breaker, with voltage tap module VTM680 and power supply of ETU600, able to communication, integrated metering type PMF-1 Energy Efficiency, Voltage, Active energy Ea Manual operating mechanism with mechanical closing, without Spring charging motor, Ready-to-close signal. switch, Auxiliary switches 2NO+2NC, without Closing coil (CC), manual operating mechanism with mechanical closing, without Remote trip alarm reset coil (RR), without 2nd shunt trip, without 1st Shunt trip | 105670 | 1 | Z\ | 1
3WA1108-2EE42-0AA0 |  | Withdrawable circuit breaker with guide frame, IEC 60947-2, frame size 1, 4-poles, N-pole left, In=800A up to 690V AC 50/60Hz, breaking capacity N Icu=55/42kA at 500/690V, Trip unit ETU600 LSI upgrade ready , colordisplay, bluetooth and USB interface, Protection LT, ST, INST, include N-protection, (internal N-sensor available), incl. trip alarm switch (1xCO), rear connection horizontal, guide frame with shutter and w/o position signalling switch, with internal voltage tap on lower stab of circuit breaker, with voltage tap module VTM680 and power supply of ETU600, able to communication, integrated metering type PMF-1 Energy Efficiency, Voltage, Active energy Ea Manual operating mechanism with mechanical closing, without Spring charging motor, Ready-to-close signal. switch, Auxiliary switches 2NO+2NC, without Closing coil (CC), manual operating mechanism with mechanical closing, without Remote trip alarm reset coil (RR), without 2nd shunt trip, without 1st Shunt trip | 103270 | 1 | Z\ | 1
3WA1108-2EE43-0AA0 |  | Withdrawable circuit breaker with guide frame, IEC 60947-2, frame size 1, 4-poles, N-pole left, In=800A up to 690V AC 50/60Hz, breaking capacity N Icu=55/42kA at 500/690V, Trip unit ETU600 LSI upgrade ready , colordisplay, bluetooth and USB interface, Protection LT, ST, INST, include N-protection, (internal N-sensor available), incl. trip alarm switch (1xCO), front connection double hole, guide frame with shutter and w/o position signalling switch, with internal voltage tap on lower stab of circuit breaker, with voltage tap module VTM680 and power supply of ETU600, able to communication, integrated metering type PMF-1 Energy Efficiency, Voltage, Active energy Ea Manual operating mechanism with mechanical closing, without Spring charging motor, Ready-to-close signal. switch, Auxiliary switches 2NO+2NC, without Closing coil (CC), manual operating mechanism with mechanical closing, without Remote trip alarm reset coil (RR), without 2nd shunt trip, without 1st Shunt trip | 110870 | 1 | Z\ | 1
3WA1108-2EE44-0AA0 |  | Withdrawable circuit breaker with guide frame, IEC 60947-2, frame size 1, 4-poles, N-pole left, In=800A up to 690V AC 50/60Hz, breaking capacity N Icu=55/42kA at 500/690V, Trip unit ETU600 LSI upgrade ready , colordisplay, bluetooth and USB interface, Protection LT, ST, INST, include N-protection, (internal N-sensor available), incl. trip alarm switch (1xCO), rear connection flange, guide frame with shutter and w/o position signalling switch, with internal voltage tap on lower stab of circuit breaker, with voltage tap module VTM680 and power supply of ETU600, able to communication, integrated metering type PMF-1 Energy Efficiency, Voltage, Active energy Ea Manual operating mechanism with mechanical closing, without Spring charging motor, Ready-to-close signal. switch, Auxiliary switches 2NO+2NC, without Closing coil (CC), manual operating mechanism with mechanical closing, without Remote trip alarm reset coil (RR), without 2nd shunt trip, without 1st Shunt trip | 103270 | 1 | Z\ | 1
3WA1108-2EF01-0AA0 |  | Fixed-mounted circuit breaker IEC 60947-2, frame size 1, 3-poles, In=800A up to 690V AC 50/60Hz, breaking capacity N Icu=55/42kA at 500/690V, Trip unit ETU600 LSIG upgrade ready , colordisplay, bluetooth and USB interface, Protection LT, ST, INST, GFx, N-protection required an external N-sensor, incl. trip alarm switch (1xCO), rear connection vertical, with internal voltage tap on lower stab of circuit breaker, with voltage tap module VTM680 and power supply of ETU600, able to communication, integrated metering type PMF-1 Energy Efficiency, Voltage, Active energy Ea Manual operating mechanism with mechanical closing, without Spring charging motor, Ready-to-close signal. switch, Auxiliary switches 2NO+2NC, without Closing coil (CC), manual operating mechanism with mechanical closing, without Remote trip alarm reset coil (RR), without 2nd shunt trip, without 1st Shunt trip | 75170 | 1 | Z\ | 1
3WA1108-2EF02-0AA0 |  | Fixed-mounted circuit breaker IEC 60947-2, frame size 1, 3-poles, In=800A up to 690V AC 50/60Hz, breaking capacity N Icu=55/42kA at 500/690V, Trip unit ETU600 LSIG upgrade ready , colordisplay, bluetooth and USB interface, Protection LT, ST, INST, GFx, N-protection required an external N-sensor, incl. trip alarm switch (1xCO), rear connection horizontal, with internal voltage tap on lower stab of circuit breaker, with voltage tap module VTM680 and power supply of ETU600, able to communication, integrated metering type PMF-1 Energy Efficiency, Voltage, Active energy Ea Manual operating mechanism with mechanical closing, without Spring charging motor, Ready-to-close signal. switch, Auxiliary switches 2NO+2NC, without Closing coil (CC), manual operating mechanism with mechanical closing, without Remote trip alarm reset coil (RR), without 2nd shunt trip, without 1st Shunt trip | 73470 | 1 | Z\ | 1
3WA1108-2EF03-0AA0 |  | Fixed-mounted circuit breaker IEC 60947-2, frame size 1, 3-poles, In=800A up to 690V AC 50/60Hz, breaking capacity N Icu=55/42kA at 500/690V, Trip unit ETU600 LSIG upgrade ready , colordisplay, bluetooth and USB interface, Protection LT, ST, INST, GFx, N-protection required an external N-sensor, incl. trip alarm switch (1xCO), front connection double hole, with internal voltage tap on lower stab of circuit breaker, with voltage tap module VTM680 and power supply of ETU600, able to communication, integrated metering type PMF-1 Energy Efficiency, Voltage, Active energy Ea Manual operating mechanism with mechanical closing, without Spring charging motor, Ready-to-close signal. switch, Auxiliary switches 2NO+2NC, without Closing coil (CC), manual operating mechanism with mechanical closing, without Remote trip alarm reset coil (RR), without 2nd shunt trip, without 1st Shunt trip | 78670 | 1 | Z\ | 1
3WA1108-2EF11-0AA0 |  | Fixed-mounted circuit breaker IEC 60947-2, frame size 1, 4-poles, N-pole left, In=800A up to 690V AC 50/60Hz, breaking capacity N Icu=55/42kA at 500/690V, Trip unit ETU600 LSIG upgrade ready , colordisplay, bluetooth and USB interface, Protection LT, ST, INST, GFx, include N-protection, (internal N-sensor available), incl. trip alarm switch (1xCO), rear connection vertical, with internal voltage tap on lower stab of circuit breaker, with voltage tap module VTM680 and power supply of ETU600, able to communication, integrated metering type PMF-1 Energy Efficiency, Voltage, Active energy Ea Manual operating mechanism with mechanical closing, without Spring charging motor, Ready-to-close signal. switch, Auxiliary switches 2NO+2NC, without Closing coil (CC), manual operating mechanism with mechanical closing, without Remote trip alarm reset coil (RR), without 2nd shunt trip, without 1st Shunt trip | 93070 | 1 | Z\ | 1
3WA1108-2EF12-0AA0 |  | Fixed-mounted circuit breaker IEC 60947-2, frame size 1, 4-poles, N-pole left, In=800A up to 690V AC 50/60Hz, breaking capacity N Icu=55/42kA at 500/690V, Trip unit ETU600 LSIG upgrade ready , colordisplay, bluetooth and USB interface, Protection LT, ST, INST, GFx, include N-protection, (internal N-sensor available), incl. trip alarm switch (1xCO), rear connection horizontal, with internal voltage tap on lower stab of circuit breaker, with voltage tap module VTM680 and power supply of ETU600, able to communication, integrated metering type PMF-1 Energy Efficiency, Voltage, Active energy Ea Manual operating mechanism with mechanical closing, without Spring charging motor, Ready-to-close signal. switch, Auxiliary switches 2NO+2NC, without Closing coil (CC), manual operating mechanism with mechanical closing, without Remote trip alarm reset coil (RR), without 2nd shunt trip, without 1st Shunt trip | 90770 | 1 | Z\ | 1
3WA1108-2EF13-0AA0 |  | Fixed-mounted circuit breaker IEC 60947-2, frame size 1, 4-poles, N-pole left, In=800A up to 690V AC 50/60Hz, breaking capacity N Icu=55/42kA at 500/690V, Trip unit ETU600 LSIG upgrade ready , colordisplay, bluetooth and USB interface, Protection LT, ST, INST, GFx, include N-protection, (internal N-sensor available), incl. trip alarm switch (1xCO), front connection double hole, with internal voltage tap on lower stab of circuit breaker, with voltage tap module VTM680 and power supply of ETU600, able to communication, integrated metering type PMF-1 Energy Efficiency, Voltage, Active energy Ea Manual operating mechanism with mechanical closing, without Spring charging motor, Ready-to-close signal. switch, Auxiliary switches 2NO+2NC, without Closing coil (CC), manual operating mechanism with mechanical closing, without Remote trip alarm reset coil (RR), without 2nd shunt trip, without 1st Shunt trip | 97570 | 1 | Z\ | 1
3WA1108-2EF21-0AA0 |  | fixed-mounted circuit breaker, IEC 60947-2, size 1, 4-pole, N pole on right, In=800 A up to 690 V AC 50/60 Hz, breaking capacity N Icc=55/42 kA at 500/690 V, tripping unit ETU600 LSIG upgradeable, color display, Bluetooth, USB interface, basic protection LT, ST, INST, GFx, including protection of the N conductor (internal neutral point sensor available), trip alarm switch (1 x CO), connection at rear vertical, with internal voltage tap on lower stab of circuit breaker, with voltage tap module VTM680 and power supply of ETU600, able to communication, integrated metering type PMF-1 Energy Efficiency, Voltage, Active energy Ea Manual operating mechanism with mechanical closing, without Spring charging motor, Ready-to-close signal. switch, Auxiliary switches 2NO+2NC, without Closing coil (CC), manual operating mechanism with mechanical closing, without Remote trip alarm reset coil (RR), without 2nd shunt trip, without 1st Shunt trip | 93070 | 1 | Z\ | 1
3WA1108-2EF22-0AA0 |  | fixed-mounted circuit breaker, IEC 60947-2, size 1, 4-pole, N pole on right, In=800 A up to 690 V AC 50/60 Hz, breaking capacity N Icc=55/42 kA at 500/690 V, tripping unit ETU600 LSIG upgradeable, color display, Bluetooth, USB interface, basic protection LT, ST, INST, GFx, including protection of the N conductor (internal neutral point sensor available), trip alarm switch (1 x CO), connection at rear horizontal with internal voltage tap on lower stab of circuit breaker, with voltage tap module VTM680 and power supply of ETU600, able to communication, integrated metering type PMF-1 Energy Efficiency, Voltage, Active energy Ea Manual operating mechanism with mechanical closing, without Spring charging motor, Ready-to-close signal. switch, Auxiliary switches 2NO+2NC, without Closing coil (CC), manual operating mechanism with mechanical closing, without Remote trip alarm reset coil (RR), without 2nd shunt trip, without 1st Shunt trip | 90770 | 1 | Z\ | 1
3WA1108-2EF23-0AA0 |  | fixed-mounted circuit breaker, IEC 60947-2, size 1, 4-pole, N pole on right, In=800 A up to 690 V AC 50/60 Hz, breaking capacity N Icc=55/42 kA at 500/690 V, tripping unit ETU600 LSIG upgradeable, color display, Bluetooth, USB interface, basic protection LT, ST, INST, GFx, including protection of the N conductor (internal neutral point sensor available), trip alarm switch (1 x CO), front connection double hole, with internal voltage tap on lower stab of circuit breaker, with voltage tap module VTM680 and power supply of ETU600, able to communication, integrated metering type PMF-1 Energy Efficiency, Voltage, Active energy Ea Manual operating mechanism with mechanical closing, without Spring charging motor, Ready-to-close signal. switch, Auxiliary switches 2NO+2NC, without Closing coil (CC), manual operating mechanism with mechanical closing, without Remote trip alarm reset coil (RR), without 2nd shunt trip, without 1st Shunt trip | 97570 | 1 | Z\ | 1
3WA1108-2EF31-0AA0 |  | Withdrawable circuit breaker with guide frame, IEC 60947-2, frame size 1, 3-poles, In=800A up to 690V AC 50/60Hz, breaking capacity N Icu=55/42kA at 500/690V, Trip unit ETU600 LSIG upgrade ready , colordisplay, bluetooth and USB interface, Protection LT, ST, INST, GFx, N-protection required an external N-sensor, incl. trip alarm switch (1xCO), rear connection vertical, guide frame with shutter and w/o position signalling switch, with internal voltage tap on lower stab of circuit breaker, with voltage tap module VTM680 and power supply of ETU600, able to communication, integrated metering type PMF-1 Energy Efficiency, Voltage, Active energy Ea Manual operating mechanism with mechanical closing, without Spring charging motor, Ready-to-close signal. switch, Auxiliary switches 2NO+2NC, without Closing coil (CC), manual operating mechanism with mechanical closing, without Remote trip alarm reset coil (RR), without 2nd shunt trip, without 1st Shunt trip | 92770 | 1 | Z\ | 1
3WA1108-2EF32-0AA0 |  | Withdrawable circuit breaker with guide frame, IEC 60947-2, frame size 1, 3-poles, In=800A up to 690V AC 50/60Hz, breaking capacity N Icu=55/42kA at 500/690V, Trip unit ETU600 LSIG upgrade ready , colordisplay, bluetooth and USB interface, Protection LT, ST, INST, GFx, N-protection required an external N-sensor, incl. trip alarm switch (1xCO), rear connection horizontal, guide frame with shutter and w/o position signalling switch, with internal voltage tap on lower stab of circuit breaker, with voltage tap module VTM680 and power supply of ETU600, able to communication, integrated metering type PMF-1 Energy Efficiency, Voltage, Active energy Ea Manual operating mechanism with mechanical closing, without Spring charging motor, Ready-to-close signal. switch, Auxiliary switches 2NO+2NC, without Closing coil (CC), manual operating mechanism with mechanical closing, without Remote trip alarm reset coil (RR), without 2nd shunt trip, without 1st Shunt trip | 90970 | 1 | Z\ | 1
3WA1108-2EF33-0AA0 |  | Withdrawable circuit breaker with guide frame, IEC 60947-2, frame size 1, 3-poles, In=800A up to 690V AC 50/60Hz, breaking capacity N Icu=55/42kA at 500/690V, Trip unit ETU600 LSIG upgrade ready , colordisplay, bluetooth and USB interface, Protection LT, ST, INST, GFx, N-protection required an external N-sensor, incl. trip alarm switch (1xCO), front connection double hole, guide frame with shutter and w/o position signalling switch, with internal voltage tap on lower stab of circuit breaker, with voltage tap module VTM680 and power supply of ETU600, able to communication, integrated metering type PMF-1 Energy Efficiency, Voltage, Active energy Ea Manual operating mechanism with mechanical closing, without Spring charging motor, Ready-to-close signal. switch, Auxiliary switches 2NO+2NC, without Closing coil (CC), manual operating mechanism with mechanical closing, without Remote trip alarm reset coil (RR), without 2nd shunt trip, without 1st Shunt trip | 96370 | 1 | Z\ | 1
3WA1108-2EF34-0AA0 |  | Withdrawable circuit breaker with guide frame, IEC 60947-2, frame size 1, 3-poles, In=800A up to 690V AC 50/60Hz, breaking capacity N Icu=55/42kA at 500/690V, Trip unit ETU600 LSIG upgrade ready , colordisplay, bluetooth and USB interface, Protection LT, ST, INST, GFx, N-protection required an external N-sensor, incl. trip alarm switch (1xCO), rear connection flange, guide frame with shutter and w/o position signalling switch, with internal voltage tap on lower stab of circuit breaker, with voltage tap module VTM680 and power supply of ETU600, able to communication, integrated metering type PMF-1 Energy Efficiency, Voltage, Active energy Ea Manual operating mechanism with mechanical closing, without Spring charging motor, Ready-to-close signal. switch, Auxiliary switches 2NO+2NC, without Closing coil (CC), manual operating mechanism with mechanical closing, without Remote trip alarm reset coil (RR), without 2nd shunt trip, without 1st Shunt trip | 90970 | 1 | Z\ | 1
3WA1108-2EF41-0AA0 |  | Withdrawable circuit breaker with guide frame, IEC 60947-2, frame size 1, 4-poles, N-pole left, In=800A up to 690V AC 50/60Hz, breaking capacity N Icu=55/42kA at 500/690V, Trip unit ETU600 LSIG upgrade ready , colordisplay, bluetooth and USB interface, Protection LT, ST, INST, GFx, include N-protection, (internal N-sensor available), incl. trip alarm switch (1xCO), rear connection vertical, guide frame with shutter and w/o position signalling switch, with internal voltage tap on lower stab of circuit breaker, with voltage tap module VTM680 and power supply of ETU600, able to communication, integrated metering type PMF-1 Energy Efficiency, Voltage, Active energy Ea Manual operating mechanism with mechanical closing, without Spring charging motor, Ready-to-close signal. switch, Auxiliary switches 2NO+2NC, without Closing coil (CC), manual operating mechanism with mechanical closing, without Remote trip alarm reset coil (RR), without 2nd shunt trip, without 1st Shunt trip | 115870 | 1 | Z\ | 1
3WA1108-2EF42-0AA0 |  | Withdrawable circuit breaker with guide frame, IEC 60947-2, frame size 1, 4-poles, N-pole left, In=800A up to 690V AC 50/60Hz, breaking capacity N Icu=55/42kA at 500/690V, Trip unit ETU600 LSIG upgrade ready , colordisplay, bluetooth and USB interface, Protection LT, ST, INST, GFx, include N-protection, (internal N-sensor available), incl. trip alarm switch (1xCO), rear connection horizontal, guide frame with shutter and w/o position signalling switch, with internal voltage tap on lower stab of circuit breaker, with voltage tap module VTM680 and power supply of ETU600, able to communication, integrated metering type PMF-1 Energy Efficiency, Voltage, Active energy Ea Manual operating mechanism with mechanical closing, without Spring charging motor, Ready-to-close signal. switch, Auxiliary switches 2NO+2NC, without Closing coil (CC), manual operating mechanism with mechanical closing, without Remote trip alarm reset coil (RR), without 2nd shunt trip, without 1st Shunt trip | 113870 | 1 | Z\ | 1
3WA1108-2EF43-0AA0 |  | Withdrawable circuit breaker with guide frame, IEC 60947-2, frame size 1, 4-poles, N-pole left, In=800A up to 690V AC 50/60Hz, breaking capacity N Icu=55/42kA at 500/690V, Trip unit ETU600 LSIG upgrade ready , colordisplay, bluetooth and USB interface, Protection LT, ST, INST, GFx, include N-protection, (internal N-sensor available), incl. trip alarm switch (1xCO), front connection double hole, guide frame with shutter and w/o position signalling switch, with internal voltage tap on lower stab of circuit breaker, with voltage tap module VTM680 and power supply of ETU600, able to communication, integrated metering type PMF-1 Energy Efficiency, Voltage, Active energy Ea Manual operating mechanism with mechanical closing, without Spring charging motor, Ready-to-close signal. switch, Auxiliary switches 2NO+2NC, without Closing coil (CC), manual operating mechanism with mechanical closing, without Remote trip alarm reset coil (RR), without 2nd shunt trip, without 1st Shunt trip | 120870 | 1 | Z\ | 1
3WA1108-2EF44-0AA0 |  | Withdrawable circuit breaker with guide frame, IEC 60947-2, frame size 1, 4-poles, N-pole left, In=800A up to 690V AC 50/60Hz, breaking capacity N Icu=55/42kA at 500/690V, Trip unit ETU600 LSIG upgrade ready , colordisplay, bluetooth and USB interface, Protection LT, ST, INST, GFx, include N-protection, (internal N-sensor available), incl. trip alarm switch (1xCO), rear connection flange, guide frame with shutter and w/o position signalling switch, with internal voltage tap on lower stab of circuit breaker, with voltage tap module VTM680 and power supply of ETU600, able to communication, integrated metering type PMF-1 Energy Efficiency, Voltage, Active energy Ea Manual operating mechanism with mechanical closing, without Spring charging motor, Ready-to-close signal. switch, Auxiliary switches 2NO+2NC, without Closing coil (CC), manual operating mechanism with mechanical closing, without Remote trip alarm reset coil (RR), without 2nd shunt trip, without 1st Shunt trip | 113870 | 1 | Z\ | 1
3WA1108-2FE01-0AA0 |  | Fixed-mounted circuit breaker IEC 60947-2, frame size 1, 3-poles, In=800A up to 690V AC 50/60Hz, breaking capacity N Icu=55/42kA at 500/690V, Trip unit ETU600 LSI upgrade ready , colordisplay, bluetooth and USB interface, Protection LT, ST, INST, N-protection required an external N-sensor, incl. trip alarm switch (1xCO), rear connection vertical, with internal voltage tap on lower stab of circuit breaker, with voltage tap module VTM680 and power supply of ETU600, able to communication, integrated metering type PMF-2 Basic Power Monitoring, Voltage, Energy, Power, Power factor, Frequency, Unbalance, Temperature, Manual operating mechanism with mechanical closing, without Spring charging motor, Ready-to-close signal. switch, Auxiliary switches 2NO+2NC, without Closing coil (CC), manual operating mechanism with mechanical closing, without Remote trip alarm reset coil (RR), without 2nd shunt trip, without 1st Shunt trip | 73400 | 1 | Z\ | 1
3WA1108-2FE02-0AA0 |  | Fixed-mounted circuit breaker IEC 60947-2, frame size 1, 3-poles, In=800A up to 690V AC 50/60Hz, breaking capacity N Icu=55/42kA at 500/690V, Trip unit ETU600 LSI upgrade ready , colordisplay, bluetooth and USB interface, Protection LT, ST, INST, N-protection required an external N-sensor, incl. trip alarm switch (1xCO), rear connection horizontal, with internal voltage tap on lower stab of circuit breaker, with voltage tap module VTM680 and power supply of ETU600, able to communication, integrated metering type PMF-2 Basic Power Monitoring, Voltage, Energy, Power, Power factor, Frequency, Unbalance, Temperature, Manual operating mechanism with mechanical closing, without Spring charging motor, Ready-to-close signal. switch, Auxiliary switches 2NO+2NC, without Closing coil (CC), manual operating mechanism with mechanical closing, without Remote trip alarm reset coil (RR), without 2nd shunt trip, without 1st Shunt trip | 71700 | 1 | Z\ | 1
3WA1108-2FE03-0AA0 |  | Fixed-mounted circuit breaker IEC 60947-2, frame size 1, 3-poles, In=800A up to 690V AC 50/60Hz, breaking capacity N Icu=55/42kA at 500/690V, Trip unit ETU600 LSI upgrade ready , colordisplay, bluetooth and USB interface, Protection LT, ST, INST, N-protection required an external N-sensor, incl. trip alarm switch (1xCO), front connection double hole, with internal voltage tap on lower stab of circuit breaker, with voltage tap module VTM680 and power supply of ETU600, able to communication, integrated metering type PMF-2 Basic Power Monitoring, Voltage, Energy, Power, Power factor, Frequency, Unbalance, Temperature, Manual operating mechanism with mechanical closing, without Spring charging motor, Ready-to-close signal. switch, Auxiliary switches 2NO+2NC, without Closing coil (CC), manual operating mechanism with mechanical closing, without Remote trip alarm reset coil (RR), without 2nd shunt trip, without 1st Shunt trip | 76800 | 1 | Z\ | 1
3WA1108-2FE11-0AA0 |  | Fixed-mounted circuit breaker IEC 60947-2, frame size 1, 4-poles, N-pole left, In=800A up to 690V AC 50/60Hz, breaking capacity N Icu=55/42kA at 500/690V, Trip unit ETU600 LSI upgrade ready , colordisplay, bluetooth and USB interface, Protection LT, ST, INST, include N-protection, (internal N-sensor available), incl. trip alarm switch (1xCO), rear connection vertical, with internal voltage tap on lower stab of circuit breaker, with voltage tap module VTM680 and power supply of ETU600, able to communication, integrated metering type PMF-2 Basic Power Monitoring, Voltage, Energy, Power, Power factor, Frequency, Unbalance, Temperature, Manual operating mechanism with mechanical closing, without Spring charging motor, Ready-to-close signal. switch, Auxiliary switches 2NO+2NC, without Closing coil (CC), manual operating mechanism with mechanical closing, without Remote trip alarm reset coil (RR), without 2nd shunt trip, without 1st Shunt trip | 91200 | 1 | Z\ | 1
3WA1108-2FE12-0AA0 |  | Fixed-mounted circuit breaker IEC 60947-2, frame size 1, 4-poles, N-pole left, In=800A up to 690V AC 50/60Hz, breaking capacity N Icu=55/42kA at 500/690V, Trip unit ETU600 LSI upgrade ready , colordisplay, bluetooth and USB interface, Protection LT, ST, INST, include N-protection, (internal N-sensor available), incl. trip alarm switch (1xCO), rear connection horizontal, with internal voltage tap on lower stab of circuit breaker, with voltage tap module VTM680 and power supply of ETU600, able to communication, integrated metering type PMF-2 Basic Power Monitoring, Voltage, Energy, Power, Power factor, Frequency, Unbalance, Temperature, Manual operating mechanism with mechanical closing, without Spring charging motor, Ready-to-close signal. switch, Auxiliary switches 2NO+2NC, without Closing coil (CC), manual operating mechanism with mechanical closing, without Remote trip alarm reset coil (RR), without 2nd shunt trip, without 1st Shunt trip | 88900 | 1 | Z\ | 1
3WA1108-2FE13-0AA0 |  | Fixed-mounted circuit breaker IEC 60947-2, frame size 1, 4-poles, N-pole left, In=800A up to 690V AC 50/60Hz, breaking capacity N Icu=55/42kA at 500/690V, Trip unit ETU600 LSI upgrade ready , colordisplay, bluetooth and USB interface, Protection LT, ST, INST, include N-protection, (internal N-sensor available), incl. trip alarm switch (1xCO), front connection double hole, with internal voltage tap on lower stab of circuit breaker, with voltage tap module VTM680 and power supply of ETU600, able to communication, integrated metering type PMF-2 Basic Power Monitoring, Voltage, Energy, Power, Power factor, Frequency, Unbalance, Temperature, Manual operating mechanism with mechanical closing, without Spring charging motor, Ready-to-close signal. switch, Auxiliary switches 2NO+2NC, without Closing coil (CC), manual operating mechanism with mechanical closing, without Remote trip alarm reset coil (RR), without 2nd shunt trip, without 1st Shunt trip | 95800 | 1 | Z\ | 1
3WA1108-2FE21-0AA0 |  | fixed-mounted circuit breaker, IEC 60947-2, size 1, 4-pole, N pole on right, In=800 A up to 690 V AC 50/60 Hz, breaking capacity N Icc=55/42 kA at 500/690 V, tripping unit ETU600 LSI upgradeable, color display, Bluetooth, USB interface, basic protection LT, ST, INST, including protection of the N conductor (internal neutral point sensor available), trip alarm switch (1 x CO), connection at rear vertical, with internal voltage tap on lower stab of circuit breaker, with voltage tap module VTM680 and power supply of ETU600, able to communication, integrated metering type PMF-2 Basic Power Monitoring, Voltage, Energy, Power, Power factor, Frequency, Unbalance, Temperature, Manual operating mechanism with mechanical closing, without Spring charging motor, Ready-to-close signal. switch, Auxiliary switches 2NO+2NC, without Closing coil (CC), manual operating mechanism with mechanical closing, without Remote trip alarm reset coil (RR), without 2nd shunt trip, without 1st Shunt trip | 91200 | 1 | Z\ | 1
3WA1108-2FE22-0AA0 |  | fixed-mounted circuit breaker, IEC 60947-2, size 1, 4-pole, N pole on right, In=800 A up to 690 V AC 50/60 Hz, breaking capacity N Icc=55/42 kA at 500/690 V, tripping unit ETU600 LSI upgradeable, color display, Bluetooth, USB interface, basic protection LT, ST, INST, including protection of the N conductor (internal neutral point sensor available), trip alarm switch (1 x CO), connection at rear horizontal with internal voltage tap on lower stab of circuit breaker, with voltage tap module VTM680 and power supply of ETU600, able to communication, integrated metering type PMF-2 Basic Power Monitoring, Voltage, Energy, Power, Power factor, Frequency, Unbalance, Temperature, Manual operating mechanism with mechanical closing, without Spring charging motor, Ready-to-close signal. switch, Auxiliary switches 2NO+2NC, without Closing coil (CC), manual operating mechanism with mechanical closing, without Remote trip alarm reset coil (RR), without 2nd shunt trip, without 1st Shunt trip | 88900 | 1 | Z\ | 1
3WA1108-2FE23-0AA0 |  | fixed-mounted circuit breaker, IEC 60947-2, size 1, 4-pole, N pole on right, In=800 A up to 690 V AC 50/60 Hz, breaking capacity N Icc=55/42 kA at 500/690 V, tripping unit ETU600 LSI upgradeable, color display, Bluetooth, USB interface, basic protection LT, ST, INST, including protection of the N conductor (internal neutral point sensor available), trip alarm switch (1 x CO), front connection double hole, with internal voltage tap on lower stab of circuit breaker, with voltage tap module VTM680 and power supply of ETU600, able to communication, integrated metering type PMF-2 Basic Power Monitoring, Voltage, Energy, Power, Power factor, Frequency, Unbalance, Temperature, Manual operating mechanism with mechanical closing, without Spring charging motor, Ready-to-close signal. switch, Auxiliary switches 2NO+2NC, without Closing coil (CC), manual operating mechanism with mechanical closing, without Remote trip alarm reset coil (RR), without 2nd shunt trip, without 1st Shunt trip | 95800 | 1 | Z\ | 1
3WA1108-2FE31-0AA0 |  | Withdrawable circuit breaker with guide frame, IEC 60947-2, frame size 1, 3-poles, In=800A up to 690V AC 50/60Hz, breaking capacity N Icu=55/42kA at 500/690V, Trip unit ETU600 LSI upgrade ready , colordisplay, bluetooth and USB interface, Protection LT, ST, INST, N-protection required an external N-sensor, incl. trip alarm switch (1xCO), rear connection vertical, guide frame with shutter and w/o position signalling switch, with internal voltage tap on lower stab of circuit breaker, with voltage tap module VTM680 and power supply of ETU600, able to communication, integrated metering type PMF-2 Basic Power Monitoring, Voltage, Energy, Power, Power factor, Frequency, Unbalance, Temperature, Manual operating mechanism with mechanical closing, without Spring charging motor, Ready-to-close signal. switch, Auxiliary switches 2NO+2NC, without Closing coil (CC), manual operating mechanism with mechanical closing, without Remote trip alarm reset coil (RR), without 2nd shunt trip, without 1st Shunt trip | 91000 | 1 | Z\ | 1
3WA1108-2FE32-0AA0 |  | Withdrawable circuit breaker with guide frame, IEC 60947-2, frame size 1, 3-poles, In=800A up to 690V AC 50/60Hz, breaking capacity N Icu=55/42kA at 500/690V, Trip unit ETU600 LSI upgrade ready , colordisplay, bluetooth and USB interface, Protection LT, ST, INST, N-protection required an external N-sensor, incl. trip alarm switch (1xCO), rear connection horizontal, guide frame with shutter and w/o position signalling switch, with internal voltage tap on lower stab of circuit breaker, with voltage tap module VTM680 and power supply of ETU600, able to communication, integrated metering type PMF-2 Basic Power Monitoring, Voltage, Energy, Power, Power factor, Frequency, Unbalance, Temperature, Manual operating mechanism with mechanical closing, without Spring charging motor, Ready-to-close signal. switch, Auxiliary switches 2NO+2NC, without Closing coil (CC), manual operating mechanism with mechanical closing, without Remote trip alarm reset coil (RR), without 2nd shunt trip, without 1st Shunt trip | 89200 | 1 | Z\ | 1
3WA1108-2FE33-0AA0 |  | Withdrawable circuit breaker with guide frame, IEC 60947-2, frame size 1, 3-poles, In=800A up to 690V AC 50/60Hz, breaking capacity N Icu=55/42kA at 500/690V, Trip unit ETU600 LSI upgrade ready , colordisplay, bluetooth and USB interface, Protection LT, ST, INST, N-protection required an external N-sensor, incl. trip alarm switch (1xCO), front connection double hole, guide frame with shutter and w/o position signalling switch, with internal voltage tap on lower stab of circuit breaker, with voltage tap module VTM680 and power supply of ETU600, able to communication, integrated metering type PMF-2 Basic Power Monitoring, Voltage, Energy, Power, Power factor, Frequency, Unbalance, Temperature, Manual operating mechanism with mechanical closing, without Spring charging motor, Ready-to-close signal. switch, Auxiliary switches 2NO+2NC, without Closing coil (CC), manual operating mechanism with mechanical closing, without Remote trip alarm reset coil (RR), without 2nd shunt trip, without 1st Shunt trip | 94600 | 1 | Z\ | 1
3WA1108-2FE34-0AA0 |  | Withdrawable circuit breaker with guide frame, IEC 60947-2, frame size 1, 3-poles, In=800A up to 690V AC 50/60Hz, breaking capacity N Icu=55/42kA at 500/690V, Trip unit ETU600 LSI upgrade ready , colordisplay, bluetooth and USB interface, Protection LT, ST, INST, N-protection required an external N-sensor, incl. trip alarm switch (1xCO), rear connection flange, guide frame with shutter and w/o position signalling switch, with internal voltage tap on lower stab of circuit breaker, with voltage tap module VTM680 and power supply of ETU600, able to communication, integrated metering type PMF-2 Basic Power Monitoring, Voltage, Energy, Power, Power factor, Frequency, Unbalance, Temperature, Manual operating mechanism with mechanical closing, without Spring charging motor, Ready-to-close signal. switch, Auxiliary switches 2NO+2NC, without Closing coil (CC), manual operating mechanism with mechanical closing, without Remote trip alarm reset coil (RR), without 2nd shunt trip, without 1st Shunt trip | 89200 | 1 | Z\ | 1
3WA1108-2FE41-0AA0 |  | Withdrawable circuit breaker with guide frame, IEC 60947-2, frame size 1, 4-poles, N-pole left, In=800A up to 690V AC 50/60Hz, breaking capacity N Icu=55/42kA at 500/690V, Trip unit ETU600 LSI upgrade ready , colordisplay, bluetooth and USB interface, Protection LT, ST, INST, include N-protection, (internal N-sensor available), incl. trip alarm switch (1xCO), rear connection vertical, guide frame with shutter and w/o position signalling switch, with internal voltage tap on lower stab of circuit breaker, with voltage tap module VTM680 and power supply of ETU600, able to communication, integrated metering type PMF-2 Basic Power Monitoring, Voltage, Energy, Power, Power factor, Frequency, Unbalance, Temperature, Manual operating mechanism with mechanical closing, without Spring charging motor, Ready-to-close signal. switch, Auxiliary switches 2NO+2NC, without Closing coil (CC), manual operating mechanism with mechanical closing, without Remote trip alarm reset coil (RR), without 2nd shunt trip, without 1st Shunt trip | 114500 | 1 | Z\ | 1
3WA1108-2FE42-0AA0 |  | Withdrawable circuit breaker with guide frame, IEC 60947-2, frame size 1, 4-poles, N-pole left, In=800A up to 690V AC 50/60Hz, breaking capacity N Icu=55/42kA at 500/690V, Trip unit ETU600 LSI upgrade ready , colordisplay, bluetooth and USB interface, Protection LT, ST, INST, include N-protection, (internal N-sensor available), incl. trip alarm switch (1xCO), rear connection horizontal, guide frame with shutter and w/o position signalling switch, with internal voltage tap on lower stab of circuit breaker, with voltage tap module VTM680 and power supply of ETU600, able to communication, integrated metering type PMF-2 Basic Power Monitoring, Voltage, Energy, Power, Power factor, Frequency, Unbalance, Temperature, Manual operating mechanism with mechanical closing, without Spring charging motor, Ready-to-close signal. switch, Auxiliary switches 2NO+2NC, without Closing coil (CC), manual operating mechanism with mechanical closing, without Remote trip alarm reset coil (RR), without 2nd shunt trip, without 1st Shunt trip | 112100 | 1 | Z\ | 1
3WA1108-2FE43-0AA0 |  | Withdrawable circuit breaker with guide frame, IEC 60947-2, frame size 1, 4-poles, N-pole left, In=800A up to 690V AC 50/60Hz, breaking capacity N Icu=55/42kA at 500/690V, Trip unit ETU600 LSI upgrade ready , colordisplay, bluetooth and USB interface, Protection LT, ST, INST, include N-protection, (internal N-sensor available), incl. trip alarm switch (1xCO), front connection double hole, guide frame with shutter and w/o position signalling switch, with internal voltage tap on lower stab of circuit breaker, with voltage tap module VTM680 and power supply of ETU600, able to communication, integrated metering type PMF-2 Basic Power Monitoring, Voltage, Energy, Power, Power factor, Frequency, Unbalance, Temperature, Manual operating mechanism with mechanical closing, without Spring charging motor, Ready-to-close signal. switch, Auxiliary switches 2NO+2NC, without Closing coil (CC), manual operating mechanism with mechanical closing, without Remote trip alarm reset coil (RR), without 2nd shunt trip, without 1st Shunt trip | 119700 | 1 | Z\ | 1
3WA1108-2FE44-0AA0 |  | Withdrawable circuit breaker with guide frame, IEC 60947-2, frame size 1, 4-poles, N-pole left, In=800A up to 690V AC 50/60Hz, breaking capacity N Icu=55/42kA at 500/690V, Trip unit ETU600 LSI upgrade ready , colordisplay, bluetooth and USB interface, Protection LT, ST, INST, include N-protection, (internal N-sensor available), incl. trip alarm switch (1xCO), rear connection flange, guide frame with shutter and w/o position signalling switch, with internal voltage tap on lower stab of circuit breaker, with voltage tap module VTM680 and power supply of ETU600, able to communication, integrated metering type PMF-2 Basic Power Monitoring, Voltage, Energy, Power, Power factor, Frequency, Unbalance, Temperature, Manual operating mechanism with mechanical closing, without Spring charging motor, Ready-to-close signal. switch, Auxiliary switches 2NO+2NC, without Closing coil (CC), manual operating mechanism with mechanical closing, without Remote trip alarm reset coil (RR), without 2nd shunt trip, without 1st Shunt trip | 112100 | 1 | Z\ | 1
3WA1108-2FF01-0AA0 |  | Fixed-mounted circuit breaker IEC 60947-2, frame size 1, 3-poles, In=800A up to 690V AC 50/60Hz, breaking capacity N Icu=55/42kA at 500/690V, Trip unit ETU600 LSIG upgrade ready , colordisplay, bluetooth and USB interface, Protection LT, ST, INST, GFx, N-protection required an external N-sensor, incl. trip alarm switch (1xCO), rear connection vertical, with internal voltage tap on lower stab of circuit breaker, with voltage tap module VTM680 and power supply of ETU600, able to communication, integrated metering type PMF-2 Basic Power Monitoring, Voltage, Energy, Power, Power factor, Frequency, Unbalance, Temperature, Manual operating mechanism with mechanical closing, without Spring charging motor, Ready-to-close signal. switch, Auxiliary switches 2NO+2NC, without Closing coil (CC), manual operating mechanism with mechanical closing, without Remote trip alarm reset coil (RR), without 2nd shunt trip, without 1st Shunt trip | 84000 | 1 | Z\ | 1
3WA1108-2FF02-0AA0 |  | Fixed-mounted circuit breaker IEC 60947-2, frame size 1, 3-poles, In=800A up to 690V AC 50/60Hz, breaking capacity N Icu=55/42kA at 500/690V, Trip unit ETU600 LSIG upgrade ready , colordisplay, bluetooth and USB interface, Protection LT, ST, INST, GFx, N-protection required an external N-sensor, incl. trip alarm switch (1xCO), rear connection horizontal, with internal voltage tap on lower stab of circuit breaker, with voltage tap module VTM680 and power supply of ETU600, able to communication, integrated metering type PMF-2 Basic Power Monitoring, Voltage, Energy, Power, Power factor, Frequency, Unbalance, Temperature, Manual operating mechanism with mechanical closing, without Spring charging motor, Ready-to-close signal. switch, Auxiliary switches 2NO+2NC, without Closing coil (CC), manual operating mechanism with mechanical closing, without Remote trip alarm reset coil (RR), without 2nd shunt trip, without 1st Shunt trip | 82300 | 1 | Z\ | 1
3WA1108-2FF03-0AA0 |  | Fixed-mounted circuit breaker IEC 60947-2, frame size 1, 3-poles, In=800A up to 690V AC 50/60Hz, breaking capacity N Icu=55/42kA at 500/690V, Trip unit ETU600 LSIG upgrade ready , colordisplay, bluetooth and USB interface, Protection LT, ST, INST, GFx, N-protection required an external N-sensor, incl. trip alarm switch (1xCO), front connection double hole, with internal voltage tap on lower stab of circuit breaker, with voltage tap module VTM680 and power supply of ETU600, able to communication, integrated metering type PMF-2 Basic Power Monitoring, Voltage, Energy, Power, Power factor, Frequency, Unbalance, Temperature, Manual operating mechanism with mechanical closing, without Spring charging motor, Ready-to-close signal. switch, Auxiliary switches 2NO+2NC, without Closing coil (CC), manual operating mechanism with mechanical closing, without Remote trip alarm reset coil (RR), without 2nd shunt trip, without 1st Shunt trip | 87500 | 1 | Z\ | 1
3WA1108-2FF11-0AA0 |  | Fixed-mounted circuit breaker IEC 60947-2, frame size 1, 4-poles, N-pole left, In=800A up to 690V AC 50/60Hz, breaking capacity N Icu=55/42kA at 500/690V, Trip unit ETU600 LSIG upgrade ready , colordisplay, bluetooth and USB interface, Protection LT, ST, INST, GFx, include N-protection, (internal N-sensor available), incl. trip alarm switch (1xCO), rear connection vertical, with internal voltage tap on lower stab of circuit breaker, with voltage tap module VTM680 and power supply of ETU600, able to communication, integrated metering type PMF-2 Basic Power Monitoring, Voltage, Energy, Power, Power factor, Frequency, Unbalance, Temperature, Manual operating mechanism with mechanical closing, without Spring charging motor, Ready-to-close signal. switch, Auxiliary switches 2NO+2NC, without Closing coil (CC), manual operating mechanism with mechanical closing, without Remote trip alarm reset coil (RR), without 2nd shunt trip, without 1st Shunt trip | 101900 | 1 | Z\ | 1
3WA1108-2FF12-0AA0 |  | Fixed-mounted circuit breaker IEC 60947-2, frame size 1, 4-poles, N-pole left, In=800A up to 690V AC 50/60Hz, breaking capacity N Icu=55/42kA at 500/690V, Trip unit ETU600 LSIG upgrade ready , colordisplay, bluetooth and USB interface, Protection LT, ST, INST, GFx, include N-protection, (internal N-sensor available), incl. trip alarm switch (1xCO), rear connection horizontal, with internal voltage tap on lower stab of circuit breaker, with voltage tap module VTM680 and power supply of ETU600, able to communication, integrated metering type PMF-2 Basic Power Monitoring, Voltage, Energy, Power, Power factor, Frequency, Unbalance, Temperature, Manual operating mechanism with mechanical closing, without Spring charging motor, Ready-to-close signal. switch, Auxiliary switches 2NO+2NC, without Closing coil (CC), manual operating mechanism with mechanical closing, without Remote trip alarm reset coil (RR), without 2nd shunt trip, without 1st Shunt trip | 99600 | 1 | Z\ | 1
3WA1108-2FF13-0AA0 |  | Fixed-mounted circuit breaker IEC 60947-2, frame size 1, 4-poles, N-pole left, In=800A up to 690V AC 50/60Hz, breaking capacity N Icu=55/42kA at 500/690V, Trip unit ETU600 LSIG upgrade ready , colordisplay, bluetooth and USB interface, Protection LT, ST, INST, GFx, include N-protection, (internal N-sensor available), incl. trip alarm switch (1xCO), front connection double hole, with internal voltage tap on lower stab of circuit breaker, with voltage tap module VTM680 and power supply of ETU600, able to communication, integrated metering type PMF-2 Basic Power Monitoring, Voltage, Energy, Power, Power factor, Frequency, Unbalance, Temperature, Manual operating mechanism with mechanical closing, without Spring charging motor, Ready-to-close signal. switch, Auxiliary switches 2NO+2NC, without Closing coil (CC), manual operating mechanism with mechanical closing, without Remote trip alarm reset coil (RR), without 2nd shunt trip, without 1st Shunt trip | 106400 | 1 | Z\ | 1
3WA1108-2FF21-0AA0 |  | fixed-mounted circuit breaker, IEC 60947-2, size 1, 4-pole, N pole on right, In=800 A up to 690 V AC 50/60 Hz, breaking capacity N Icc=55/42 kA at 500/690 V, tripping unit ETU600 LSIG upgradeable, color display, Bluetooth, USB interface, basic protection LT, ST, INST, GFx, including protection of the N conductor (internal neutral point sensor available), trip alarm switch (1 x CO), connection at rear vertical, with internal voltage tap on lower stab of circuit breaker, with voltage tap module VTM680 and power supply of ETU600, able to communication, integrated metering type PMF-2 Basic Power Monitoring, Voltage, Energy, Power, Power factor, Frequency, Unbalance, Temperature, Manual operating mechanism with mechanical closing, without Spring charging motor, Ready-to-close signal. switch, Auxiliary switches 2NO+2NC, without Closing coil (CC), manual operating mechanism with mechanical closing, without Remote trip alarm reset coil (RR), without 2nd shunt trip, without 1st Shunt trip | 101900 | 1 | Z\ | 1
3WA1108-2FF22-0AA0 |  | fixed-mounted circuit breaker, IEC 60947-2, size 1, 4-pole, N pole on right, In=800 A up to 690 V AC 50/60 Hz, breaking capacity N Icc=55/42 kA at 500/690 V, tripping unit ETU600 LSIG upgradeable, color display, Bluetooth, USB interface, basic protection LT, ST, INST, GFx, including protection of the N conductor (internal neutral point sensor available), trip alarm switch (1 x CO), connection at rear horizontal with internal voltage tap on lower stab of circuit breaker, with voltage tap module VTM680 and power supply of ETU600, able to communication, integrated metering type PMF-2 Basic Power Monitoring, Voltage, Energy, Power, Power factor, Frequency, Unbalance, Temperature, Manual operating mechanism with mechanical closing, without Spring charging motor, Ready-to-close signal. switch, Auxiliary switches 2NO+2NC, without Closing coil (CC), manual operating mechanism with mechanical closing, without Remote trip alarm reset coil (RR), without 2nd shunt trip, without 1st Shunt trip | 99600 | 1 | Z\ | 1
3WA1108-2FF23-0AA0 |  | fixed-mounted circuit breaker, IEC 60947-2, size 1, 4-pole, N pole on right, In=800 A up to 690 V AC 50/60 Hz, breaking capacity N Icc=55/42 kA at 500/690 V, tripping unit ETU600 LSIG upgradeable, color display, Bluetooth, USB interface, basic protection LT, ST, INST, GFx, including protection of the N conductor (internal neutral point sensor available), trip alarm switch (1 x CO), front connection double hole, with internal voltage tap on lower stab of circuit breaker, with voltage tap module VTM680 and power supply of ETU600, able to communication, integrated metering type PMF-2 Basic Power Monitoring, Voltage, Energy, Power, Power factor, Frequency, Unbalance, Temperature, Manual operating mechanism with mechanical closing, without Spring charging motor, Ready-to-close signal. switch, Auxiliary switches 2NO+2NC, without Closing coil (CC), manual operating mechanism with mechanical closing, without Remote trip alarm reset coil (RR), without 2nd shunt trip, without 1st Shunt trip | 106400 | 1 | Z\ | 1
3WA1108-2FF31-0AA0 |  | Withdrawable circuit breaker with guide frame, IEC 60947-2, frame size 1, 3-poles, In=800A up to 690V AC 50/60Hz, breaking capacity N Icu=55/42kA at 500/690V, Trip unit ETU600 LSIG upgrade ready , colordisplay, bluetooth and USB interface, Protection LT, ST, INST, GFx, N-protection required an external N-sensor, incl. trip alarm switch (1xCO), rear connection vertical, guide frame with shutter and w/o position signalling switch, with internal voltage tap on lower stab of circuit breaker, with voltage tap module VTM680 and power supply of ETU600, able to communication, integrated metering type PMF-2 Basic Power Monitoring, Voltage, Energy, Power, Power factor, Frequency, Unbalance, Temperature, Manual operating mechanism with mechanical closing, without Spring charging motor, Ready-to-close signal. switch, Auxiliary switches 2NO+2NC, without Closing coil (CC), manual operating mechanism with mechanical closing, without Remote trip alarm reset coil (RR), without 2nd shunt trip, without 1st Shunt trip | 101600 | 1 | Z\ | 1
3WA1108-2FF32-0AA0 |  | Withdrawable circuit breaker with guide frame, IEC 60947-2, frame size 1, 3-poles, In=800A up to 690V AC 50/60Hz, breaking capacity N Icu=55/42kA at 500/690V, Trip unit ETU600 LSIG upgrade ready , colordisplay, bluetooth and USB interface, Protection LT, ST, INST, GFx, N-protection required an external N-sensor, incl. trip alarm switch (1xCO), rear connection horizontal, guide frame with shutter and w/o position signalling switch, with internal voltage tap on lower stab of circuit breaker, with voltage tap module VTM680 and power supply of ETU600, able to communication, integrated metering type PMF-2 Basic Power Monitoring, Voltage, Energy, Power, Power factor, Frequency, Unbalance, Temperature, Manual operating mechanism with mechanical closing, without Spring charging motor, Ready-to-close signal. switch, Auxiliary switches 2NO+2NC, without Closing coil (CC), manual operating mechanism with mechanical closing, without Remote trip alarm reset coil (RR), without 2nd shunt trip, without 1st Shunt trip | 99800 | 1 | Z\ | 1
3WA1108-2FF33-0AA0 |  | Withdrawable circuit breaker with guide frame, IEC 60947-2, frame size 1, 3-poles, In=800A up to 690V AC 50/60Hz, breaking capacity N Icu=55/42kA at 500/690V, Trip unit ETU600 LSIG upgrade ready , colordisplay, bluetooth and USB interface, Protection LT, ST, INST, GFx, N-protection required an external N-sensor, incl. trip alarm switch (1xCO), front connection double hole, guide frame with shutter and w/o position signalling switch, with internal voltage tap on lower stab of circuit breaker, with voltage tap module VTM680 and power supply of ETU600, able to communication, integrated metering type PMF-2 Basic Power Monitoring, Voltage, Energy, Power, Power factor, Frequency, Unbalance, Temperature, Manual operating mechanism with mechanical closing, without Spring charging motor, Ready-to-close signal. switch, Auxiliary switches 2NO+2NC, without Closing coil (CC), manual operating mechanism with mechanical closing, without Remote trip alarm reset coil (RR), without 2nd shunt trip, without 1st Shunt trip | 105200 | 1 | Z\ | 1
3WA1108-2FF34-0AA0 |  | Withdrawable circuit breaker with guide frame, IEC 60947-2, frame size 1, 3-poles, In=800A up to 690V AC 50/60Hz, breaking capacity N Icu=55/42kA at 500/690V, Trip unit ETU600 LSIG upgrade ready , colordisplay, bluetooth and USB interface, Protection LT, ST, INST, GFx, N-protection required an external N-sensor, incl. trip alarm switch (1xCO), rear connection flange, guide frame with shutter and w/o position signalling switch, with internal voltage tap on lower stab of circuit breaker, with voltage tap module VTM680 and power supply of ETU600, able to communication, integrated metering type PMF-2 Basic Power Monitoring, Voltage, Energy, Power, Power factor, Frequency, Unbalance, Temperature, Manual operating mechanism with mechanical closing, without Spring charging motor, Ready-to-close signal. switch, Auxiliary switches 2NO+2NC, without Closing coil (CC), manual operating mechanism with mechanical closing, without Remote trip alarm reset coil (RR), without 2nd shunt trip, without 1st Shunt trip | 99800 | 1 | Z\ | 1
3WA1108-2FF41-0AA0 |  | Withdrawable circuit breaker with guide frame, IEC 60947-2, frame size 1, 4-poles, N-pole left, In=800A up to 690V AC 50/60Hz, breaking capacity N Icu=55/42kA at 500/690V, Trip unit ETU600 LSIG upgrade ready , colordisplay, bluetooth and USB interface, Protection LT, ST, INST, GFx, include N-protection, (internal N-sensor available), incl. trip alarm switch (1xCO), rear connection vertical, guide frame with shutter and w/o position signalling switch, with internal voltage tap on lower stab of circuit breaker, with voltage tap module VTM680 and power supply of ETU600, able to communication, integrated metering type PMF-2 Basic Power Monitoring, Voltage, Energy, Power, Power factor, Frequency, Unbalance, Temperature, Manual operating mechanism with mechanical closing, without Spring charging motor, Ready-to-close signal. switch, Auxiliary switches 2NO+2NC, without Closing coil (CC), manual operating mechanism with mechanical closing, without Remote trip alarm reset coil (RR), without 2nd shunt trip, without 1st Shunt trip | 124700 | 1 | Z\ | 1
3WA1108-2FF42-0AA0 |  | Withdrawable circuit breaker with guide frame, IEC 60947-2, frame size 1, 4-poles, N-pole left, In=800A up to 690V AC 50/60Hz, breaking capacity N Icu=55/42kA at 500/690V, Trip unit ETU600 LSIG upgrade ready , colordisplay, bluetooth and USB interface, Protection LT, ST, INST, GFx, include N-protection, (internal N-sensor available), incl. trip alarm switch (1xCO), rear connection horizontal, guide frame with shutter and w/o position signalling switch, with internal voltage tap on lower stab of circuit breaker, with voltage tap module VTM680 and power supply of ETU600, able to communication, integrated metering type PMF-2 Basic Power Monitoring, Voltage, Energy, Power, Power factor, Frequency, Unbalance, Temperature, Manual operating mechanism with mechanical closing, without Spring charging motor, Ready-to-close signal. switch, Auxiliary switches 2NO+2NC, without Closing coil (CC), manual operating mechanism with mechanical closing, without Remote trip alarm reset coil (RR), without 2nd shunt trip, without 1st Shunt trip | 122700 | 1 | Z\ | 1
3WA1108-2FF43-0AA0 |  | Withdrawable circuit breaker with guide frame, IEC 60947-2, frame size 1, 4-poles, N-pole left, In=800A up to 690V AC 50/60Hz, breaking capacity N Icu=55/42kA at 500/690V, Trip unit ETU600 LSIG upgrade ready , colordisplay, bluetooth and USB interface, Protection LT, ST, INST, GFx, include N-protection, (internal N-sensor available), incl. trip alarm switch (1xCO), front connection double hole, guide frame with shutter and w/o position signalling switch, with internal voltage tap on lower stab of circuit breaker, with voltage tap module VTM680 and power supply of ETU600, able to communication, integrated metering type PMF-2 Basic Power Monitoring, Voltage, Energy, Power, Power factor, Frequency, Unbalance, Temperature, Manual operating mechanism with mechanical closing, without Spring charging motor, Ready-to-close signal. switch, Auxiliary switches 2NO+2NC, without Closing coil (CC), manual operating mechanism with mechanical closing, without Remote trip alarm reset coil (RR), without 2nd shunt trip, without 1st Shunt trip | 129700 | 1 | Z\ | 1
3WA1108-2FF44-0AA0 |  | Withdrawable circuit breaker with guide frame, IEC 60947-2, frame size 1, 4-poles, N-pole left, In=800A up to 690V AC 50/60Hz, breaking capacity N Icu=55/42kA at 500/690V, Trip unit ETU600 LSIG upgrade ready , colordisplay, bluetooth and USB interface, Protection LT, ST, INST, GFx, include N-protection, (internal N-sensor available), incl. trip alarm switch (1xCO), rear connection flange, guide frame with shutter and w/o position signalling switch, with internal voltage tap on lower stab of circuit breaker, with voltage tap module VTM680 and power supply of ETU600, able to communication, integrated metering type PMF-2 Basic Power Monitoring, Voltage, Energy, Power, Power factor, Frequency, Unbalance, Temperature, Manual operating mechanism with mechanical closing, without Spring charging motor, Ready-to-close signal. switch, Auxiliary switches 2NO+2NC, without Closing coil (CC), manual operating mechanism with mechanical closing, without Remote trip alarm reset coil (RR), without 2nd shunt trip, without 1st Shunt trip | 122700 | 1 | Z\ | 1
3WA1108-2GE01-0AA0 |  | Fixed-mounted circuit breaker IEC 60947-2, frame size 1, 3-poles, In=800A up to 690V AC 50/60Hz, breaking capacity N Icu=55/42kA at 500/690V, Trip unit ETU600 LSI upgrade ready , colordisplay, bluetooth and USB interface, Protection LT, ST, INST, N-protection required an external N-sensor, incl. trip alarm switch (1xCO), rear connection vertical, with internal voltage tap on lower stab of circuit breaker, with voltage tap module VTM680 and power supply of ETU600, able to communication, integrated metering type PMF-3 Advanced Power Monitor., Voltage, Energy, Power, Power factor, Frequency, Unbalance, Temperature, Power quality, Manual operating mechanism with mechanical closing, without Spring charging motor, Ready-to-close signal. switch, Auxiliary switches 2NO+2NC, without Closing coil (CC), manual operating mechanism with mechanical closing, without Remote trip alarm reset coil (RR), without 2nd shunt trip, without 1st Shunt trip | 79800 | 1 | Z\ | 1
3WA1108-2GE02-0AA0 |  | Fixed-mounted circuit breaker IEC 60947-2, frame size 1, 3-poles, In=800A up to 690V AC 50/60Hz, breaking capacity N Icu=55/42kA at 500/690V, Trip unit ETU600 LSI upgrade ready , colordisplay, bluetooth and USB interface, Protection LT, ST, INST, N-protection required an external N-sensor, incl. trip alarm switch (1xCO), rear connection horizontal, with internal voltage tap on lower stab of circuit breaker, with voltage tap module VTM680 and power supply of ETU600, able to communication, integrated metering type PMF-3 Advanced Power Monitor., Voltage, Energy, Power, Power factor, Frequency, Unbalance, Temperature, Power quality, Manual operating mechanism with mechanical closing, without Spring charging motor, Ready-to-close signal. switch, Auxiliary switches 2NO+2NC, without Closing coil (CC), manual operating mechanism with mechanical closing, without Remote trip alarm reset coil (RR), without 2nd shunt trip, without 1st Shunt trip | 78100 | 1 | Z\ | 1
3WA1108-2GE03-0AA0 |  | Fixed-mounted circuit breaker IEC 60947-2, frame size 1, 3-poles, In=800A up to 690V AC 50/60Hz, breaking capacity N Icu=55/42kA at 500/690V, Trip unit ETU600 LSI upgrade ready , colordisplay, bluetooth and USB interface, Protection LT, ST, INST, N-protection required an external N-sensor, incl. trip alarm switch (1xCO), front connection double hole, with internal voltage tap on lower stab of circuit breaker, with voltage tap module VTM680 and power supply of ETU600, able to communication, integrated metering type PMF-3 Advanced Power Monitor., Voltage, Energy, Power, Power factor, Frequency, Unbalance, Temperature, Power quality, Manual operating mechanism with mechanical closing, without Spring charging motor, Ready-to-close signal. switch, Auxiliary switches 2NO+2NC, without Closing coil (CC), manual operating mechanism with mechanical closing, without Remote trip alarm reset coil (RR), without 2nd shunt trip, without 1st Shunt trip | 83200 | 1 | Z\ | 1
3WA1108-2GE11-0AA0 |  | Fixed-mounted circuit breaker IEC 60947-2, frame size 1, 4-poles, N-pole left, In=800A up to 690V AC 50/60Hz, breaking capacity N Icu=55/42kA at 500/690V, Trip unit ETU600 LSI upgrade ready , colordisplay, bluetooth and USB interface, Protection LT, ST, INST, include N-protection, (internal N-sensor available), incl. trip alarm switch (1xCO), rear connection vertical, with internal voltage tap on lower stab of circuit breaker, with voltage tap module VTM680 and power supply of ETU600, able to communication, integrated metering type PMF-3 Advanced Power Monitor., Voltage, Energy, Power, Power factor, Frequency, Unbalance, Temperature, Power quality, Manual operating mechanism with mechanical closing, without Spring charging motor, Ready-to-close signal. switch, Auxiliary switches 2NO+2NC, without Closing coil (CC), manual operating mechanism with mechanical closing, without Remote trip alarm reset coil (RR), without 2nd shunt trip, without 1st Shunt trip | 97600 | 1 | Z\ | 1
3WA1108-2GE12-0AA0 |  | Fixed-mounted circuit breaker IEC 60947-2, frame size 1, 4-poles, N-pole left, In=800A up to 690V AC 50/60Hz, breaking capacity N Icu=55/42kA at 500/690V, Trip unit ETU600 LSI upgrade ready , colordisplay, bluetooth and USB interface, Protection LT, ST, INST, include N-protection, (internal N-sensor available), incl. trip alarm switch (1xCO), rear connection horizontal, with internal voltage tap on lower stab of circuit breaker, with voltage tap module VTM680 and power supply of ETU600, able to communication, integrated metering type PMF-3 Advanced Power Monitor., Voltage, Energy, Power, Power factor, Frequency, Unbalance, Temperature, Power quality, Manual operating mechanism with mechanical closing, without Spring charging motor, Ready-to-close signal. switch, Auxiliary switches 2NO+2NC, without Closing coil (CC), manual operating mechanism with mechanical closing, without Remote trip alarm reset coil (RR), without 2nd shunt trip, without 1st Shunt trip | 95300 | 1 | Z\ | 1
3WA1108-2GE13-0AA0 |  | Fixed-mounted circuit breaker IEC 60947-2, frame size 1, 4-poles, N-pole left, In=800A up to 690V AC 50/60Hz, breaking capacity N Icu=55/42kA at 500/690V, Trip unit ETU600 LSI upgrade ready , colordisplay, bluetooth and USB interface, Protection LT, ST, INST, include N-protection, (internal N-sensor available), incl. trip alarm switch (1xCO), front connection double hole, with internal voltage tap on lower stab of circuit breaker, with voltage tap module VTM680 and power supply of ETU600, able to communication, integrated metering type PMF-3 Advanced Power Monitor., Voltage, Energy, Power, Power factor, Frequency, Unbalance, Temperature, Power quality, Manual operating mechanism with mechanical closing, without Spring charging motor, Ready-to-close signal. switch, Auxiliary switches 2NO+2NC, without Closing coil (CC), manual operating mechanism with mechanical closing, without Remote trip alarm reset coil (RR), without 2nd shunt trip, without 1st Shunt trip | 102200 | 1 | Z\ | 1
3WA1108-2GE21-0AA0 |  | fixed-mounted circuit breaker, IEC 60947-2, size 1, 4-pole, N pole on right, In=800 A up to 690 V AC 50/60 Hz, breaking capacity N Icc=55/42 kA at 500/690 V, tripping unit ETU600 LSI upgradeable, color display, Bluetooth, USB interface, basic protection LT, ST, INST, including protection of the N conductor (internal neutral point sensor available), trip alarm switch (1 x CO), connection at rear vertical, with internal voltage tap on lower stab of circuit breaker, with voltage tap module VTM680 and power supply of ETU600, able to communication, integrated metering type PMF-3 Advanced Power Monitor., Voltage, Energy, Power, Power factor, Frequency, Unbalance, Temperature, Power quality, Manual operating mechanism with mechanical closing, without Spring charging motor, Ready-to-close signal. switch, Auxiliary switches 2NO+2NC, without Closing coil (CC), manual operating mechanism with mechanical closing, without Remote trip alarm reset coil (RR), without 2nd shunt trip, without 1st Shunt trip | 97600 | 1 | Z\ | 1
3WA1108-2GE22-0AA0 |  | fixed-mounted circuit breaker, IEC 60947-2, size 1, 4-pole, N pole on right, In=800 A up to 690 V AC 50/60 Hz, breaking capacity N Icc=55/42 kA at 500/690 V, tripping unit ETU600 LSI upgradeable, color display, Bluetooth, USB interface, basic protection LT, ST, INST, including protection of the N conductor (internal neutral point sensor available), trip alarm switch (1 x CO), connection at rear horizontal with internal voltage tap on lower stab of circuit breaker, with voltage tap module VTM680 and power supply of ETU600, able to communication, integrated metering type PMF-3 Advanced Power Monitor., Voltage, Energy, Power, Power factor, Frequency, Unbalance, Temperature, Power quality, Manual operating mechanism with mechanical closing, without Spring charging motor, Ready-to-close signal. switch, Auxiliary switches 2NO+2NC, without Closing coil (CC), manual operating mechanism with mechanical closing, without Remote trip alarm reset coil (RR), without 2nd shunt trip, without 1st Shunt trip | 95300 | 1 | Z\ | 1
3WA1108-2GE23-0AA0 |  | fixed-mounted circuit breaker, IEC 60947-2, size 1, 4-pole, N pole on right, In=800 A up to 690 V AC 50/60 Hz, breaking capacity N Icc=55/42 kA at 500/690 V, tripping unit ETU600 LSI upgradeable, color display, Bluetooth, USB interface, basic protection LT, ST, INST, including protection of the N conductor (internal neutral point sensor available), trip alarm switch (1 x CO), front connection double hole, with internal voltage tap on lower stab of circuit breaker, with voltage tap module VTM680 and power supply of ETU600, able to communication, integrated metering type PMF-3 Advanced Power Monitor., Voltage, Energy, Power, Power factor, Frequency, Unbalance, Temperature, Power quality, Manual operating mechanism with mechanical closing, without Spring charging motor, Ready-to-close signal. switch, Auxiliary switches 2NO+2NC, without Closing coil (CC), manual operating mechanism with mechanical closing, without Remote trip alarm reset coil (RR), without 2nd shunt trip, without 1st Shunt trip | 102200 | 1 | Z\ | 1
3WA1108-2GE31-0AA0 |  | Withdrawable circuit breaker with guide frame, IEC 60947-2, frame size 1, 3-poles, In=800A up to 690V AC 50/60Hz, breaking capacity N Icu=55/42kA at 500/690V, Trip unit ETU600 LSI upgrade ready , colordisplay, bluetooth and USB interface, Protection LT, ST, INST, N-protection required an external N-sensor, incl. trip alarm switch (1xCO), rear connection vertical, guide frame with shutter and w/o position signalling switch, with internal voltage tap on lower stab of circuit breaker, with voltage tap module VTM680 and power supply of ETU600, able to communication, integrated metering type PMF-3 Advanced Power Monitor., Voltage, Energy, Power, Power factor, Frequency, Unbalance, Temperature, Power quality, Manual operating mechanism with mechanical closing, without Spring charging motor, Ready-to-close signal. switch, Auxiliary switches 2NO+2NC, without Closing coil (CC), manual operating mechanism with mechanical closing, without Remote trip alarm reset coil (RR), without 2nd shunt trip, without 1st Shunt trip | 97400 | 1 | Z\ | 1
3WA1108-2GE32-0AA0 |  | Withdrawable circuit breaker with guide frame, IEC 60947-2, frame size 1, 3-poles, In=800A up to 690V AC 50/60Hz, breaking capacity N Icu=55/42kA at 500/690V, Trip unit ETU600 LSI upgrade ready , colordisplay, bluetooth and USB interface, Protection LT, ST, INST, N-protection required an external N-sensor, incl. trip alarm switch (1xCO), rear connection horizontal, guide frame with shutter and w/o position signalling switch, with internal voltage tap on lower stab of circuit breaker, with voltage tap module VTM680 and power supply of ETU600, able to communication, integrated metering type PMF-3 Advanced Power Monitor., Voltage, Energy, Power, Power factor, Frequency, Unbalance, Temperature, Power quality, Manual operating mechanism with mechanical closing, without Spring charging motor, Ready-to-close signal. switch, Auxiliary switches 2NO+2NC, without Closing coil (CC), manual operating mechanism with mechanical closing, without Remote trip alarm reset coil (RR), without 2nd shunt trip, without 1st Shunt trip | 95600 | 1 | Z\ | 1
3WA1108-2GE33-0AA0 |  | Withdrawable circuit breaker with guide frame, IEC 60947-2, frame size 1, 3-poles, In=800A up to 690V AC 50/60Hz, breaking capacity N Icu=55/42kA at 500/690V, Trip unit ETU600 LSI upgrade ready , colordisplay, bluetooth and USB interface, Protection LT, ST, INST, N-protection required an external N-sensor, incl. trip alarm switch (1xCO), front connection double hole, guide frame with shutter and w/o position signalling switch, with internal voltage tap on lower stab of circuit breaker, with voltage tap module VTM680 and power supply of ETU600, able to communication, integrated metering type PMF-3 Advanced Power Monitor., Voltage, Energy, Power, Power factor, Frequency, Unbalance, Temperature, Power quality, Manual operating mechanism with mechanical closing, without Spring charging motor, Ready-to-close signal. switch, Auxiliary switches 2NO+2NC, without Closing coil (CC), manual operating mechanism with mechanical closing, without Remote trip alarm reset coil (RR), without 2nd shunt trip, without 1st Shunt trip | 101000 | 1 | Z\ | 1
3WA1108-2GE34-0AA0 |  | Withdrawable circuit breaker with guide frame, IEC 60947-2, frame size 1, 3-poles, In=800A up to 690V AC 50/60Hz, breaking capacity N Icu=55/42kA at 500/690V, Trip unit ETU600 LSI upgrade ready , colordisplay, bluetooth and USB interface, Protection LT, ST, INST, N-protection required an external N-sensor, incl. trip alarm switch (1xCO), rear connection flange, guide frame with shutter and w/o position signalling switch, with internal voltage tap on lower stab of circuit breaker, with voltage tap module VTM680 and power supply of ETU600, able to communication, integrated metering type PMF-3 Advanced Power Monitor., Voltage, Energy, Power, Power factor, Frequency, Unbalance, Temperature, Power quality, Manual operating mechanism with mechanical closing, without Spring charging motor, Ready-to-close signal. switch, Auxiliary switches 2NO+2NC, without Closing coil (CC), manual operating mechanism with mechanical closing, without Remote trip alarm reset coil (RR), without 2nd shunt trip, without 1st Shunt trip | 95600 | 1 | Z\ | 1
3WA1108-2GE41-0AA0 |  | Withdrawable circuit breaker with guide frame, IEC 60947-2, frame size 1, 4-poles, N-pole left, In=800A up to 690V AC 50/60Hz, breaking capacity N Icu=55/42kA at 500/690V, Trip unit ETU600 LSI upgrade ready , colordisplay, bluetooth and USB interface, Protection LT, ST, INST, include N-protection, (internal N-sensor available), incl. trip alarm switch (1xCO), rear connection vertical, guide frame with shutter and w/o position signalling switch, with internal voltage tap on lower stab of circuit breaker, with voltage tap module VTM680 and power supply of ETU600, able to communication, integrated metering type PMF-3 Advanced Power Monitor., Voltage, Energy, Power, Power factor, Frequency, Unbalance, Temperature, Power quality, Manual operating mechanism with mechanical closing, without Spring charging motor, Ready-to-close signal. switch, Auxiliary switches 2NO+2NC, without Closing coil (CC), manual operating mechanism with mechanical closing, without Remote trip alarm reset coil (RR), without 2nd shunt trip, without 1st Shunt trip | 120900 | 1 | Z\ | 1
3WA1108-2GE42-0AA0 |  | Withdrawable circuit breaker with guide frame, IEC 60947-2, frame size 1, 4-poles, N-pole left, In=800A up to 690V AC 50/60Hz, breaking capacity N Icu=55/42kA at 500/690V, Trip unit ETU600 LSI upgrade ready , colordisplay, bluetooth and USB interface, Protection LT, ST, INST, include N-protection, (internal N-sensor available), incl. trip alarm switch (1xCO), rear connection horizontal, guide frame with shutter and w/o position signalling switch, with internal voltage tap on lower stab of circuit breaker, with voltage tap module VTM680 and power supply of ETU600, able to communication, integrated metering type PMF-3 Advanced Power Monitor., Voltage, Energy, Power, Power factor, Frequency, Unbalance, Temperature, Power quality, Manual operating mechanism with mechanical closing, without Spring charging motor, Ready-to-close signal. switch, Auxiliary switches 2NO+2NC, without Closing coil (CC), manual operating mechanism with mechanical closing, without Remote trip alarm reset coil (RR), without 2nd shunt trip, without 1st Shunt trip | 118500 | 1 | Z\ | 1
3WA1108-2GE43-0AA0 |  | Withdrawable circuit breaker with guide frame, IEC 60947-2, frame size 1, 4-poles, N-pole left, In=800A up to 690V AC 50/60Hz, breaking capacity N Icu=55/42kA at 500/690V, Trip unit ETU600 LSI upgrade ready , colordisplay, bluetooth and USB interface, Protection LT, ST, INST, include N-protection, (internal N-sensor available), incl. trip alarm switch (1xCO), front connection double hole, guide frame with shutter and w/o position signalling switch, with internal voltage tap on lower stab of circuit breaker, with voltage tap module VTM680 and power supply of ETU600, able to communication, integrated metering type PMF-3 Advanced Power Monitor., Voltage, Energy, Power, Power factor, Frequency, Unbalance, Temperature, Power quality, Manual operating mechanism with mechanical closing, without Spring charging motor, Ready-to-close signal. switch, Auxiliary switches 2NO+2NC, without Closing coil (CC), manual operating mechanism with mechanical closing, without Remote trip alarm reset coil (RR), without 2nd shunt trip, without 1st Shunt trip | 126100 | 1 | Z\ | 1
3WA1108-2GE44-0AA0 |  | Withdrawable circuit breaker with guide frame, IEC 60947-2, frame size 1, 4-poles, N-pole left, In=800A up to 690V AC 50/60Hz, breaking capacity N Icu=55/42kA at 500/690V, Trip unit ETU600 LSI upgrade ready , colordisplay, bluetooth and USB interface, Protection LT, ST, INST, include N-protection, (internal N-sensor available), incl. trip alarm switch (1xCO), rear connection flange, guide frame with shutter and w/o position signalling switch, with internal voltage tap on lower stab of circuit breaker, with voltage tap module VTM680 and power supply of ETU600, able to communication, integrated metering type PMF-3 Advanced Power Monitor., Voltage, Energy, Power, Power factor, Frequency, Unbalance, Temperature, Power quality, Manual operating mechanism with mechanical closing, without Spring charging motor, Ready-to-close signal. switch, Auxiliary switches 2NO+2NC, without Closing coil (CC), manual operating mechanism with mechanical closing, without Remote trip alarm reset coil (RR), without 2nd shunt trip, without 1st Shunt trip | 118500 | 1 | Z\ | 1
3WA1108-2GF01-0AA0 |  | Fixed-mounted circuit breaker IEC 60947-2, frame size 1, 3-poles, In=800A up to 690V AC 50/60Hz, breaking capacity N Icu=55/42kA at 500/690V, Trip unit ETU600 LSIG upgrade ready , colordisplay, bluetooth and USB interface, Protection LT, ST, INST, GFx, N-protection required an external N-sensor, incl. trip alarm switch (1xCO), rear connection vertical, with internal voltage tap on lower stab of circuit breaker, with voltage tap module VTM680 and power supply of ETU600, able to communication, integrated metering type PMF-3 Advanced Power Monitor., Voltage, Energy, Power, Power factor, Frequency, Unbalance, Temperature, Power quality, Manual operating mechanism with mechanical closing, without Spring charging motor, Ready-to-close signal. switch, Auxiliary switches 2NO+2NC, without Closing coil (CC), manual operating mechanism with mechanical closing, without Remote trip alarm reset coil (RR), without 2nd shunt trip, without 1st Shunt trip | 90400 | 1 | Z\ | 1
3WA1108-2GF02-0AA0 |  | Fixed-mounted circuit breaker IEC 60947-2, frame size 1, 3-poles, In=800A up to 690V AC 50/60Hz, breaking capacity N Icu=55/42kA at 500/690V, Trip unit ETU600 LSIG upgrade ready , colordisplay, bluetooth and USB interface, Protection LT, ST, INST, GFx, N-protection required an external N-sensor, incl. trip alarm switch (1xCO), rear connection horizontal, with internal voltage tap on lower stab of circuit breaker, with voltage tap module VTM680 and power supply of ETU600, able to communication, integrated metering type PMF-3 Advanced Power Monitor., Voltage, Energy, Power, Power factor, Frequency, Unbalance, Temperature, Power quality, Manual operating mechanism with mechanical closing, without Spring charging motor, Ready-to-close signal. switch, Auxiliary switches 2NO+2NC, without Closing coil (CC), manual operating mechanism with mechanical closing, without Remote trip alarm reset coil (RR), without 2nd shunt trip, without 1st Shunt trip | 88700 | 1 | Z\ | 1
3WA1108-2GF03-0AA0 |  | Fixed-mounted circuit breaker IEC 60947-2, frame size 1, 3-poles, In=800A up to 690V AC 50/60Hz, breaking capacity N Icu=55/42kA at 500/690V, Trip unit ETU600 LSIG upgrade ready , colordisplay, bluetooth and USB interface, Protection LT, ST, INST, GFx, N-protection required an external N-sensor, incl. trip alarm switch (1xCO), front connection double hole, with internal voltage tap on lower stab of circuit breaker, with voltage tap module VTM680 and power supply of ETU600, able to communication, integrated metering type PMF-3 Advanced Power Monitor., Voltage, Energy, Power, Power factor, Frequency, Unbalance, Temperature, Power quality, Manual operating mechanism with mechanical closing, without Spring charging motor, Ready-to-close signal. switch, Auxiliary switches 2NO+2NC, without Closing coil (CC), manual operating mechanism with mechanical closing, without Remote trip alarm reset coil (RR), without 2nd shunt trip, without 1st Shunt trip | 93900 | 1 | Z\ | 1
3WA1108-2GF11-0AA0 |  | Fixed-mounted circuit breaker IEC 60947-2, frame size 1, 4-poles, N-pole left, In=800A up to 690V AC 50/60Hz, breaking capacity N Icu=55/42kA at 500/690V, Trip unit ETU600 LSIG upgrade ready , colordisplay, bluetooth and USB interface, Protection LT, ST, INST, GFx, include N-protection, (internal N-sensor available), incl. trip alarm switch (1xCO), rear connection vertical, with internal voltage tap on lower stab of circuit breaker, with voltage tap module VTM680 and power supply of ETU600, able to communication, integrated metering type PMF-3 Advanced Power Monitor., Voltage, Energy, Power, Power factor, Frequency, Unbalance, Temperature, Power quality, Manual operating mechanism with mechanical closing, without Spring charging motor, Ready-to-close signal. switch, Auxiliary switches 2NO+2NC, without Closing coil (CC), manual operating mechanism with mechanical closing, without Remote trip alarm reset coil (RR), without 2nd shunt trip, without 1st Shunt trip | 108300 | 1 | Z\ | 1
3WA1108-2GF12-0AA0 |  | Fixed-mounted circuit breaker IEC 60947-2, frame size 1, 4-poles, N-pole left, In=800A up to 690V AC 50/60Hz, breaking capacity N Icu=55/42kA at 500/690V, Trip unit ETU600 LSIG upgrade ready , colordisplay, bluetooth and USB interface, Protection LT, ST, INST, GFx, include N-protection, (internal N-sensor available), incl. trip alarm switch (1xCO), rear connection horizontal, with internal voltage tap on lower stab of circuit breaker, with voltage tap module VTM680 and power supply of ETU600, able to communication, integrated metering type PMF-3 Advanced Power Monitor., Voltage, Energy, Power, Power factor, Frequency, Unbalance, Temperature, Power quality, Manual operating mechanism with mechanical closing, without Spring charging motor, Ready-to-close signal. switch, Auxiliary switches 2NO+2NC, without Closing coil (CC), manual operating mechanism with mechanical closing, without Remote trip alarm reset coil (RR), without 2nd shunt trip, without 1st Shunt trip | 106000 | 1 | Z\ | 1
3WA1108-2GF13-0AA0 |  | Fixed-mounted circuit breaker IEC 60947-2, frame size 1, 4-poles, N-pole left, In=800A up to 690V AC 50/60Hz, breaking capacity N Icu=55/42kA at 500/690V, Trip unit ETU600 LSIG upgrade ready , colordisplay, bluetooth and USB interface, Protection LT, ST, INST, GFx, include N-protection, (internal N-sensor available), incl. trip alarm switch (1xCO), front connection double hole, with internal voltage tap on lower stab of circuit breaker, with voltage tap module VTM680 and power supply of ETU600, able to communication, integrated metering type PMF-3 Advanced Power Monitor., Voltage, Energy, Power, Power factor, Frequency, Unbalance, Temperature, Power quality, Manual operating mechanism with mechanical closing, without Spring charging motor, Ready-to-close signal. switch, Auxiliary switches 2NO+2NC, without Closing coil (CC), manual operating mechanism with mechanical closing, without Remote trip alarm reset coil (RR), without 2nd shunt trip, without 1st Shunt trip | 112800 | 1 | Z\ | 1
3WA1108-2GF21-0AA0 |  | fixed-mounted circuit breaker, IEC 60947-2, size 1, 4-pole, N pole on right, In=800 A up to 690 V AC 50/60 Hz, breaking capacity N Icc=55/42 kA at 500/690 V, tripping unit ETU600 LSIG upgradeable, color display, Bluetooth, USB interface, basic protection LT, ST, INST, GFx, including protection of the N conductor (internal neutral point sensor available), trip alarm switch (1 x CO), connection at rear vertical, with internal voltage tap on lower stab of circuit breaker, with voltage tap module VTM680 and power supply of ETU600, able to communication, integrated metering type PMF-3 Advanced Power Monitor., Voltage, Energy, Power, Power factor, Frequency, Unbalance, Temperature, Power quality, Manual operating mechanism with mechanical closing, without Spring charging motor, Ready-to-close signal. switch, Auxiliary switches 2NO+2NC, without Closing coil (CC), manual operating mechanism with mechanical closing, without Remote trip alarm reset coil (RR), without 2nd shunt trip, without 1st Shunt trip | 108300 | 1 | Z\ | 1
3WA1108-2GF22-0AA0 |  | fixed-mounted circuit breaker, IEC 60947-2, size 1, 4-pole, N pole on right, In=800 A up to 690 V AC 50/60 Hz, breaking capacity N Icc=55/42 kA at 500/690 V, tripping unit ETU600 LSIG upgradeable, color display, Bluetooth, USB interface, basic protection LT, ST, INST, GFx, including protection of the N conductor (internal neutral point sensor available), trip alarm switch (1 x CO), connection at rear horizontal with internal voltage tap on lower stab of circuit breaker, with voltage tap module VTM680 and power supply of ETU600, able to communication, integrated metering type PMF-3 Advanced Power Monitor., Voltage, Energy, Power, Power factor, Frequency, Unbalance, Temperature, Power quality, Manual operating mechanism with mechanical closing, without Spring charging motor, Ready-to-close signal. switch, Auxiliary switches 2NO+2NC, without Closing coil (CC), manual operating mechanism with mechanical closing, without Remote trip alarm reset coil (RR), without 2nd shunt trip, without 1st Shunt trip | 106000 | 1 | Z\ | 1
3WA1108-2GF23-0AA0 |  | fixed-mounted circuit breaker, IEC 60947-2, size 1, 4-pole, N pole on right, In=800 A up to 690 V AC 50/60 Hz, breaking capacity N Icc=55/42 kA at 500/690 V, tripping unit ETU600 LSIG upgradeable, color display, Bluetooth, USB interface, basic protection LT, ST, INST, GFx, including protection of the N conductor (internal neutral point sensor available), trip alarm switch (1 x CO), front connection double hole, with internal voltage tap on lower stab of circuit breaker, with voltage tap module VTM680 and power supply of ETU600, able to communication, integrated metering type PMF-3 Advanced Power Monitor., Voltage, Energy, Power, Power factor, Frequency, Unbalance, Temperature, Power quality, Manual operating mechanism with mechanical closing, without Spring charging motor, Ready-to-close signal. switch, Auxiliary switches 2NO+2NC, without Closing coil (CC), manual operating mechanism with mechanical closing, without Remote trip alarm reset coil (RR), without 2nd shunt trip, without 1st Shunt trip | 112800 | 1 | Z\ | 1
3WA1108-2GF31-0AA0 |  | Withdrawable circuit breaker with guide frame, IEC 60947-2, frame size 1, 3-poles, In=800A up to 690V AC 50/60Hz, breaking capacity N Icu=55/42kA at 500/690V, Trip unit ETU600 LSIG upgrade ready , colordisplay, bluetooth and USB interface, Protection LT, ST, INST, GFx, N-protection required an external N-sensor, incl. trip alarm switch (1xCO), rear connection vertical, guide frame with shutter and w/o position signalling switch, with internal voltage tap on lower stab of circuit breaker, with voltage tap module VTM680 and power supply of ETU600, able to communication, integrated metering type PMF-3 Advanced Power Monitor., Voltage, Energy, Power, Power factor, Frequency, Unbalance, Temperature, Power quality, Manual operating mechanism with mechanical closing, without Spring charging motor, Ready-to-close signal. switch, Auxiliary switches 2NO+2NC, without Closing coil (CC), manual operating mechanism with mechanical closing, without Remote trip alarm reset coil (RR), without 2nd shunt trip, without 1st Shunt trip | 108000 | 1 | Z\ | 1
3WA1108-2GF32-0AA0 |  | Withdrawable circuit breaker with guide frame, IEC 60947-2, frame size 1, 3-poles, In=800A up to 690V AC 50/60Hz, breaking capacity N Icu=55/42kA at 500/690V, Trip unit ETU600 LSIG upgrade ready , colordisplay, bluetooth and USB interface, Protection LT, ST, INST, GFx, N-protection required an external N-sensor, incl. trip alarm switch (1xCO), rear connection horizontal, guide frame with shutter and w/o position signalling switch, with internal voltage tap on lower stab of circuit breaker, with voltage tap module VTM680 and power supply of ETU600, able to communication, integrated metering type PMF-3 Advanced Power Monitor., Voltage, Energy, Power, Power factor, Frequency, Unbalance, Temperature, Power quality, Manual operating mechanism with mechanical closing, without Spring charging motor, Ready-to-close signal. switch, Auxiliary switches 2NO+2NC, without Closing coil (CC), manual operating mechanism with mechanical closing, without Remote trip alarm reset coil (RR), without 2nd shunt trip, without 1st Shunt trip | 106200 | 1 | Z\ | 1
3WA1108-2GF33-0AA0 |  | Withdrawable circuit breaker with guide frame, IEC 60947-2, frame size 1, 3-poles, In=800A up to 690V AC 50/60Hz, breaking capacity N Icu=55/42kA at 500/690V, Trip unit ETU600 LSIG upgrade ready , colordisplay, bluetooth and USB interface, Protection LT, ST, INST, GFx, N-protection required an external N-sensor, incl. trip alarm switch (1xCO), front connection double hole, guide frame with shutter and w/o position signalling switch, with internal voltage tap on lower stab of circuit breaker, with voltage tap module VTM680 and power supply of ETU600, able to communication, integrated metering type PMF-3 Advanced Power Monitor., Voltage, Energy, Power, Power factor, Frequency, Unbalance, Temperature, Power quality, Manual operating mechanism with mechanical closing, without Spring charging motor, Ready-to-close signal. switch, Auxiliary switches 2NO+2NC, without Closing coil (CC), manual operating mechanism with mechanical closing, without Remote trip alarm reset coil (RR), without 2nd shunt trip, without 1st Shunt trip | 111600 | 1 | Z\ | 1
3WA1108-2GF34-0AA0 |  | Withdrawable circuit breaker with guide frame, IEC 60947-2, frame size 1, 3-poles, In=800A up to 690V AC 50/60Hz, breaking capacity N Icu=55/42kA at 500/690V, Trip unit ETU600 LSIG upgrade ready , colordisplay, bluetooth and USB interface, Protection LT, ST, INST, GFx, N-protection required an external N-sensor, incl. trip alarm switch (1xCO), rear connection flange, guide frame with shutter and w/o position signalling switch, with internal voltage tap on lower stab of circuit breaker, with voltage tap module VTM680 and power supply of ETU600, able to communication, integrated metering type PMF-3 Advanced Power Monitor., Voltage, Energy, Power, Power factor, Frequency, Unbalance, Temperature, Power quality, Manual operating mechanism with mechanical closing, without Spring charging motor, Ready-to-close signal. switch, Auxiliary switches 2NO+2NC, without Closing coil (CC), manual operating mechanism with mechanical closing, without Remote trip alarm reset coil (RR), without 2nd shunt trip, without 1st Shunt trip | 106200 | 1 | Z\ | 1
3WA1108-2GF41-0AA0 |  | Withdrawable circuit breaker with guide frame, IEC 60947-2, frame size 1, 4-poles, N-pole left, In=800A up to 690V AC 50/60Hz, breaking capacity N Icu=55/42kA at 500/690V, Trip unit ETU600 LSIG upgrade ready , colordisplay, bluetooth and USB interface, Protection LT, ST, INST, GFx, include N-protection, (internal N-sensor available), incl. trip alarm switch (1xCO), rear connection vertical, guide frame with shutter and w/o position signalling switch, with internal voltage tap on lower stab of circuit breaker, with voltage tap module VTM680 and power supply of ETU600, able to communication, integrated metering type PMF-3 Advanced Power Monitor., Voltage, Energy, Power, Power factor, Frequency, Unbalance, Temperature, Power quality, Manual operating mechanism with mechanical closing, without Spring charging motor, Ready-to-close signal. switch, Auxiliary switches 2NO+2NC, without Closing coil (CC), manual operating mechanism with mechanical closing, without Remote trip alarm reset coil (RR), without 2nd shunt trip, without 1st Shunt trip | 131100 | 1 | Z\ | 1
3WA1108-2GF42-0AA0 |  | Withdrawable circuit breaker with guide frame, IEC 60947-2, frame size 1, 4-poles, N-pole left, In=800A up to 690V AC 50/60Hz, breaking capacity N Icu=55/42kA at 500/690V, Trip unit ETU600 LSIG upgrade ready , colordisplay, bluetooth and USB interface, Protection LT, ST, INST, GFx, include N-protection, (internal N-sensor available), incl. trip alarm switch (1xCO), rear connection horizontal, guide frame with shutter and w/o position signalling switch, with internal voltage tap on lower stab of circuit breaker, with voltage tap module VTM680 and power supply of ETU600, able to communication, integrated metering type PMF-3 Advanced Power Monitor., Voltage, Energy, Power, Power factor, Frequency, Unbalance, Temperature, Power quality, Manual operating mechanism with mechanical closing, without Spring charging motor, Ready-to-close signal. switch, Auxiliary switches 2NO+2NC, without Closing coil (CC), manual operating mechanism with mechanical closing, without Remote trip alarm reset coil (RR), without 2nd shunt trip, without 1st Shunt trip | 129100 | 1 | Z\ | 1
3WA1108-2GF43-0AA0 |  | Withdrawable circuit breaker with guide frame, IEC 60947-2, frame size 1, 4-poles, N-pole left, In=800A up to 690V AC 50/60Hz, breaking capacity N Icu=55/42kA at 500/690V, Trip unit ETU600 LSIG upgrade ready , colordisplay, bluetooth and USB interface, Protection LT, ST, INST, GFx, include N-protection, (internal N-sensor available), incl. trip alarm switch (1xCO), front connection double hole, guide frame with shutter and w/o position signalling switch, with internal voltage tap on lower stab of circuit breaker, with voltage tap module VTM680 and power supply of ETU600, able to communication, integrated metering type PMF-3 Advanced Power Monitor., Voltage, Energy, Power, Power factor, Frequency, Unbalance, Temperature, Power quality, Manual operating mechanism with mechanical closing, without Spring charging motor, Ready-to-close signal. switch, Auxiliary switches 2NO+2NC, without Closing coil (CC), manual operating mechanism with mechanical closing, without Remote trip alarm reset coil (RR), without 2nd shunt trip, without 1st Shunt trip | 136100 | 1 | Z\ | 1
3WA1108-2GF44-0AA0 |  | Withdrawable circuit breaker with guide frame, IEC 60947-2, frame size 1, 4-poles, N-pole left, In=800A up to 690V AC 50/60Hz, breaking capacity N Icu=55/42kA at 500/690V, Trip unit ETU600 LSIG upgrade ready , colordisplay, bluetooth and USB interface, Protection LT, ST, INST, GFx, include N-protection, (internal N-sensor available), incl. trip alarm switch (1xCO), rear connection flange, guide frame with shutter and w/o position signalling switch, with internal voltage tap on lower stab of circuit breaker, with voltage tap module VTM680 and power supply of ETU600, able to communication, integrated metering type PMF-3 Advanced Power Monitor., Voltage, Energy, Power, Power factor, Frequency, Unbalance, Temperature, Power quality, Manual operating mechanism with mechanical closing, without Spring charging motor, Ready-to-close signal. switch, Auxiliary switches 2NO+2NC, without Closing coil (CC), manual operating mechanism with mechanical closing, without Remote trip alarm reset coil (RR), without 2nd shunt trip, without 1st Shunt trip | 129100 | 1 | Z\ | 1
3WA1108-2LE01-0AA0 |  | Fixed-mounted circuit breaker IEC 60947-2, frame size 1, 3-poles, In=800A up to 690V AC 50/60Hz, breaking capacity N Icu=55/42kA at 500/690V, Trip unit ETU600 LSI upgrade ready , colordisplay, bluetooth and USB interface, Protection LT, ST, INST, N-protection required an external N-sensor, incl. trip alarm switch (1xCO), rear connection vertical, with internal voltage tap on upper stab of circuit breaker, with voltage tap module VTM680 and power supply of ETU600, able to communication, integrated metering type PMF-1 Energy Efficiency, Voltage, Active energy Ea Manual operating mechanism with mechanical closing, without Spring charging motor, Ready-to-close signal. switch, Auxiliary switches 2NO+2NC, without Closing coil (CC), manual operating mechanism with mechanical closing, without Remote trip alarm reset coil (RR), without 2nd shunt trip, without 1st Shunt trip | 64570 | 1 | Z\ | 1
3WA1108-2LE02-0AA0 |  | Fixed-mounted circuit breaker IEC 60947-2, frame size 1, 3-poles, In=800A up to 690V AC 50/60Hz, breaking capacity N Icu=55/42kA at 500/690V, Trip unit ETU600 LSI upgrade ready , colordisplay, bluetooth and USB interface, Protection LT, ST, INST, N-protection required an external N-sensor, incl. trip alarm switch (1xCO), rear connection horizontal, with internal voltage tap on upper stab of circuit breaker, with voltage tap module VTM680 and power supply of ETU600, able to communication, integrated metering type PMF-1 Energy Efficiency, Voltage, Active energy Ea Manual operating mechanism with mechanical closing, without Spring charging motor, Ready-to-close signal. switch, Auxiliary switches 2NO+2NC, without Closing coil (CC), manual operating mechanism with mechanical closing, without Remote trip alarm reset coil (RR), without 2nd shunt trip, without 1st Shunt trip | 62870 | 1 | Z\ | 1
3WA1108-2LE03-0AA0 |  | Fixed-mounted circuit breaker IEC 60947-2, frame size 1, 3-poles, In=800A up to 690V AC 50/60Hz, breaking capacity N Icu=55/42kA at 500/690V, Trip unit ETU600 LSI upgrade ready , colordisplay, bluetooth and USB interface, Protection LT, ST, INST, N-protection required an external N-sensor, incl. trip alarm switch (1xCO), front connection double hole, with internal voltage tap on upper stab of circuit breaker, with voltage tap module VTM680 and power supply of ETU600, able to communication, integrated metering type PMF-1 Energy Efficiency, Voltage, Active energy Ea Manual operating mechanism with mechanical closing, without Spring charging motor, Ready-to-close signal. switch, Auxiliary switches 2NO+2NC, without Closing coil (CC), manual operating mechanism with mechanical closing, without Remote trip alarm reset coil (RR), without 2nd shunt trip, without 1st Shunt trip | 67970 | 1 | Z\ | 1
3WA1108-2LE11-0AA0 |  | Fixed-mounted circuit breaker IEC 60947-2, frame size 1, 4-poles, N-pole left, In=800A up to 690V AC 50/60Hz, breaking capacity N Icu=55/42kA at 500/690V, Trip unit ETU600 LSI upgrade ready , colordisplay, bluetooth and USB interface, Protection LT, ST, INST, include N-protection, (internal N-sensor available), incl. trip alarm switch (1xCO), rear connection vertical, with internal voltage tap on upper stab of circuit breaker, with voltage tap module VTM680 and power supply of ETU600, able to communication, integrated metering type PMF-1 Energy Efficiency, Voltage, Active energy Ea Manual operating mechanism with mechanical closing, without Spring charging motor, Ready-to-close signal. switch, Auxiliary switches 2NO+2NC, without Closing coil (CC), manual operating mechanism with mechanical closing, without Remote trip alarm reset coil (RR), without 2nd shunt trip, without 1st Shunt trip | 82370 | 1 | Z\ | 1
3WA1108-2LE12-0AA0 |  | Fixed-mounted circuit breaker IEC 60947-2, frame size 1, 4-poles, N-pole left, In=800A up to 690V AC 50/60Hz, breaking capacity N Icu=55/42kA at 500/690V, Trip unit ETU600 LSI upgrade ready , colordisplay, bluetooth and USB interface, Protection LT, ST, INST, include N-protection, (internal N-sensor available), incl. trip alarm switch (1xCO), rear connection horizontal, with internal voltage tap on upper stab of circuit breaker, with voltage tap module VTM680 and power supply of ETU600, able to communication, integrated metering type PMF-1 Energy Efficiency, Voltage, Active energy Ea Manual operating mechanism with mechanical closing, without Spring charging motor, Ready-to-close signal. switch, Auxiliary switches 2NO+2NC, without Closing coil (CC), manual operating mechanism with mechanical closing, without Remote trip alarm reset coil (RR), without 2nd shunt trip, without 1st Shunt trip | 80070 | 1 | Z\ | 1
3WA1108-2LE13-0AA0 |  | Fixed-mounted circuit breaker IEC 60947-2, frame size 1, 4-poles, N-pole left, In=800A up to 690V AC 50/60Hz, breaking capacity N Icu=55/42kA at 500/690V, Trip unit ETU600 LSI upgrade ready , colordisplay, bluetooth and USB interface, Protection LT, ST, INST, include N-protection, (internal N-sensor available), incl. trip alarm switch (1xCO), front connection double hole, with internal voltage tap on upper stab of circuit breaker, with voltage tap module VTM680 and power supply of ETU600, able to communication, integrated metering type PMF-1 Energy Efficiency, Voltage, Active energy Ea Manual operating mechanism with mechanical closing, without Spring charging motor, Ready-to-close signal. switch, Auxiliary switches 2NO+2NC, without Closing coil (CC), manual operating mechanism with mechanical closing, without Remote trip alarm reset coil (RR), without 2nd shunt trip, without 1st Shunt trip | 86970 | 1 | Z\ | 1
3WA1108-2LE21-0AA0 |  | fixed-mounted circuit breaker, IEC 60947-2, size 1, 4-pole, N pole on right, In=800 A up to 690 V AC 50/60 Hz, breaking capacity N Icc=55/42 kA at 500/690 V, tripping unit ETU600 LSI upgradeable, color display, Bluetooth, USB interface, basic protection LT, ST, INST, including protection of the N conductor (internal neutral point sensor available), trip alarm switch (1 x CO), connection at rear vertical, with internal voltage tap on upper stab of circuit breaker, with voltage tap module VTM680 and power supply of ETU600, able to communication, integrated metering type PMF-1 Energy Efficiency, Voltage, Active energy Ea Manual operating mechanism with mechanical closing, without Spring charging motor, Ready-to-close signal. switch, Auxiliary switches 2NO+2NC, without Closing coil (CC), manual operating mechanism with mechanical closing, without Remote trip alarm reset coil (RR), without 2nd shunt trip, without 1st Shunt trip | 82370 | 1 | Z\ | 1
3WA1108-2LE22-0AA0 |  | fixed-mounted circuit breaker, IEC 60947-2, size 1, 4-pole, N pole on right, In=800 A up to 690 V AC 50/60 Hz, breaking capacity N Icc=55/42 kA at 500/690 V, tripping unit ETU600 LSI upgradeable, color display, Bluetooth, USB interface, basic protection LT, ST, INST, including protection of the N conductor (internal neutral point sensor available), trip alarm switch (1 x CO), connection at rear horizontal with internal voltage tap on upper stab of circuit breaker, with voltage tap module VTM680 and power supply of ETU600, able to communication, integrated metering type PMF-1 Energy Efficiency, Voltage, Active energy Ea Manual operating mechanism with mechanical closing, without Spring charging motor, Ready-to-close signal. switch, Auxiliary switches 2NO+2NC, without Closing coil (CC), manual operating mechanism with mechanical closing, without Remote trip alarm reset coil (RR), without 2nd shunt trip, without 1st Shunt trip | 80070 | 1 | Z\ | 1
3WA1108-2LE23-0AA0 |  | fixed-mounted circuit breaker, IEC 60947-2, size 1, 4-pole, N pole on right, In=800 A up to 690 V AC 50/60 Hz, breaking capacity N Icc=55/42 kA at 500/690 V, tripping unit ETU600 LSI upgradeable, color display, Bluetooth, USB interface, basic protection LT, ST, INST, including protection of the N conductor (internal neutral point sensor available), trip alarm switch (1 x CO), front connection double hole, with internal voltage tap on upper stab of circuit breaker, with voltage tap module VTM680 and power supply of ETU600, able to communication, integrated metering type PMF-1 Energy Efficiency, Voltage, Active energy Ea Manual operating mechanism with mechanical closing, without Spring charging motor, Ready-to-close signal. switch, Auxiliary switches 2NO+2NC, without Closing coil (CC), manual operating mechanism with mechanical closing, without Remote trip alarm reset coil (RR), without 2nd shunt trip, without 1st Shunt trip | 86970 | 1 | Z\ | 1
3WA1108-2LE31-0AA0 |  | Withdrawable circuit breaker with guide frame, IEC 60947-2, frame size 1, 3-poles, In=800A up to 690V AC 50/60Hz, breaking capacity N Icu=55/42kA at 500/690V, Trip unit ETU600 LSI upgrade ready , colordisplay, bluetooth and USB interface, Protection LT, ST, INST, N-protection required an external N-sensor, incl. trip alarm switch (1xCO), rear connection vertical, guide frame with shutter and w/o position signalling switch, with internal voltage tap on upper stab of circuit breaker, with voltage tap module VTM680 and power supply of ETU600, able to communication, integrated metering type PMF-1 Energy Efficiency, Voltage, Active energy Ea Manual operating mechanism with mechanical closing, without Spring charging motor, Ready-to-close signal. switch, Auxiliary switches 2NO+2NC, without Closing coil (CC), manual operating mechanism with mechanical closing, without Remote trip alarm reset coil (RR), without 2nd shunt trip, without 1st Shunt trip | 82170 | 1 | Z\ | 1
3WA1108-2LE32-0AA0 |  | Withdrawable circuit breaker with guide frame, IEC 60947-2, frame size 1, 3-poles, In=800A up to 690V AC 50/60Hz, breaking capacity N Icu=55/42kA at 500/690V, Trip unit ETU600 LSI upgrade ready , colordisplay, bluetooth and USB interface, Protection LT, ST, INST, N-protection required an external N-sensor, incl. trip alarm switch (1xCO), rear connection horizontal, guide frame with shutter and w/o position signalling switch, with internal voltage tap on upper stab of circuit breaker, with voltage tap module VTM680 and power supply of ETU600, able to communication, integrated metering type PMF-1 Energy Efficiency, Voltage, Active energy Ea Manual operating mechanism with mechanical closing, without Spring charging motor, Ready-to-close signal. switch, Auxiliary switches 2NO+2NC, without Closing coil (CC), manual operating mechanism with mechanical closing, without Remote trip alarm reset coil (RR), without 2nd shunt trip, without 1st Shunt trip | 80370 | 1 | Z\ | 1
3WA1108-2LE33-0AA0 |  | Withdrawable circuit breaker with guide frame, IEC 60947-2, frame size 1, 3-poles, In=800A up to 690V AC 50/60Hz, breaking capacity N Icu=55/42kA at 500/690V, Trip unit ETU600 LSI upgrade ready , colordisplay, bluetooth and USB interface, Protection LT, ST, INST, N-protection required an external N-sensor, incl. trip alarm switch (1xCO), front connection double hole, guide frame with shutter and w/o position signalling switch, with internal voltage tap on upper stab of circuit breaker, with voltage tap module VTM680 and power supply of ETU600, able to communication, integrated metering type PMF-1 Energy Efficiency, Voltage, Active energy Ea Manual operating mechanism with mechanical closing, without Spring charging motor, Ready-to-close signal. switch, Auxiliary switches 2NO+2NC, without Closing coil (CC), manual operating mechanism with mechanical closing, without Remote trip alarm reset coil (RR), without 2nd shunt trip, without 1st Shunt trip | 85770 | 1 | Z\ | 1
3WA1108-2LE34-0AA0 |  | Withdrawable circuit breaker with guide frame, IEC 60947-2, frame size 1, 3-poles, In=800A up to 690V AC 50/60Hz, breaking capacity N Icu=55/42kA at 500/690V, Trip unit ETU600 LSI upgrade ready , colordisplay, bluetooth and USB interface, Protection LT, ST, INST, N-protection required an external N-sensor, incl. trip alarm switch (1xCO), rear connection flange, guide frame with shutter and w/o position signalling switch, with internal voltage tap on upper stab of circuit breaker, with voltage tap module VTM680 and power supply of ETU600, able to communication, integrated metering type PMF-1 Energy Efficiency, Voltage, Active energy Ea Manual operating mechanism with mechanical closing, without Spring charging motor, Ready-to-close signal. switch, Auxiliary switches 2NO+2NC, without Closing coil (CC), manual operating mechanism with mechanical closing, without Remote trip alarm reset coil (RR), without 2nd shunt trip, without 1st Shunt trip | 80370 | 1 | Z\ | 1
3WA1108-2LE41-0AA0 |  | Withdrawable circuit breaker with guide frame, IEC 60947-2, frame size 1, 4-poles, N-pole left, In=800A up to 690V AC 50/60Hz, breaking capacity N Icu=55/42kA at 500/690V, Trip unit ETU600 LSI upgrade ready , colordisplay, bluetooth and USB interface, Protection LT, ST, INST, include N-protection, (internal N-sensor available), incl. trip alarm switch (1xCO), rear connection vertical, guide frame with shutter and w/o position signalling switch, with internal voltage tap on upper stab of circuit breaker, with voltage tap module VTM680 and power supply of ETU600, able to communication, integrated metering type PMF-1 Energy Efficiency, Voltage, Active energy Ea Manual operating mechanism with mechanical closing, without Spring charging motor, Ready-to-close signal. switch, Auxiliary switches 2NO+2NC, without Closing coil (CC), manual operating mechanism with mechanical closing, without Remote trip alarm reset coil (RR), without 2nd shunt trip, without 1st Shunt trip | 105670 | 1 | Z\ | 1
3WA1108-2LE42-0AA0 |  | Withdrawable circuit breaker with guide frame, IEC 60947-2, frame size 1, 4-poles, N-pole left, In=800A up to 690V AC 50/60Hz, breaking capacity N Icu=55/42kA at 500/690V, Trip unit ETU600 LSI upgrade ready , colordisplay, bluetooth and USB interface, Protection LT, ST, INST, include N-protection, (internal N-sensor available), incl. trip alarm switch (1xCO), rear connection horizontal, guide frame with shutter and w/o position signalling switch, with internal voltage tap on upper stab of circuit breaker, with voltage tap module VTM680 and power supply of ETU600, able to communication, integrated metering type PMF-1 Energy Efficiency, Voltage, Active energy Ea Manual operating mechanism with mechanical closing, without Spring charging motor, Ready-to-close signal. switch, Auxiliary switches 2NO+2NC, without Closing coil (CC), manual operating mechanism with mechanical closing, without Remote trip alarm reset coil (RR), without 2nd shunt trip, without 1st Shunt trip | 103270 | 1 | Z\ | 1
3WA1108-2LE43-0AA0 |  | Withdrawable circuit breaker with guide frame, IEC 60947-2, frame size 1, 4-poles, N-pole left, In=800A up to 690V AC 50/60Hz, breaking capacity N Icu=55/42kA at 500/690V, Trip unit ETU600 LSI upgrade ready , colordisplay, bluetooth and USB interface, Protection LT, ST, INST, include N-protection, (internal N-sensor available), incl. trip alarm switch (1xCO), front connection double hole, guide frame with shutter and w/o position signalling switch, with internal voltage tap on upper stab of circuit breaker, with voltage tap module VTM680 and power supply of ETU600, able to communication, integrated metering type PMF-1 Energy Efficiency, Voltage, Active energy Ea Manual operating mechanism with mechanical closing, without Spring charging motor, Ready-to-close signal. switch, Auxiliary switches 2NO+2NC, without Closing coil (CC), manual operating mechanism with mechanical closing, without Remote trip alarm reset coil (RR), without 2nd shunt trip, without 1st Shunt trip | 110870 | 1 | Z\ | 1
3WA1108-2LE44-0AA0 |  | Withdrawable circuit breaker with guide frame, IEC 60947-2, frame size 1, 4-poles, N-pole left, In=800A up to 690V AC 50/60Hz, breaking capacity N Icu=55/42kA at 500/690V, Trip unit ETU600 LSI upgrade ready , colordisplay, bluetooth and USB interface, Protection LT, ST, INST, include N-protection, (internal N-sensor available), incl. trip alarm switch (1xCO), rear connection flange, guide frame with shutter and w/o position signalling switch, with internal voltage tap on upper stab of circuit breaker, with voltage tap module VTM680 and power supply of ETU600, able to communication, integrated metering type PMF-1 Energy Efficiency, Voltage, Active energy Ea Manual operating mechanism with mechanical closing, without Spring charging motor, Ready-to-close signal. switch, Auxiliary switches 2NO+2NC, without Closing coil (CC), manual operating mechanism with mechanical closing, without Remote trip alarm reset coil (RR), without 2nd shunt trip, without 1st Shunt trip | 103270 | 1 | Z\ | 1
3WA1108-2LF01-0AA0 |  | Fixed-mounted circuit breaker IEC 60947-2, frame size 1, 3-poles, In=800A up to 690V AC 50/60Hz, breaking capacity N Icu=55/42kA at 500/690V, Trip unit ETU600 LSIG upgrade ready , colordisplay, bluetooth and USB interface, Protection LT, ST, INST, GFx, N-protection required an external N-sensor, incl. trip alarm switch (1xCO), rear connection vertical, with internal voltage tap on upper stab of circuit breaker, with voltage tap module VTM680 and power supply of ETU600, able to communication, integrated metering type PMF-1 Energy Efficiency, Voltage, Active energy Ea Manual operating mechanism with mechanical closing, without Spring charging motor, Ready-to-close signal. switch, Auxiliary switches 2NO+2NC, without Closing coil (CC), manual operating mechanism with mechanical closing, without Remote trip alarm reset coil (RR), without 2nd shunt trip, without 1st Shunt trip | 75170 | 1 | Z\ | 1
3WA1108-2LF02-0AA0 |  | Fixed-mounted circuit breaker IEC 60947-2, frame size 1, 3-poles, In=800A up to 690V AC 50/60Hz, breaking capacity N Icu=55/42kA at 500/690V, Trip unit ETU600 LSIG upgrade ready , colordisplay, bluetooth and USB interface, Protection LT, ST, INST, GFx, N-protection required an external N-sensor, incl. trip alarm switch (1xCO), rear connection horizontal, with internal voltage tap on upper stab of circuit breaker, with voltage tap module VTM680 and power supply of ETU600, able to communication, integrated metering type PMF-1 Energy Efficiency, Voltage, Active energy Ea Manual operating mechanism with mechanical closing, without Spring charging motor, Ready-to-close signal. switch, Auxiliary switches 2NO+2NC, without Closing coil (CC), manual operating mechanism with mechanical closing, without Remote trip alarm reset coil (RR), without 2nd shunt trip, without 1st Shunt trip | 73470 | 1 | Z\ | 1
3WA1108-2LF03-0AA0 |  | Fixed-mounted circuit breaker IEC 60947-2, frame size 1, 3-poles, In=800A up to 690V AC 50/60Hz, breaking capacity N Icu=55/42kA at 500/690V, Trip unit ETU600 LSIG upgrade ready , colordisplay, bluetooth and USB interface, Protection LT, ST, INST, GFx, N-protection required an external N-sensor, incl. trip alarm switch (1xCO), front connection double hole, with internal voltage tap on upper stab of circuit breaker, with voltage tap module VTM680 and power supply of ETU600, able to communication, integrated metering type PMF-1 Energy Efficiency, Voltage, Active energy Ea Manual operating mechanism with mechanical closing, without Spring charging motor, Ready-to-close signal. switch, Auxiliary switches 2NO+2NC, without Closing coil (CC), manual operating mechanism with mechanical closing, without Remote trip alarm reset coil (RR), without 2nd shunt trip, without 1st Shunt trip | 78670 | 1 | Z\ | 1
3WA1108-2LF11-0AA0 |  | Fixed-mounted circuit breaker IEC 60947-2, frame size 1, 4-poles, N-pole left, In=800A up to 690V AC 50/60Hz, breaking capacity N Icu=55/42kA at 500/690V, Trip unit ETU600 LSIG upgrade ready , colordisplay, bluetooth and USB interface, Protection LT, ST, INST, GFx, include N-protection, (internal N-sensor available), incl. trip alarm switch (1xCO), rear connection vertical, with internal voltage tap on upper stab of circuit breaker, with voltage tap module VTM680 and power supply of ETU600, able to communication, integrated metering type PMF-1 Energy Efficiency, Voltage, Active energy Ea Manual operating mechanism with mechanical closing, without Spring charging motor, Ready-to-close signal. switch, Auxiliary switches 2NO+2NC, without Closing coil (CC), manual operating mechanism with mechanical closing, without Remote trip alarm reset coil (RR), without 2nd shunt trip, without 1st Shunt trip | 93070 | 1 | Z\ | 1
3WA1108-2LF12-0AA0 |  | Fixed-mounted circuit breaker IEC 60947-2, frame size 1, 4-poles, N-pole left, In=800A up to 690V AC 50/60Hz, breaking capacity N Icu=55/42kA at 500/690V, Trip unit ETU600 LSIG upgrade ready , colordisplay, bluetooth and USB interface, Protection LT, ST, INST, GFx, include N-protection, (internal N-sensor available), incl. trip alarm switch (1xCO), rear connection horizontal, with internal voltage tap on upper stab of circuit breaker, with voltage tap module VTM680 and power supply of ETU600, able to communication, integrated metering type PMF-1 Energy Efficiency, Voltage, Active energy Ea Manual operating mechanism with mechanical closing, without Spring charging motor, Ready-to-close signal. switch, Auxiliary switches 2NO+2NC, without Closing coil (CC), manual operating mechanism with mechanical closing, without Remote trip alarm reset coil (RR), without 2nd shunt trip, without 1st Shunt trip | 90770 | 1 | Z\ | 1
3WA1108-2LF13-0AA0 |  | Fixed-mounted circuit breaker IEC 60947-2, frame size 1, 4-poles, N-pole left, In=800A up to 690V AC 50/60Hz, breaking capacity N Icu=55/42kA at 500/690V, Trip unit ETU600 LSIG upgrade ready , colordisplay, bluetooth and USB interface, Protection LT, ST, INST, GFx, include N-protection, (internal N-sensor available), incl. trip alarm switch (1xCO), front connection double hole, with internal voltage tap on upper stab of circuit breaker, with voltage tap module VTM680 and power supply of ETU600, able to communication, integrated metering type PMF-1 Energy Efficiency, Voltage, Active energy Ea Manual operating mechanism with mechanical closing, without Spring charging motor, Ready-to-close signal. switch, Auxiliary switches 2NO+2NC, without Closing coil (CC), manual operating mechanism with mechanical closing, without Remote trip alarm reset coil (RR), without 2nd shunt trip, without 1st Shunt trip | 97570 | 1 | Z\ | 1
3WA1108-2LF21-0AA0 |  | fixed-mounted circuit breaker, IEC 60947-2, size 1, 4-pole, N pole on right, In=800 A up to 690 V AC 50/60 Hz, breaking capacity N Icc=55/42 kA at 500/690 V, tripping unit ETU600 LSIG upgradeable, color display, Bluetooth, USB interface, basic protection LT, ST, INST, GFx, including protection of the N conductor (internal neutral point sensor available), trip alarm switch (1 x CO), connection at rear vertical, with internal voltage tap on upper stab of circuit breaker, with voltage tap module VTM680 and power supply of ETU600, able to communication, integrated metering type PMF-1 Energy Efficiency, Voltage, Active energy Ea Manual operating mechanism with mechanical closing, without Spring charging motor, Ready-to-close signal. switch, Auxiliary switches 2NO+2NC, without Closing coil (CC), manual operating mechanism with mechanical closing, without Remote trip alarm reset coil (RR), without 2nd shunt trip, without 1st Shunt trip | 93070 | 1 | Z\ | 1
3WA1108-2LF22-0AA0 |  | fixed-mounted circuit breaker, IEC 60947-2, size 1, 4-pole, N pole on right, In=800 A up to 690 V AC 50/60 Hz, breaking capacity N Icc=55/42 kA at 500/690 V, tripping unit ETU600 LSIG upgradeable, color display, Bluetooth, USB interface, basic protection LT, ST, INST, GFx, including protection of the N conductor (internal neutral point sensor available), trip alarm switch (1 x CO), connection at rear horizontal with internal voltage tap on upper stab of circuit breaker, with voltage tap module VTM680 and power supply of ETU600, able to communication, integrated metering type PMF-1 Energy Efficiency, Voltage, Active energy Ea Manual operating mechanism with mechanical closing, without Spring charging motor, Ready-to-close signal. switch, Auxiliary switches 2NO+2NC, without Closing coil (CC), manual operating mechanism with mechanical closing, without Remote trip alarm reset coil (RR), without 2nd shunt trip, without 1st Shunt trip | 90770 | 1 | Z\ | 1
3WA1108-2LF23-0AA0 |  | fixed-mounted circuit breaker, IEC 60947-2, size 1, 4-pole, N pole on right, In=800 A up to 690 V AC 50/60 Hz, breaking capacity N Icc=55/42 kA at 500/690 V, tripping unit ETU600 LSIG upgradeable, color display, Bluetooth, USB interface, basic protection LT, ST, INST, GFx, including protection of the N conductor (internal neutral point sensor available), trip alarm switch (1 x CO), front connection double hole, with internal voltage tap on upper stab of circuit breaker, with voltage tap module VTM680 and power supply of ETU600, able to communication, integrated metering type PMF-1 Energy Efficiency, Voltage, Active energy Ea Manual operating mechanism with mechanical closing, without Spring charging motor, Ready-to-close signal. switch, Auxiliary switches 2NO+2NC, without Closing coil (CC), manual operating mechanism with mechanical closing, without Remote trip alarm reset coil (RR), without 2nd shunt trip, without 1st Shunt trip | 97570 | 1 | Z\ | 1
3WA1108-2LF31-0AA0 |  | Withdrawable circuit breaker with guide frame, IEC 60947-2, frame size 1, 3-poles, In=800A up to 690V AC 50/60Hz, breaking capacity N Icu=55/42kA at 500/690V, Trip unit ETU600 LSIG upgrade ready , colordisplay, bluetooth and USB interface, Protection LT, ST, INST, GFx, N-protection required an external N-sensor, incl. trip alarm switch (1xCO), rear connection vertical, guide frame with shutter and w/o position signalling switch, with internal voltage tap on upper stab of circuit breaker, with voltage tap module VTM680 and power supply of ETU600, able to communication, integrated metering type PMF-1 Energy Efficiency, Voltage, Active energy Ea Manual operating mechanism with mechanical closing, without Spring charging motor, Ready-to-close signal. switch, Auxiliary switches 2NO+2NC, without Closing coil (CC), manual operating mechanism with mechanical closing, without Remote trip alarm reset coil (RR), without 2nd shunt trip, without 1st Shunt trip | 92770 | 1 | Z\ | 1
3WA1108-2LF32-0AA0 |  | Withdrawable circuit breaker with guide frame, IEC 60947-2, frame size 1, 3-poles, In=800A up to 690V AC 50/60Hz, breaking capacity N Icu=55/42kA at 500/690V, Trip unit ETU600 LSIG upgrade ready , colordisplay, bluetooth and USB interface, Protection LT, ST, INST, GFx, N-protection required an external N-sensor, incl. trip alarm switch (1xCO), rear connection horizontal, guide frame with shutter and w/o position signalling switch, with internal voltage tap on upper stab of circuit breaker, with voltage tap module VTM680 and power supply of ETU600, able to communication, integrated metering type PMF-1 Energy Efficiency, Voltage, Active energy Ea Manual operating mechanism with mechanical closing, without Spring charging motor, Ready-to-close signal. switch, Auxiliary switches 2NO+2NC, without Closing coil (CC), manual operating mechanism with mechanical closing, without Remote trip alarm reset coil (RR), without 2nd shunt trip, without 1st Shunt trip | 90970 | 1 | Z\ | 1
3WA1108-2LF33-0AA0 |  | Withdrawable circuit breaker with guide frame, IEC 60947-2, frame size 1, 3-poles, In=800A up to 690V AC 50/60Hz, breaking capacity N Icu=55/42kA at 500/690V, Trip unit ETU600 LSIG upgrade ready , colordisplay, bluetooth and USB interface, Protection LT, ST, INST, GFx, N-protection required an external N-sensor, incl. trip alarm switch (1xCO), front connection double hole, guide frame with shutter and w/o position signalling switch, with internal voltage tap on upper stab of circuit breaker, with voltage tap module VTM680 and power supply of ETU600, able to communication, integrated metering type PMF-1 Energy Efficiency, Voltage, Active energy Ea Manual operating mechanism with mechanical closing, without Spring charging motor, Ready-to-close signal. switch, Auxiliary switches 2NO+2NC, without Closing coil (CC), manual operating mechanism with mechanical closing, without Remote trip alarm reset coil (RR), without 2nd shunt trip, without 1st Shunt trip | 96370 | 1 | Z\ | 1
3WA1108-2LF34-0AA0 |  | Withdrawable circuit breaker with guide frame, IEC 60947-2, frame size 1, 3-poles, In=800A up to 690V AC 50/60Hz, breaking capacity N Icu=55/42kA at 500/690V, Trip unit ETU600 LSIG upgrade ready , colordisplay, bluetooth and USB interface, Protection LT, ST, INST, GFx, N-protection required an external N-sensor, incl. trip alarm switch (1xCO), rear connection flange, guide frame with shutter and w/o position signalling switch, with internal voltage tap on upper stab of circuit breaker, with voltage tap module VTM680 and power supply of ETU600, able to communication, integrated metering type PMF-1 Energy Efficiency, Voltage, Active energy Ea Manual operating mechanism with mechanical closing, without Spring charging motor, Ready-to-close signal. switch, Auxiliary switches 2NO+2NC, without Closing coil (CC), manual operating mechanism with mechanical closing, without Remote trip alarm reset coil (RR), without 2nd shunt trip, without 1st Shunt trip | 90970 | 1 | Z\ | 1
3WA1108-2LF41-0AA0 |  | Withdrawable circuit breaker with guide frame, IEC 60947-2, frame size 1, 4-poles, N-pole left, In=800A up to 690V AC 50/60Hz, breaking capacity N Icu=55/42kA at 500/690V, Trip unit ETU600 LSIG upgrade ready , colordisplay, bluetooth and USB interface, Protection LT, ST, INST, GFx, include N-protection, (internal N-sensor available), incl. trip alarm switch (1xCO), rear connection vertical, guide frame with shutter and w/o position signalling switch, with internal voltage tap on upper stab of circuit breaker, with voltage tap module VTM680 and power supply of ETU600, able to communication, integrated metering type PMF-1 Energy Efficiency, Voltage, Active energy Ea Manual operating mechanism with mechanical closing, without Spring charging motor, Ready-to-close signal. switch, Auxiliary switches 2NO+2NC, without Closing coil (CC), manual operating mechanism with mechanical closing, without Remote trip alarm reset coil (RR), without 2nd shunt trip, without 1st Shunt trip | 115870 | 1 | Z\ | 1
3WA1108-2LF42-0AA0 |  | Withdrawable circuit breaker with guide frame, IEC 60947-2, frame size 1, 4-poles, N-pole left, In=800A up to 690V AC 50/60Hz, breaking capacity N Icu=55/42kA at 500/690V, Trip unit ETU600 LSIG upgrade ready , colordisplay, bluetooth and USB interface, Protection LT, ST, INST, GFx, include N-protection, (internal N-sensor available), incl. trip alarm switch (1xCO), rear connection horizontal, guide frame with shutter and w/o position signalling switch, with internal voltage tap on upper stab of circuit breaker, with voltage tap module VTM680 and power supply of ETU600, able to communication, integrated metering type PMF-1 Energy Efficiency, Voltage, Active energy Ea Manual operating mechanism with mechanical closing, without Spring charging motor, Ready-to-close signal. switch, Auxiliary switches 2NO+2NC, without Closing coil (CC), manual operating mechanism with mechanical closing, without Remote trip alarm reset coil (RR), without 2nd shunt trip, without 1st Shunt trip | 113870 | 1 | Z\ | 1
3WA1108-2LF43-0AA0 |  | Withdrawable circuit breaker with guide frame, IEC 60947-2, frame size 1, 4-poles, N-pole left, In=800A up to 690V AC 50/60Hz, breaking capacity N Icu=55/42kA at 500/690V, Trip unit ETU600 LSIG upgrade ready , colordisplay, bluetooth and USB interface, Protection LT, ST, INST, GFx, include N-protection, (internal N-sensor available), incl. trip alarm switch (1xCO), front connection double hole, guide frame with shutter and w/o position signalling switch, with internal voltage tap on upper stab of circuit breaker, with voltage tap module VTM680 and power supply of ETU600, able to communication, integrated metering type PMF-1 Energy Efficiency, Voltage, Active energy Ea Manual operating mechanism with mechanical closing, without Spring charging motor, Ready-to-close signal. switch, Auxiliary switches 2NO+2NC, without Closing coil (CC), manual operating mechanism with mechanical closing, without Remote trip alarm reset coil (RR), without 2nd shunt trip, without 1st Shunt trip | 120870 | 1 | Z\ | 1
3WA1108-2LF44-0AA0 |  | Withdrawable circuit breaker with guide frame, IEC 60947-2, frame size 1, 4-poles, N-pole left, In=800A up to 690V AC 50/60Hz, breaking capacity N Icu=55/42kA at 500/690V, Trip unit ETU600 LSIG upgrade ready , colordisplay, bluetooth and USB interface, Protection LT, ST, INST, GFx, include N-protection, (internal N-sensor available), incl. trip alarm switch (1xCO), rear connection flange, guide frame with shutter and w/o position signalling switch, with internal voltage tap on upper stab of circuit breaker, with voltage tap module VTM680 and power supply of ETU600, able to communication, integrated metering type PMF-1 Energy Efficiency, Voltage, Active energy Ea Manual operating mechanism with mechanical closing, without Spring charging motor, Ready-to-close signal. switch, Auxiliary switches 2NO+2NC, without Closing coil (CC), manual operating mechanism with mechanical closing, without Remote trip alarm reset coil (RR), without 2nd shunt trip, without 1st Shunt trip | 113870 | 1 | Z\ | 1
3WA1108-2ME01-0AA0 |  | Fixed-mounted circuit breaker IEC 60947-2, frame size 1, 3-poles, In=800A up to 690V AC 50/60Hz, breaking capacity N Icu=55/42kA at 500/690V, Trip unit ETU600 LSI upgrade ready , colordisplay, bluetooth and USB interface, Protection LT, ST, INST, N-protection required an external N-sensor, incl. trip alarm switch (1xCO), rear connection vertical, with internal voltage tap on upper stab of circuit breaker, with voltage tap module VTM680 and power supply of ETU600, able to communication, integrated metering type PMF-2 Basic Power Monitoring, Voltage, Energy, Power, Power factor, Frequency, Unbalance, Temperature, Manual operating mechanism with mechanical closing, without Spring charging motor, Ready-to-close signal. switch, Auxiliary switches 2NO+2NC, without Closing coil (CC), manual operating mechanism with mechanical closing, without Remote trip alarm reset coil (RR), without 2nd shunt trip, without 1st Shunt trip | 73400 | 1 | Z\ | 1
3WA1108-2ME02-0AA0 |  | Fixed-mounted circuit breaker IEC 60947-2, frame size 1, 3-poles, In=800A up to 690V AC 50/60Hz, breaking capacity N Icu=55/42kA at 500/690V, Trip unit ETU600 LSI upgrade ready , colordisplay, bluetooth and USB interface, Protection LT, ST, INST, N-protection required an external N-sensor, incl. trip alarm switch (1xCO), rear connection horizontal, with internal voltage tap on upper stab of circuit breaker, with voltage tap module VTM680 and power supply of ETU600, able to communication, integrated metering type PMF-2 Basic Power Monitoring, Voltage, Energy, Power, Power factor, Frequency, Unbalance, Temperature, Manual operating mechanism with mechanical closing, without Spring charging motor, Ready-to-close signal. switch, Auxiliary switches 2NO+2NC, without Closing coil (CC), manual operating mechanism with mechanical closing, without Remote trip alarm reset coil (RR), without 2nd shunt trip, without 1st Shunt trip | 71700 | 1 | Z\ | 1
3WA1108-2ME03-0AA0 |  | Fixed-mounted circuit breaker IEC 60947-2, frame size 1, 3-poles, In=800A up to 690V AC 50/60Hz, breaking capacity N Icu=55/42kA at 500/690V, Trip unit ETU600 LSI upgrade ready , colordisplay, bluetooth and USB interface, Protection LT, ST, INST, N-protection required an external N-sensor, incl. trip alarm switch (1xCO), front connection double hole, with internal voltage tap on upper stab of circuit breaker, with voltage tap module VTM680 and power supply of ETU600, able to communication, integrated metering type PMF-2 Basic Power Monitoring, Voltage, Energy, Power, Power factor, Frequency, Unbalance, Temperature, Manual operating mechanism with mechanical closing, without Spring charging motor, Ready-to-close signal. switch, Auxiliary switches 2NO+2NC, without Closing coil (CC), manual operating mechanism with mechanical closing, without Remote trip alarm reset coil (RR), without 2nd shunt trip, without 1st Shunt trip | 76800 | 1 | Z\ | 1
3WA1108-2ME11-0AA0 |  | Fixed-mounted circuit breaker IEC 60947-2, frame size 1, 4-poles, N-pole left, In=800A up to 690V AC 50/60Hz, breaking capacity N Icu=55/42kA at 500/690V, Trip unit ETU600 LSI upgrade ready , colordisplay, bluetooth and USB interface, Protection LT, ST, INST, include N-protection, (internal N-sensor available), incl. trip alarm switch (1xCO), rear connection vertical, with internal voltage tap on upper stab of circuit breaker, with voltage tap module VTM680 and power supply of ETU600, able to communication, integrated metering type PMF-2 Basic Power Monitoring, Voltage, Energy, Power, Power factor, Frequency, Unbalance, Temperature, Manual operating mechanism with mechanical closing, without Spring charging motor, Ready-to-close signal. switch, Auxiliary switches 2NO+2NC, without Closing coil (CC), manual operating mechanism with mechanical closing, without Remote trip alarm reset coil (RR), without 2nd shunt trip, without 1st Shunt trip | 91200 | 1 | Z\ | 1
3WA1108-2ME12-0AA0 |  | Fixed-mounted circuit breaker IEC 60947-2, frame size 1, 4-poles, N-pole left, In=800A up to 690V AC 50/60Hz, breaking capacity N Icu=55/42kA at 500/690V, Trip unit ETU600 LSI upgrade ready , colordisplay, bluetooth and USB interface, Protection LT, ST, INST, include N-protection, (internal N-sensor available), incl. trip alarm switch (1xCO), rear connection horizontal, with internal voltage tap on upper stab of circuit breaker, with voltage tap module VTM680 and power supply of ETU600, able to communication, integrated metering type PMF-2 Basic Power Monitoring, Voltage, Energy, Power, Power factor, Frequency, Unbalance, Temperature, Manual operating mechanism with mechanical closing, without Spring charging motor, Ready-to-close signal. switch, Auxiliary switches 2NO+2NC, without Closing coil (CC), manual operating mechanism with mechanical closing, without Remote trip alarm reset coil (RR), without 2nd shunt trip, without 1st Shunt trip | 88900 | 1 | Z\ | 1
3WA1108-2ME13-0AA0 |  | Fixed-mounted circuit breaker IEC 60947-2, frame size 1, 4-poles, N-pole left, In=800A up to 690V AC 50/60Hz, breaking capacity N Icu=55/42kA at 500/690V, Trip unit ETU600 LSI upgrade ready , colordisplay, bluetooth and USB interface, Protection LT, ST, INST, include N-protection, (internal N-sensor available), incl. trip alarm switch (1xCO), front connection double hole, with internal voltage tap on upper stab of circuit breaker, with voltage tap module VTM680 and power supply of ETU600, able to communication, integrated metering type PMF-2 Basic Power Monitoring, Voltage, Energy, Power, Power factor, Frequency, Unbalance, Temperature, Manual operating mechanism with mechanical closing, without Spring charging motor, Ready-to-close signal. switch, Auxiliary switches 2NO+2NC, without Closing coil (CC), manual operating mechanism with mechanical closing, without Remote trip alarm reset coil (RR), without 2nd shunt trip, without 1st Shunt trip | 95800 | 1 | Z\ | 1
3WA1108-2ME21-0AA0 |  | fixed-mounted circuit breaker, IEC 60947-2, size 1, 4-pole, N pole on right, In=800 A up to 690 V AC 50/60 Hz, breaking capacity N Icc=55/42 kA at 500/690 V, tripping unit ETU600 LSI upgradeable, color display, Bluetooth, USB interface, basic protection LT, ST, INST, including protection of the N conductor (internal neutral point sensor available), trip alarm switch (1 x CO), connection at rear vertical, with internal voltage tap on upper stab of circuit breaker, with voltage tap module VTM680 and power supply of ETU600, able to communication, integrated metering type PMF-2 Basic Power Monitoring, Voltage, Energy, Power, Power factor, Frequency, Unbalance, Temperature, Manual operating mechanism with mechanical closing, without Spring charging motor, Ready-to-close signal. switch, Auxiliary switches 2NO+2NC, without Closing coil (CC), manual operating mechanism with mechanical closing, without Remote trip alarm reset coil (RR), without 2nd shunt trip, without 1st Shunt trip | 91200 | 1 | Z\ | 1
3WA1108-2ME22-0AA0 |  | fixed-mounted circuit breaker, IEC 60947-2, size 1, 4-pole, N pole on right, In=800 A up to 690 V AC 50/60 Hz, breaking capacity N Icc=55/42 kA at 500/690 V, tripping unit ETU600 LSI upgradeable, color display, Bluetooth, USB interface, basic protection LT, ST, INST, including protection of the N conductor (internal neutral point sensor available), trip alarm switch (1 x CO), connection at rear horizontal with internal voltage tap on upper stab of circuit breaker, with voltage tap module VTM680 and power supply of ETU600, able to communication, integrated metering type PMF-2 Basic Power Monitoring, Voltage, Energy, Power, Power factor, Frequency, Unbalance, Temperature, Manual operating mechanism with mechanical closing, without Spring charging motor, Ready-to-close signal. switch, Auxiliary switches 2NO+2NC, without Closing coil (CC), manual operating mechanism with mechanical closing, without Remote trip alarm reset coil (RR), without 2nd shunt trip, without 1st Shunt trip | 88900 | 1 | Z\ | 1
3WA1108-2ME23-0AA0 |  | fixed-mounted circuit breaker, IEC 60947-2, size 1, 4-pole, N pole on right, In=800 A up to 690 V AC 50/60 Hz, breaking capacity N Icc=55/42 kA at 500/690 V, tripping unit ETU600 LSI upgradeable, color display, Bluetooth, USB interface, basic protection LT, ST, INST, including protection of the N conductor (internal neutral point sensor available), trip alarm switch (1 x CO), front connection double hole, with internal voltage tap on upper stab of circuit breaker, with voltage tap module VTM680 and power supply of ETU600, able to communication, integrated metering type PMF-2 Basic Power Monitoring, Voltage, Energy, Power, Power factor, Frequency, Unbalance, Temperature, Manual operating mechanism with mechanical closing, without Spring charging motor, Ready-to-close signal. switch, Auxiliary switches 2NO+2NC, without Closing coil (CC), manual operating mechanism with mechanical closing, without Remote trip alarm reset coil (RR), without 2nd shunt trip, without 1st Shunt trip | 95800 | 1 | Z\ | 1
3WA1108-2ME31-0AA0 |  | Withdrawable circuit breaker with guide frame, IEC 60947-2, frame size 1, 3-poles, In=800A up to 690V AC 50/60Hz, breaking capacity N Icu=55/42kA at 500/690V, Trip unit ETU600 LSI upgrade ready , colordisplay, bluetooth and USB interface, Protection LT, ST, INST, N-protection required an external N-sensor, incl. trip alarm switch (1xCO), rear connection vertical, guide frame with shutter and w/o position signalling switch, with internal voltage tap on upper stab of circuit breaker, with voltage tap module VTM680 and power supply of ETU600, able to communication, integrated metering type PMF-2 Basic Power Monitoring, Voltage, Energy, Power, Power factor, Frequency, Unbalance, Temperature, Manual operating mechanism with mechanical closing, without Spring charging motor, Ready-to-close signal. switch, Auxiliary switches 2NO+2NC, without Closing coil (CC), manual operating mechanism with mechanical closing, without Remote trip alarm reset coil (RR), without 2nd shunt trip, without 1st Shunt trip | 91000 | 1 | Z\ | 1
3WA1108-2ME32-0AA0 |  | Withdrawable circuit breaker with guide frame, IEC 60947-2, frame size 1, 3-poles, In=800A up to 690V AC 50/60Hz, breaking capacity N Icu=55/42kA at 500/690V, Trip unit ETU600 LSI upgrade ready , colordisplay, bluetooth and USB interface, Protection LT, ST, INST, N-protection required an external N-sensor, incl. trip alarm switch (1xCO), rear connection horizontal, guide frame with shutter and w/o position signalling switch, with internal voltage tap on upper stab of circuit breaker, with voltage tap module VTM680 and power supply of ETU600, able to communication, integrated metering type PMF-2 Basic Power Monitoring, Voltage, Energy, Power, Power factor, Frequency, Unbalance, Temperature, Manual operating mechanism with mechanical closing, without Spring charging motor, Ready-to-close signal. switch, Auxiliary switches 2NO+2NC, without Closing coil (CC), manual operating mechanism with mechanical closing, without Remote trip alarm reset coil (RR), without 2nd shunt trip, without 1st Shunt trip | 89200 | 1 | Z\ | 1
3WA1108-2ME33-0AA0 |  | Withdrawable circuit breaker with guide frame, IEC 60947-2, frame size 1, 3-poles, In=800A up to 690V AC 50/60Hz, breaking capacity N Icu=55/42kA at 500/690V, Trip unit ETU600 LSI upgrade ready , colordisplay, bluetooth and USB interface, Protection LT, ST, INST, N-protection required an external N-sensor, incl. trip alarm switch (1xCO), front connection double hole, guide frame with shutter and w/o position signalling switch, with internal voltage tap on upper stab of circuit breaker, with voltage tap module VTM680 and power supply of ETU600, able to communication, integrated metering type PMF-2 Basic Power Monitoring, Voltage, Energy, Power, Power factor, Frequency, Unbalance, Temperature, Manual operating mechanism with mechanical closing, without Spring charging motor, Ready-to-close signal. switch, Auxiliary switches 2NO+2NC, without Closing coil (CC), manual operating mechanism with mechanical closing, without Remote trip alarm reset coil (RR), without 2nd shunt trip, without 1st Shunt trip | 94600 | 1 | Z\ | 1
3WA1108-2ME34-0AA0 |  | Withdrawable circuit breaker with guide frame, IEC 60947-2, frame size 1, 3-poles, In=800A up to 690V AC 50/60Hz, breaking capacity N Icu=55/42kA at 500/690V, Trip unit ETU600 LSI upgrade ready , colordisplay, bluetooth and USB interface, Protection LT, ST, INST, N-protection required an external N-sensor, incl. trip alarm switch (1xCO), rear connection flange, guide frame with shutter and w/o position signalling switch, with internal voltage tap on upper stab of circuit breaker, with voltage tap module VTM680 and power supply of ETU600, able to communication, integrated metering type PMF-2 Basic Power Monitoring, Voltage, Energy, Power, Power factor, Frequency, Unbalance, Temperature, Manual operating mechanism with mechanical closing, without Spring charging motor, Ready-to-close signal. switch, Auxiliary switches 2NO+2NC, without Closing coil (CC), manual operating mechanism with mechanical closing, without Remote trip alarm reset coil (RR), without 2nd shunt trip, without 1st Shunt trip | 89200 | 1 | Z\ | 1
3WA1108-2ME41-0AA0 |  | Withdrawable circuit breaker with guide frame, IEC 60947-2, frame size 1, 4-poles, N-pole left, In=800A up to 690V AC 50/60Hz, breaking capacity N Icu=55/42kA at 500/690V, Trip unit ETU600 LSI upgrade ready , colordisplay, bluetooth and USB interface, Protection LT, ST, INST, include N-protection, (internal N-sensor available), incl. trip alarm switch (1xCO), rear connection vertical, guide frame with shutter and w/o position signalling switch, with internal voltage tap on upper stab of circuit breaker, with voltage tap module VTM680 and power supply of ETU600, able to communication, integrated metering type PMF-2 Basic Power Monitoring, Voltage, Energy, Power, Power factor, Frequency, Unbalance, Temperature, Manual operating mechanism with mechanical closing, without Spring charging motor, Ready-to-close signal. switch, Auxiliary switches 2NO+2NC, without Closing coil (CC), manual operating mechanism with mechanical closing, without Remote trip alarm reset coil (RR), without 2nd shunt trip, without 1st Shunt trip | 114500 | 1 | Z\ | 1
3WA1108-2ME42-0AA0 |  | Withdrawable circuit breaker with guide frame, IEC 60947-2, frame size 1, 4-poles, N-pole left, In=800A up to 690V AC 50/60Hz, breaking capacity N Icu=55/42kA at 500/690V, Trip unit ETU600 LSI upgrade ready , colordisplay, bluetooth and USB interface, Protection LT, ST, INST, include N-protection, (internal N-sensor available), incl. trip alarm switch (1xCO), rear connection horizontal, guide frame with shutter and w/o position signalling switch, with internal voltage tap on upper stab of circuit breaker, with voltage tap module VTM680 and power supply of ETU600, able to communication, integrated metering type PMF-2 Basic Power Monitoring, Voltage, Energy, Power, Power factor, Frequency, Unbalance, Temperature, Manual operating mechanism with mechanical closing, without Spring charging motor, Ready-to-close signal. switch, Auxiliary switches 2NO+2NC, without Closing coil (CC), manual operating mechanism with mechanical closing, without Remote trip alarm reset coil (RR), without 2nd shunt trip, without 1st Shunt trip | 112100 | 1 | Z\ | 1
3WA1108-2ME43-0AA0 |  | Withdrawable circuit breaker with guide frame, IEC 60947-2, frame size 1, 4-poles, N-pole left, In=800A up to 690V AC 50/60Hz, breaking capacity N Icu=55/42kA at 500/690V, Trip unit ETU600 LSI upgrade ready , colordisplay, bluetooth and USB interface, Protection LT, ST, INST, include N-protection, (internal N-sensor available), incl. trip alarm switch (1xCO), front connection double hole, guide frame with shutter and w/o position signalling switch, with internal voltage tap on upper stab of circuit breaker, with voltage tap module VTM680 and power supply of ETU600, able to communication, integrated metering type PMF-2 Basic Power Monitoring, Voltage, Energy, Power, Power factor, Frequency, Unbalance, Temperature, Manual operating mechanism with mechanical closing, without Spring charging motor, Ready-to-close signal. switch, Auxiliary switches 2NO+2NC, without Closing coil (CC), manual operating mechanism with mechanical closing, without Remote trip alarm reset coil (RR), without 2nd shunt trip, without 1st Shunt trip | 119700 | 1 | Z\ | 1
3WA1108-2ME44-0AA0 |  | Withdrawable circuit breaker with guide frame, IEC 60947-2, frame size 1, 4-poles, N-pole left, In=800A up to 690V AC 50/60Hz, breaking capacity N Icu=55/42kA at 500/690V, Trip unit ETU600 LSI upgrade ready , colordisplay, bluetooth and USB interface, Protection LT, ST, INST, include N-protection, (internal N-sensor available), incl. trip alarm switch (1xCO), rear connection flange, guide frame with shutter and w/o position signalling switch, with internal voltage tap on upper stab of circuit breaker, with voltage tap module VTM680 and power supply of ETU600, able to communication, integrated metering type PMF-2 Basic Power Monitoring, Voltage, Energy, Power, Power factor, Frequency, Unbalance, Temperature, Manual operating mechanism with mechanical closing, without Spring charging motor, Ready-to-close signal. switch, Auxiliary switches 2NO+2NC, without Closing coil (CC), manual operating mechanism with mechanical closing, without Remote trip alarm reset coil (RR), without 2nd shunt trip, without 1st Shunt trip | 112100 | 1 | Z\ | 1
3WA1108-2MF01-0AA0 |  | Fixed-mounted circuit breaker IEC 60947-2, frame size 1, 3-poles, In=800A up to 690V AC 50/60Hz, breaking capacity N Icu=55/42kA at 500/690V, Trip unit ETU600 LSIG upgrade ready , colordisplay, bluetooth and USB interface, Protection LT, ST, INST, GFx, N-protection required an external N-sensor, incl. trip alarm switch (1xCO), rear connection vertical, with internal voltage tap on upper stab of circuit breaker, with voltage tap module VTM680 and power supply of ETU600, able to communication, integrated metering type PMF-2 Basic Power Monitoring, Voltage, Energy, Power, Power factor, Frequency, Unbalance, Temperature, Manual operating mechanism with mechanical closing, without Spring charging motor, Ready-to-close signal. switch, Auxiliary switches 2NO+2NC, without Closing coil (CC), manual operating mechanism with mechanical closing, without Remote trip alarm reset coil (RR), without 2nd shunt trip, without 1st Shunt trip | 84000 | 1 | Z\ | 1
3WA1108-2MF02-0AA0 |  | Fixed-mounted circuit breaker IEC 60947-2, frame size 1, 3-poles, In=800A up to 690V AC 50/60Hz, breaking capacity N Icu=55/42kA at 500/690V, Trip unit ETU600 LSIG upgrade ready , colordisplay, bluetooth and USB interface, Protection LT, ST, INST, GFx, N-protection required an external N-sensor, incl. trip alarm switch (1xCO), rear connection horizontal, with internal voltage tap on upper stab of circuit breaker, with voltage tap module VTM680 and power supply of ETU600, able to communication, integrated metering type PMF-2 Basic Power Monitoring, Voltage, Energy, Power, Power factor, Frequency, Unbalance, Temperature, Manual operating mechanism with mechanical closing, without Spring charging motor, Ready-to-close signal. switch, Auxiliary switches 2NO+2NC, without Closing coil (CC), manual operating mechanism with mechanical closing, without Remote trip alarm reset coil (RR), without 2nd shunt trip, without 1st Shunt trip | 82300 | 1 | Z\ | 1
3WA1108-2MF03-0AA0 |  | Fixed-mounted circuit breaker IEC 60947-2, frame size 1, 3-poles, In=800A up to 690V AC 50/60Hz, breaking capacity N Icu=55/42kA at 500/690V, Trip unit ETU600 LSIG upgrade ready , colordisplay, bluetooth and USB interface, Protection LT, ST, INST, GFx, N-protection required an external N-sensor, incl. trip alarm switch (1xCO), front connection double hole, with internal voltage tap on upper stab of circuit breaker, with voltage tap module VTM680 and power supply of ETU600, able to communication, integrated metering type PMF-2 Basic Power Monitoring, Voltage, Energy, Power, Power factor, Frequency, Unbalance, Temperature, Manual operating mechanism with mechanical closing, without Spring charging motor, Ready-to-close signal. switch, Auxiliary switches 2NO+2NC, without Closing coil (CC), manual operating mechanism with mechanical closing, without Remote trip alarm reset coil (RR), without 2nd shunt trip, without 1st Shunt trip | 87500 | 1 | Z\ | 1
3WA1108-2MF11-0AA0 |  | Fixed-mounted circuit breaker IEC 60947-2, frame size 1, 4-poles, N-pole left, In=800A up to 690V AC 50/60Hz, breaking capacity N Icu=55/42kA at 500/690V, Trip unit ETU600 LSIG upgrade ready , colordisplay, bluetooth and USB interface, Protection LT, ST, INST, GFx, include N-protection, (internal N-sensor available), incl. trip alarm switch (1xCO), rear connection vertical, with internal voltage tap on upper stab of circuit breaker, with voltage tap module VTM680 and power supply of ETU600, able to communication, integrated metering type PMF-2 Basic Power Monitoring, Voltage, Energy, Power, Power factor, Frequency, Unbalance, Temperature, Manual operating mechanism with mechanical closing, without Spring charging motor, Ready-to-close signal. switch, Auxiliary switches 2NO+2NC, without Closing coil (CC), manual operating mechanism with mechanical closing, without Remote trip alarm reset coil (RR), without 2nd shunt trip, without 1st Shunt trip | 101900 | 1 | Z\ | 1
3WA1108-2MF12-0AA0 |  | Fixed-mounted circuit breaker IEC 60947-2, frame size 1, 4-poles, N-pole left, In=800A up to 690V AC 50/60Hz, breaking capacity N Icu=55/42kA at 500/690V, Trip unit ETU600 LSIG upgrade ready , colordisplay, bluetooth and USB interface, Protection LT, ST, INST, GFx, include N-protection, (internal N-sensor available), incl. trip alarm switch (1xCO), rear connection horizontal, with internal voltage tap on upper stab of circuit breaker, with voltage tap module VTM680 and power supply of ETU600, able to communication, integrated metering type PMF-2 Basic Power Monitoring, Voltage, Energy, Power, Power factor, Frequency, Unbalance, Temperature, Manual operating mechanism with mechanical closing, without Spring charging motor, Ready-to-close signal. switch, Auxiliary switches 2NO+2NC, without Closing coil (CC), manual operating mechanism with mechanical closing, without Remote trip alarm reset coil (RR), without 2nd shunt trip, without 1st Shunt trip | 99600 | 1 | Z\ | 1
3WA1108-2MF13-0AA0 |  | Fixed-mounted circuit breaker IEC 60947-2, frame size 1, 4-poles, N-pole left, In=800A up to 690V AC 50/60Hz, breaking capacity N Icu=55/42kA at 500/690V, Trip unit ETU600 LSIG upgrade ready , colordisplay, bluetooth and USB interface, Protection LT, ST, INST, GFx, include N-protection, (internal N-sensor available), incl. trip alarm switch (1xCO), front connection double hole, with internal voltage tap on upper stab of circuit breaker, with voltage tap module VTM680 and power supply of ETU600, able to communication, integrated metering type PMF-2 Basic Power Monitoring, Voltage, Energy, Power, Power factor, Frequency, Unbalance, Temperature, Manual operating mechanism with mechanical closing, without Spring charging motor, Ready-to-close signal. switch, Auxiliary switches 2NO+2NC, without Closing coil (CC), manual operating mechanism with mechanical closing, without Remote trip alarm reset coil (RR), without 2nd shunt trip, without 1st Shunt trip | 106400 | 1 | Z\ | 1
3WA1108-2MF21-0AA0 |  | fixed-mounted circuit breaker, IEC 60947-2, size 1, 4-pole, N pole on right, In=800 A up to 690 V AC 50/60 Hz, breaking capacity N Icc=55/42 kA at 500/690 V, tripping unit ETU600 LSIG upgradeable, color display, Bluetooth, USB interface, basic protection LT, ST, INST, GFx, including protection of the N conductor (internal neutral point sensor available), trip alarm switch (1 x CO), connection at rear vertical, with internal voltage tap on upper stab of circuit breaker, with voltage tap module VTM680 and power supply of ETU600, able to communication, integrated metering type PMF-2 Basic Power Monitoring, Voltage, Energy, Power, Power factor, Frequency, Unbalance, Temperature, Manual operating mechanism with mechanical closing, without Spring charging motor, Ready-to-close signal. switch, Auxiliary switches 2NO+2NC, without Closing coil (CC), manual operating mechanism with mechanical closing, without Remote trip alarm reset coil (RR), without 2nd shunt trip, without 1st Shunt trip | 101900 | 1 | Z\ | 1
3WA1108-2MF22-0AA0 |  | fixed-mounted circuit breaker, IEC 60947-2, size 1, 4-pole, N pole on right, In=800 A up to 690 V AC 50/60 Hz, breaking capacity N Icc=55/42 kA at 500/690 V, tripping unit ETU600 LSIG upgradeable, color display, Bluetooth, USB interface, basic protection LT, ST, INST, GFx, including protection of the N conductor (internal neutral point sensor available), trip alarm switch (1 x CO), connection at rear horizontal with internal voltage tap on upper stab of circuit breaker, with voltage tap module VTM680 and power supply of ETU600, able to communication, integrated metering type PMF-2 Basic Power Monitoring, Voltage, Energy, Power, Power factor, Frequency, Unbalance, Temperature, Manual operating mechanism with mechanical closing, without Spring charging motor, Ready-to-close signal. switch, Auxiliary switches 2NO+2NC, without Closing coil (CC), manual operating mechanism with mechanical closing, without Remote trip alarm reset coil (RR), without 2nd shunt trip, without 1st Shunt trip | 99600 | 1 | Z\ | 1
3WA1108-2MF23-0AA0 |  | fixed-mounted circuit breaker, IEC 60947-2, size 1, 4-pole, N pole on right, In=800 A up to 690 V AC 50/60 Hz, breaking capacity N Icc=55/42 kA at 500/690 V, tripping unit ETU600 LSIG upgradeable, color display, Bluetooth, USB interface, basic protection LT, ST, INST, GFx, including protection of the N conductor (internal neutral point sensor available), trip alarm switch (1 x CO), front connection double hole, with internal voltage tap on upper stab of circuit breaker, with voltage tap module VTM680 and power supply of ETU600, able to communication, integrated metering type PMF-2 Basic Power Monitoring, Voltage, Energy, Power, Power factor, Frequency, Unbalance, Temperature, Manual operating mechanism with mechanical closing, without Spring charging motor, Ready-to-close signal. switch, Auxiliary switches 2NO+2NC, without Closing coil (CC), manual operating mechanism with mechanical closing, without Remote trip alarm reset coil (RR), without 2nd shunt trip, without 1st Shunt trip | 106400 | 1 | Z\ | 1
3WA1108-2MF31-0AA0 |  | Withdrawable circuit breaker with guide frame, IEC 60947-2, frame size 1, 3-poles, In=800A up to 690V AC 50/60Hz, breaking capacity N Icu=55/42kA at 500/690V, Trip unit ETU600 LSIG upgrade ready , colordisplay, bluetooth and USB interface, Protection LT, ST, INST, GFx, N-protection required an external N-sensor, incl. trip alarm switch (1xCO), rear connection vertical, guide frame with shutter and w/o position signalling switch, with internal voltage tap on upper stab of circuit breaker, with voltage tap module VTM680 and power supply of ETU600, able to communication, integrated metering type PMF-2 Basic Power Monitoring, Voltage, Energy, Power, Power factor, Frequency, Unbalance, Temperature, Manual operating mechanism with mechanical closing, without Spring charging motor, Ready-to-close signal. switch, Auxiliary switches 2NO+2NC, without Closing coil (CC), manual operating mechanism with mechanical closing, without Remote trip alarm reset coil (RR), without 2nd shunt trip, without 1st Shunt trip | 101600 | 1 | Z\ | 1
3WA1108-2MF32-0AA0 |  | Withdrawable circuit breaker with guide frame, IEC 60947-2, frame size 1, 3-poles, In=800A up to 690V AC 50/60Hz, breaking capacity N Icu=55/42kA at 500/690V, Trip unit ETU600 LSIG upgrade ready , colordisplay, bluetooth and USB interface, Protection LT, ST, INST, GFx, N-protection required an external N-sensor, incl. trip alarm switch (1xCO), rear connection horizontal, guide frame with shutter and w/o position signalling switch, with internal voltage tap on upper stab of circuit breaker, with voltage tap module VTM680 and power supply of ETU600, able to communication, integrated metering type PMF-2 Basic Power Monitoring, Voltage, Energy, Power, Power factor, Frequency, Unbalance, Temperature, Manual operating mechanism with mechanical closing, without Spring charging motor, Ready-to-close signal. switch, Auxiliary switches 2NO+2NC, without Closing coil (CC), manual operating mechanism with mechanical closing, without Remote trip alarm reset coil (RR), without 2nd shunt trip, without 1st Shunt trip | 99800 | 1 | Z\ | 1
3WA1108-2MF33-0AA0 |  | Withdrawable circuit breaker with guide frame, IEC 60947-2, frame size 1, 3-poles, In=800A up to 690V AC 50/60Hz, breaking capacity N Icu=55/42kA at 500/690V, Trip unit ETU600 LSIG upgrade ready , colordisplay, bluetooth and USB interface, Protection LT, ST, INST, GFx, N-protection required an external N-sensor, incl. trip alarm switch (1xCO), front connection double hole, guide frame with shutter and w/o position signalling switch, with internal voltage tap on upper stab of circuit breaker, with voltage tap module VTM680 and power supply of ETU600, able to communication, integrated metering type PMF-2 Basic Power Monitoring, Voltage, Energy, Power, Power factor, Frequency, Unbalance, Temperature, Manual operating mechanism with mechanical closing, without Spring charging motor, Ready-to-close signal. switch, Auxiliary switches 2NO+2NC, without Closing coil (CC), manual operating mechanism with mechanical closing, without Remote trip alarm reset coil (RR), without 2nd shunt trip, without 1st Shunt trip | 105200 | 1 | Z\ | 1
3WA1108-2MF34-0AA0 |  | Withdrawable circuit breaker with guide frame, IEC 60947-2, frame size 1, 3-poles, In=800A up to 690V AC 50/60Hz, breaking capacity N Icu=55/42kA at 500/690V, Trip unit ETU600 LSIG upgrade ready , colordisplay, bluetooth and USB interface, Protection LT, ST, INST, GFx, N-protection required an external N-sensor, incl. trip alarm switch (1xCO), rear connection flange, guide frame with shutter and w/o position signalling switch, with internal voltage tap on upper stab of circuit breaker, with voltage tap module VTM680 and power supply of ETU600, able to communication, integrated metering type PMF-2 Basic Power Monitoring, Voltage, Energy, Power, Power factor, Frequency, Unbalance, Temperature, Manual operating mechanism with mechanical closing, without Spring charging motor, Ready-to-close signal. switch, Auxiliary switches 2NO+2NC, without Closing coil (CC), manual operating mechanism with mechanical closing, without Remote trip alarm reset coil (RR), without 2nd shunt trip, without 1st Shunt trip | 99800 | 1 | Z\ | 1
3WA1108-2MF41-0AA0 |  | Withdrawable circuit breaker with guide frame, IEC 60947-2, frame size 1, 4-poles, N-pole left, In=800A up to 690V AC 50/60Hz, breaking capacity N Icu=55/42kA at 500/690V, Trip unit ETU600 LSIG upgrade ready , colordisplay, bluetooth and USB interface, Protection LT, ST, INST, GFx, include N-protection, (internal N-sensor available), incl. trip alarm switch (1xCO), rear connection vertical, guide frame with shutter and w/o position signalling switch, with internal voltage tap on upper stab of circuit breaker, with voltage tap module VTM680 and power supply of ETU600, able to communication, integrated metering type PMF-2 Basic Power Monitoring, Voltage, Energy, Power, Power factor, Frequency, Unbalance, Temperature, Manual operating mechanism with mechanical closing, without Spring charging motor, Ready-to-close signal. switch, Auxiliary switches 2NO+2NC, without Closing coil (CC), manual operating mechanism with mechanical closing, without Remote trip alarm reset coil (RR), without 2nd shunt trip, without 1st Shunt trip | 124700 | 1 | Z\ | 1
3WA1108-2MF42-0AA0 |  | Withdrawable circuit breaker with guide frame, IEC 60947-2, frame size 1, 4-poles, N-pole left, In=800A up to 690V AC 50/60Hz, breaking capacity N Icu=55/42kA at 500/690V, Trip unit ETU600 LSIG upgrade ready , colordisplay, bluetooth and USB interface, Protection LT, ST, INST, GFx, include N-protection, (internal N-sensor available), incl. trip alarm switch (1xCO), rear connection horizontal, guide frame with shutter and w/o position signalling switch, with internal voltage tap on upper stab of circuit breaker, with voltage tap module VTM680 and power supply of ETU600, able to communication, integrated metering type PMF-2 Basic Power Monitoring, Voltage, Energy, Power, Power factor, Frequency, Unbalance, Temperature, Manual operating mechanism with mechanical closing, without Spring charging motor, Ready-to-close signal. switch, Auxiliary switches 2NO+2NC, without Closing coil (CC), manual operating mechanism with mechanical closing, without Remote trip alarm reset coil (RR), without 2nd shunt trip, without 1st Shunt trip | 122700 | 1 | Z\ | 1
3WA1108-2MF43-0AA0 |  | Withdrawable circuit breaker with guide frame, IEC 60947-2, frame size 1, 4-poles, N-pole left, In=800A up to 690V AC 50/60Hz, breaking capacity N Icu=55/42kA at 500/690V, Trip unit ETU600 LSIG upgrade ready , colordisplay, bluetooth and USB interface, Protection LT, ST, INST, GFx, include N-protection, (internal N-sensor available), incl. trip alarm switch (1xCO), front connection double hole, guide frame with shutter and w/o position signalling switch, with internal voltage tap on upper stab of circuit breaker, with voltage tap module VTM680 and power supply of ETU600, able to communication, integrated metering type PMF-2 Basic Power Monitoring, Voltage, Energy, Power, Power factor, Frequency, Unbalance, Temperature, Manual operating mechanism with mechanical closing, without Spring charging motor, Ready-to-close signal. switch, Auxiliary switches 2NO+2NC, without Closing coil (CC), manual operating mechanism with mechanical closing, without Remote trip alarm reset coil (RR), without 2nd shunt trip, without 1st Shunt trip | 129700 | 1 | Z\ | 1
3WA1108-2MF44-0AA0 |  | Withdrawable circuit breaker with guide frame, IEC 60947-2, frame size 1, 4-poles, N-pole left, In=800A up to 690V AC 50/60Hz, breaking capacity N Icu=55/42kA at 500/690V, Trip unit ETU600 LSIG upgrade ready , colordisplay, bluetooth and USB interface, Protection LT, ST, INST, GFx, include N-protection, (internal N-sensor available), incl. trip alarm switch (1xCO), rear connection flange, guide frame with shutter and w/o position signalling switch, with internal voltage tap on upper stab of circuit breaker, with voltage tap module VTM680 and power supply of ETU600, able to communication, integrated metering type PMF-2 Basic Power Monitoring, Voltage, Energy, Power, Power factor, Frequency, Unbalance, Temperature, Manual operating mechanism with mechanical closing, without Spring charging motor, Ready-to-close signal. switch, Auxiliary switches 2NO+2NC, without Closing coil (CC), manual operating mechanism with mechanical closing, without Remote trip alarm reset coil (RR), without 2nd shunt trip, without 1st Shunt trip | 122700 | 1 | Z\ | 1
3WA1108-2NE01-0AA0 |  | Fixed-mounted circuit breaker IEC 60947-2, frame size 1, 3-poles, In=800A up to 690V AC 50/60Hz, breaking capacity N Icu=55/42kA at 500/690V, Trip unit ETU600 LSI upgrade ready , colordisplay, bluetooth and USB interface, Protection LT, ST, INST, N-protection required an external N-sensor, incl. trip alarm switch (1xCO), rear connection vertical, with internal voltage tap on upper stab of circuit breaker, with voltage tap module VTM680 and power supply of ETU600, able to communication, integrated metering type PMF-3 Advanced Power Monitor., Voltage, Energy, Power, Power factor, Frequency, Unbalance, Temperature, Power quality, Manual operating mechanism with mechanical closing, without Spring charging motor, Ready-to-close signal. switch, Auxiliary switches 2NO+2NC, without Closing coil (CC), manual operating mechanism with mechanical closing, without Remote trip alarm reset coil (RR), without 2nd shunt trip, without 1st Shunt trip | 79800 | 1 | Z\ | 1
3WA1108-2NE02-0AA0 |  | Fixed-mounted circuit breaker IEC 60947-2, frame size 1, 3-poles, In=800A up to 690V AC 50/60Hz, breaking capacity N Icu=55/42kA at 500/690V, Trip unit ETU600 LSI upgrade ready , colordisplay, bluetooth and USB interface, Protection LT, ST, INST, N-protection required an external N-sensor, incl. trip alarm switch (1xCO), rear connection horizontal, with internal voltage tap on upper stab of circuit breaker, with voltage tap module VTM680 and power supply of ETU600, able to communication, integrated metering type PMF-3 Advanced Power Monitor., Voltage, Energy, Power, Power factor, Frequency, Unbalance, Temperature, Power quality, Manual operating mechanism with mechanical closing, without Spring charging motor, Ready-to-close signal. switch, Auxiliary switches 2NO+2NC, without Closing coil (CC), manual operating mechanism with mechanical closing, without Remote trip alarm reset coil (RR), without 2nd shunt trip, without 1st Shunt trip | 78100 | 1 | Z\ | 1
3WA1108-2NE03-0AA0 |  | Fixed-mounted circuit breaker IEC 60947-2, frame size 1, 3-poles, In=800A up to 690V AC 50/60Hz, breaking capacity N Icu=55/42kA at 500/690V, Trip unit ETU600 LSI upgrade ready , colordisplay, bluetooth and USB interface, Protection LT, ST, INST, N-protection required an external N-sensor, incl. trip alarm switch (1xCO), front connection double hole, with internal voltage tap on upper stab of circuit breaker, with voltage tap module VTM680 and power supply of ETU600, able to communication, integrated metering type PMF-3 Advanced Power Monitor., Voltage, Energy, Power, Power factor, Frequency, Unbalance, Temperature, Power quality, Manual operating mechanism with mechanical closing, without Spring charging motor, Ready-to-close signal. switch, Auxiliary switches 2NO+2NC, without Closing coil (CC), manual operating mechanism with mechanical closing, without Remote trip alarm reset coil (RR), without 2nd shunt trip, without 1st Shunt trip | 83200 | 1 | Z\ | 1
3WA1108-2NE11-0AA0 |  | Fixed-mounted circuit breaker IEC 60947-2, frame size 1, 4-poles, N-pole left, In=800A up to 690V AC 50/60Hz, breaking capacity N Icu=55/42kA at 500/690V, Trip unit ETU600 LSI upgrade ready , colordisplay, bluetooth and USB interface, Protection LT, ST, INST, include N-protection, (internal N-sensor available), incl. trip alarm switch (1xCO), rear connection vertical, with internal voltage tap on upper stab of circuit breaker, with voltage tap module VTM680 and power supply of ETU600, able to communication, integrated metering type PMF-3 Advanced Power Monitor., Voltage, Energy, Power, Power factor, Frequency, Unbalance, Temperature, Power quality, Manual operating mechanism with mechanical closing, without Spring charging motor, Ready-to-close signal. switch, Auxiliary switches 2NO+2NC, without Closing coil (CC), manual operating mechanism with mechanical closing, without Remote trip alarm reset coil (RR), without 2nd shunt trip, without 1st Shunt trip | 97600 | 1 | Z\ | 1
3WA1108-2NE12-0AA0 |  | Fixed-mounted circuit breaker IEC 60947-2, frame size 1, 4-poles, N-pole left, In=800A up to 690V AC 50/60Hz, breaking capacity N Icu=55/42kA at 500/690V, Trip unit ETU600 LSI upgrade ready , colordisplay, bluetooth and USB interface, Protection LT, ST, INST, include N-protection, (internal N-sensor available), incl. trip alarm switch (1xCO), rear connection horizontal, with internal voltage tap on upper stab of circuit breaker, with voltage tap module VTM680 and power supply of ETU600, able to communication, integrated metering type PMF-3 Advanced Power Monitor., Voltage, Energy, Power, Power factor, Frequency, Unbalance, Temperature, Power quality, Manual operating mechanism with mechanical closing, without Spring charging motor, Ready-to-close signal. switch, Auxiliary switches 2NO+2NC, without Closing coil (CC), manual operating mechanism with mechanical closing, without Remote trip alarm reset coil (RR), without 2nd shunt trip, without 1st Shunt trip | 95300 | 1 | Z\ | 1
3WA1108-2NE13-0AA0 |  | Fixed-mounted circuit breaker IEC 60947-2, frame size 1, 4-poles, N-pole left, In=800A up to 690V AC 50/60Hz, breaking capacity N Icu=55/42kA at 500/690V, Trip unit ETU600 LSI upgrade ready , colordisplay, bluetooth and USB interface, Protection LT, ST, INST, include N-protection, (internal N-sensor available), incl. trip alarm switch (1xCO), front connection double hole, with internal voltage tap on upper stab of circuit breaker, with voltage tap module VTM680 and power supply of ETU600, able to communication, integrated metering type PMF-3 Advanced Power Monitor., Voltage, Energy, Power, Power factor, Frequency, Unbalance, Temperature, Power quality, Manual operating mechanism with mechanical closing, without Spring charging motor, Ready-to-close signal. switch, Auxiliary switches 2NO+2NC, without Closing coil (CC), manual operating mechanism with mechanical closing, without Remote trip alarm reset coil (RR), without 2nd shunt trip, without 1st Shunt trip | 102200 | 1 | Z\ | 1
3WA1108-2NE21-0AA0 |  | fixed-mounted circuit breaker, IEC 60947-2, size 1, 4-pole, N pole on right, In=800 A up to 690 V AC 50/60 Hz, breaking capacity N Icc=55/42 kA at 500/690 V, tripping unit ETU600 LSI upgradeable, color display, Bluetooth, USB interface, basic protection LT, ST, INST, including protection of the N conductor (internal neutral point sensor available), trip alarm switch (1 x CO), connection at rear vertical, with internal voltage tap on upper stab of circuit breaker, with voltage tap module VTM680 and power supply of ETU600, able to communication, integrated metering type PMF-3 Advanced Power Monitor., Voltage, Energy, Power, Power factor, Frequency, Unbalance, Temperature, Power quality, Manual operating mechanism with mechanical closing, without Spring charging motor, Ready-to-close signal. switch, Auxiliary switches 2NO+2NC, without Closing coil (CC), manual operating mechanism with mechanical closing, without Remote trip alarm reset coil (RR), without 2nd shunt trip, without 1st Shunt trip | 97600 | 1 | Z\ | 1
3WA1108-2NE22-0AA0 |  | fixed-mounted circuit breaker, IEC 60947-2, size 1, 4-pole, N pole on right, In=800 A up to 690 V AC 50/60 Hz, breaking capacity N Icc=55/42 kA at 500/690 V, tripping unit ETU600 LSI upgradeable, color display, Bluetooth, USB interface, basic protection LT, ST, INST, including protection of the N conductor (internal neutral point sensor available), trip alarm switch (1 x CO), connection at rear horizontal with internal voltage tap on upper stab of circuit breaker, with voltage tap module VTM680 and power supply of ETU600, able to communication, integrated metering type PMF-3 Advanced Power Monitor., Voltage, Energy, Power, Power factor, Frequency, Unbalance, Temperature, Power quality, Manual operating mechanism with mechanical closing, without Spring charging motor, Ready-to-close signal. switch, Auxiliary switches 2NO+2NC, without Closing coil (CC), manual operating mechanism with mechanical closing, without Remote trip alarm reset coil (RR), without 2nd shunt trip, without 1st Shunt trip | 95300 | 1 | Z\ | 1
3WA1108-2NE23-0AA0 |  | fixed-mounted circuit breaker, IEC 60947-2, size 1, 4-pole, N pole on right, In=800 A up to 690 V AC 50/60 Hz, breaking capacity N Icc=55/42 kA at 500/690 V, tripping unit ETU600 LSI upgradeable, color display, Bluetooth, USB interface, basic protection LT, ST, INST, including protection of the N conductor (internal neutral point sensor available), trip alarm switch (1 x CO), front connection double hole, with internal voltage tap on upper stab of circuit breaker, with voltage tap module VTM680 and power supply of ETU600, able to communication, integrated metering type PMF-3 Advanced Power Monitor., Voltage, Energy, Power, Power factor, Frequency, Unbalance, Temperature, Power quality, Manual operating mechanism with mechanical closing, without Spring charging motor, Ready-to-close signal. switch, Auxiliary switches 2NO+2NC, without Closing coil (CC), manual operating mechanism with mechanical closing, without Remote trip alarm reset coil (RR), without 2nd shunt trip, without 1st Shunt trip | 102200 | 1 | Z\ | 1
3WA1108-2NE31-0AA0 |  | Withdrawable circuit breaker with guide frame, IEC 60947-2, frame size 1, 3-poles, In=800A up to 690V AC 50/60Hz, breaking capacity N Icu=55/42kA at 500/690V, Trip unit ETU600 LSI upgrade ready , colordisplay, bluetooth and USB interface, Protection LT, ST, INST, N-protection required an external N-sensor, incl. trip alarm switch (1xCO), rear connection vertical, guide frame with shutter and w/o position signalling switch, with internal voltage tap on upper stab of circuit breaker, with voltage tap module VTM680 and power supply of ETU600, able to communication, integrated metering type PMF-3 Advanced Power Monitor., Voltage, Energy, Power, Power factor, Frequency, Unbalance, Temperature, Power quality, Manual operating mechanism with mechanical closing, without Spring charging motor, Ready-to-close signal. switch, Auxiliary switches 2NO+2NC, without Closing coil (CC), manual operating mechanism with mechanical closing, without Remote trip alarm reset coil (RR), without 2nd shunt trip, without 1st Shunt trip | 97400 | 1 | Z\ | 1
3WA1108-2NE32-0AA0 |  | Withdrawable circuit breaker with guide frame, IEC 60947-2, frame size 1, 3-poles, In=800A up to 690V AC 50/60Hz, breaking capacity N Icu=55/42kA at 500/690V, Trip unit ETU600 LSI upgrade ready , colordisplay, bluetooth and USB interface, Protection LT, ST, INST, N-protection required an external N-sensor, incl. trip alarm switch (1xCO), rear connection horizontal, guide frame with shutter and w/o position signalling switch, with internal voltage tap on upper stab of circuit breaker, with voltage tap module VTM680 and power supply of ETU600, able to communication, integrated metering type PMF-3 Advanced Power Monitor., Voltage, Energy, Power, Power factor, Frequency, Unbalance, Temperature, Power quality, Manual operating mechanism with mechanical closing, without Spring charging motor, Ready-to-close signal. switch, Auxiliary switches 2NO+2NC, without Closing coil (CC), manual operating mechanism with mechanical closing, without Remote trip alarm reset coil (RR), without 2nd shunt trip, without 1st Shunt trip | 95600 | 1 | Z\ | 1
3WA1108-2NE33-0AA0 |  | Withdrawable circuit breaker with guide frame, IEC 60947-2, frame size 1, 3-poles, In=800A up to 690V AC 50/60Hz, breaking capacity N Icu=55/42kA at 500/690V, Trip unit ETU600 LSI upgrade ready , colordisplay, bluetooth and USB interface, Protection LT, ST, INST, N-protection required an external N-sensor, incl. trip alarm switch (1xCO), front connection double hole, guide frame with shutter and w/o position signalling switch, with internal voltage tap on upper stab of circuit breaker, with voltage tap module VTM680 and power supply of ETU600, able to communication, integrated metering type PMF-3 Advanced Power Monitor., Voltage, Energy, Power, Power factor, Frequency, Unbalance, Temperature, Power quality, Manual operating mechanism with mechanical closing, without Spring charging motor, Ready-to-close signal. switch, Auxiliary switches 2NO+2NC, without Closing coil (CC), manual operating mechanism with mechanical closing, without Remote trip alarm reset coil (RR), without 2nd shunt trip, without 1st Shunt trip | 101000 | 1 | Z\ | 1
3WA1108-2NE34-0AA0 |  | Withdrawable circuit breaker with guide frame, IEC 60947-2, frame size 1, 3-poles, In=800A up to 690V AC 50/60Hz, breaking capacity N Icu=55/42kA at 500/690V, Trip unit ETU600 LSI upgrade ready , colordisplay, bluetooth and USB interface, Protection LT, ST, INST, N-protection required an external N-sensor, incl. trip alarm switch (1xCO), rear connection flange, guide frame with shutter and w/o position signalling switch, with internal voltage tap on upper stab of circuit breaker, with voltage tap module VTM680 and power supply of ETU600, able to communication, integrated metering type PMF-3 Advanced Power Monitor., Voltage, Energy, Power, Power factor, Frequency, Unbalance, Temperature, Power quality, Manual operating mechanism with mechanical closing, without Spring charging motor, Ready-to-close signal. switch, Auxiliary switches 2NO+2NC, without Closing coil (CC), manual operating mechanism with mechanical closing, without Remote trip alarm reset coil (RR), without 2nd shunt trip, without 1st Shunt trip | 95600 | 1 | Z\ | 1
3WA1108-2NE41-0AA0 |  | Withdrawable circuit breaker with guide frame, IEC 60947-2, frame size 1, 4-poles, N-pole left, In=800A up to 690V AC 50/60Hz, breaking capacity N Icu=55/42kA at 500/690V, Trip unit ETU600 LSI upgrade ready , colordisplay, bluetooth and USB interface, Protection LT, ST, INST, include N-protection, (internal N-sensor available), incl. trip alarm switch (1xCO), rear connection vertical, guide frame with shutter and w/o position signalling switch, with internal voltage tap on upper stab of circuit breaker, with voltage tap module VTM680 and power supply of ETU600, able to communication, integrated metering type PMF-3 Advanced Power Monitor., Voltage, Energy, Power, Power factor, Frequency, Unbalance, Temperature, Power quality, Manual operating mechanism with mechanical closing, without Spring charging motor, Ready-to-close signal. switch, Auxiliary switches 2NO+2NC, without Closing coil (CC), manual operating mechanism with mechanical closing, without Remote trip alarm reset coil (RR), without 2nd shunt trip, without 1st Shunt trip | 120900 | 1 | Z\ | 1
3WA1108-2NE42-0AA0 |  | Withdrawable circuit breaker with guide frame, IEC 60947-2, frame size 1, 4-poles, N-pole left, In=800A up to 690V AC 50/60Hz, breaking capacity N Icu=55/42kA at 500/690V, Trip unit ETU600 LSI upgrade ready , colordisplay, bluetooth and USB interface, Protection LT, ST, INST, include N-protection, (internal N-sensor available), incl. trip alarm switch (1xCO), rear connection horizontal, guide frame with shutter and w/o position signalling switch, with internal voltage tap on upper stab of circuit breaker, with voltage tap module VTM680 and power supply of ETU600, able to communication, integrated metering type PMF-3 Advanced Power Monitor., Voltage, Energy, Power, Power factor, Frequency, Unbalance, Temperature, Power quality, Manual operating mechanism with mechanical closing, without Spring charging motor, Ready-to-close signal. switch, Auxiliary switches 2NO+2NC, without Closing coil (CC), manual operating mechanism with mechanical closing, without Remote trip alarm reset coil (RR), without 2nd shunt trip, without 1st Shunt trip | 118500 | 1 | Z\ | 1
3WA1108-2NE43-0AA0 |  | Withdrawable circuit breaker with guide frame, IEC 60947-2, frame size 1, 4-poles, N-pole left, In=800A up to 690V AC 50/60Hz, breaking capacity N Icu=55/42kA at 500/690V, Trip unit ETU600 LSI upgrade ready , colordisplay, bluetooth and USB interface, Protection LT, ST, INST, include N-protection, (internal N-sensor available), incl. trip alarm switch (1xCO), front connection double hole, guide frame with shutter and w/o position signalling switch, with internal voltage tap on upper stab of circuit breaker, with voltage tap module VTM680 and power supply of ETU600, able to communication, integrated metering type PMF-3 Advanced Power Monitor., Voltage, Energy, Power, Power factor, Frequency, Unbalance, Temperature, Power quality, Manual operating mechanism with mechanical closing, without Spring charging motor, Ready-to-close signal. switch, Auxiliary switches 2NO+2NC, without Closing coil (CC), manual operating mechanism with mechanical closing, without Remote trip alarm reset coil (RR), without 2nd shunt trip, without 1st Shunt trip | 126100 | 1 | Z\ | 1
3WA1108-2NE44-0AA0 |  | Withdrawable circuit breaker with guide frame, IEC 60947-2, frame size 1, 4-poles, N-pole left, In=800A up to 690V AC 50/60Hz, breaking capacity N Icu=55/42kA at 500/690V, Trip unit ETU600 LSI upgrade ready , colordisplay, bluetooth and USB interface, Protection LT, ST, INST, include N-protection, (internal N-sensor available), incl. trip alarm switch (1xCO), rear connection flange, guide frame with shutter and w/o position signalling switch, with internal voltage tap on upper stab of circuit breaker, with voltage tap module VTM680 and power supply of ETU600, able to communication, integrated metering type PMF-3 Advanced Power Monitor., Voltage, Energy, Power, Power factor, Frequency, Unbalance, Temperature, Power quality, Manual operating mechanism with mechanical closing, without Spring charging motor, Ready-to-close signal. switch, Auxiliary switches 2NO+2NC, without Closing coil (CC), manual operating mechanism with mechanical closing, without Remote trip alarm reset coil (RR), without 2nd shunt trip, without 1st Shunt trip | 118500 | 1 | Z\ | 1
3WA1108-2NF01-0AA0 |  | Fixed-mounted circuit breaker IEC 60947-2, frame size 1, 3-poles, In=800A up to 690V AC 50/60Hz, breaking capacity N Icu=55/42kA at 500/690V, Trip unit ETU600 LSIG upgrade ready , colordisplay, bluetooth and USB interface, Protection LT, ST, INST, GFx, N-protection required an external N-sensor, incl. trip alarm switch (1xCO), rear connection vertical, with internal voltage tap on upper stab of circuit breaker, with voltage tap module VTM680 and power supply of ETU600, able to communication, integrated metering type PMF-3 Advanced Power Monitor., Voltage, Energy, Power, Power factor, Frequency, Unbalance, Temperature, Power quality, Manual operating mechanism with mechanical closing, without Spring charging motor, Ready-to-close signal. switch, Auxiliary switches 2NO+2NC, without Closing coil (CC), manual operating mechanism with mechanical closing, without Remote trip alarm reset coil (RR), without 2nd shunt trip, without 1st Shunt trip | 90400 | 1 | Z\ | 1
3WA1108-2NF02-0AA0 |  | Fixed-mounted circuit breaker IEC 60947-2, frame size 1, 3-poles, In=800A up to 690V AC 50/60Hz, breaking capacity N Icu=55/42kA at 500/690V, Trip unit ETU600 LSIG upgrade ready , colordisplay, bluetooth and USB interface, Protection LT, ST, INST, GFx, N-protection required an external N-sensor, incl. trip alarm switch (1xCO), rear connection horizontal, with internal voltage tap on upper stab of circuit breaker, with voltage tap module VTM680 and power supply of ETU600, able to communication, integrated metering type PMF-3 Advanced Power Monitor., Voltage, Energy, Power, Power factor, Frequency, Unbalance, Temperature, Power quality, Manual operating mechanism with mechanical closing, without Spring charging motor, Ready-to-close signal. switch, Auxiliary switches 2NO+2NC, without Closing coil (CC), manual operating mechanism with mechanical closing, without Remote trip alarm reset coil (RR), without 2nd shunt trip, without 1st Shunt trip | 88700 | 1 | Z\ | 1
3WA1108-2NF03-0AA0 |  | Fixed-mounted circuit breaker IEC 60947-2, frame size 1, 3-poles, In=800A up to 690V AC 50/60Hz, breaking capacity N Icu=55/42kA at 500/690V, Trip unit ETU600 LSIG upgrade ready , colordisplay, bluetooth and USB interface, Protection LT, ST, INST, GFx, N-protection required an external N-sensor, incl. trip alarm switch (1xCO), front connection double hole, with internal voltage tap on upper stab of circuit breaker, with voltage tap module VTM680 and power supply of ETU600, able to communication, integrated metering type PMF-3 Advanced Power Monitor., Voltage, Energy, Power, Power factor, Frequency, Unbalance, Temperature, Power quality, Manual operating mechanism with mechanical closing, without Spring charging motor, Ready-to-close signal. switch, Auxiliary switches 2NO+2NC, without Closing coil (CC), manual operating mechanism with mechanical closing, without Remote trip alarm reset coil (RR), without 2nd shunt trip, without 1st Shunt trip | 93900 | 1 | Z\ | 1
3WA1108-2NF11-0AA0 |  | Fixed-mounted circuit breaker IEC 60947-2, frame size 1, 4-poles, N-pole left, In=800A up to 690V AC 50/60Hz, breaking capacity N Icu=55/42kA at 500/690V, Trip unit ETU600 LSIG upgrade ready , colordisplay, bluetooth and USB interface, Protection LT, ST, INST, GFx, include N-protection, (internal N-sensor available), incl. trip alarm switch (1xCO), rear connection vertical, with internal voltage tap on upper stab of circuit breaker, with voltage tap module VTM680 and power supply of ETU600, able to communication, integrated metering type PMF-3 Advanced Power Monitor., Voltage, Energy, Power, Power factor, Frequency, Unbalance, Temperature, Power quality, Manual operating mechanism with mechanical closing, without Spring charging motor, Ready-to-close signal. switch, Auxiliary switches 2NO+2NC, without Closing coil (CC), manual operating mechanism with mechanical closing, without Remote trip alarm reset coil (RR), without 2nd shunt trip, without 1st Shunt trip | 108300 | 1 | Z\ | 1
3WA1108-2NF12-0AA0 |  | Fixed-mounted circuit breaker IEC 60947-2, frame size 1, 4-poles, N-pole left, In=800A up to 690V AC 50/60Hz, breaking capacity N Icu=55/42kA at 500/690V, Trip unit ETU600 LSIG upgrade ready , colordisplay, bluetooth and USB interface, Protection LT, ST, INST, GFx, include N-protection, (internal N-sensor available), incl. trip alarm switch (1xCO), rear connection horizontal, with internal voltage tap on upper stab of circuit breaker, with voltage tap module VTM680 and power supply of ETU600, able to communication, integrated metering type PMF-3 Advanced Power Monitor., Voltage, Energy, Power, Power factor, Frequency, Unbalance, Temperature, Power quality, Manual operating mechanism with mechanical closing, without Spring charging motor, Ready-to-close signal. switch, Auxiliary switches 2NO+2NC, without Closing coil (CC), manual operating mechanism with mechanical closing, without Remote trip alarm reset coil (RR), without 2nd shunt trip, without 1st Shunt trip | 106000 | 1 | Z\ | 1
3WA1108-2NF13-0AA0 |  | Fixed-mounted circuit breaker IEC 60947-2, frame size 1, 4-poles, N-pole left, In=800A up to 690V AC 50/60Hz, breaking capacity N Icu=55/42kA at 500/690V, Trip unit ETU600 LSIG upgrade ready , colordisplay, bluetooth and USB interface, Protection LT, ST, INST, GFx, include N-protection, (internal N-sensor available), incl. trip alarm switch (1xCO), front connection double hole, with internal voltage tap on upper stab of circuit breaker, with voltage tap module VTM680 and power supply of ETU600, able to communication, integrated metering type PMF-3 Advanced Power Monitor., Voltage, Energy, Power, Power factor, Frequency, Unbalance, Temperature, Power quality, Manual operating mechanism with mechanical closing, without Spring charging motor, Ready-to-close signal. switch, Auxiliary switches 2NO+2NC, without Closing coil (CC), manual operating mechanism with mechanical closing, without Remote trip alarm reset coil (RR), without 2nd shunt trip, without 1st Shunt trip | 112800 | 1 | Z\ | 1
3WA1108-2NF21-0AA0 |  | fixed-mounted circuit breaker, IEC 60947-2, size 1, 4-pole, N pole on right, In=800 A up to 690 V AC 50/60 Hz, breaking capacity N Icc=55/42 kA at 500/690 V, tripping unit ETU600 LSIG upgradeable, color display, Bluetooth, USB interface, basic protection LT, ST, INST, GFx, including protection of the N conductor (internal neutral point sensor available), trip alarm switch (1 x CO), connection at rear vertical, with internal voltage tap on upper stab of circuit breaker, with voltage tap module VTM680 and power supply of ETU600, able to communication, integrated metering type PMF-3 Advanced Power Monitor., Voltage, Energy, Power, Power factor, Frequency, Unbalance, Temperature, Power quality, Manual operating mechanism with mechanical closing, without Spring charging motor, Ready-to-close signal. switch, Auxiliary switches 2NO+2NC, without Closing coil (CC), manual operating mechanism with mechanical closing, without Remote trip alarm reset coil (RR), without 2nd shunt trip, without 1st Shunt trip | 108300 | 1 | Z\ | 1
3WA1108-2NF22-0AA0 |  | fixed-mounted circuit breaker, IEC 60947-2, size 1, 4-pole, N pole on right, In=800 A up to 690 V AC 50/60 Hz, breaking capacity N Icc=55/42 kA at 500/690 V, tripping unit ETU600 LSIG upgradeable, color display, Bluetooth, USB interface, basic protection LT, ST, INST, GFx, including protection of the N conductor (internal neutral point sensor available), trip alarm switch (1 x CO), connection at rear horizontal with internal voltage tap on upper stab of circuit breaker, with voltage tap module VTM680 and power supply of ETU600, able to communication, integrated metering type PMF-3 Advanced Power Monitor., Voltage, Energy, Power, Power factor, Frequency, Unbalance, Temperature, Power quality, Manual operating mechanism with mechanical closing, without Spring charging motor, Ready-to-close signal. switch, Auxiliary switches 2NO+2NC, without Closing coil (CC), manual operating mechanism with mechanical closing, without Remote trip alarm reset coil (RR), without 2nd shunt trip, without 1st Shunt trip | 106000 | 1 | Z\ | 1
3WA1108-2NF23-0AA0 |  | fixed-mounted circuit breaker, IEC 60947-2, size 1, 4-pole, N pole on right, In=800 A up to 690 V AC 50/60 Hz, breaking capacity N Icc=55/42 kA at 500/690 V, tripping unit ETU600 LSIG upgradeable, color display, Bluetooth, USB interface, basic protection LT, ST, INST, GFx, including protection of the N conductor (internal neutral point sensor available), trip alarm switch (1 x CO), front connection double hole, with internal voltage tap on upper stab of circuit breaker, with voltage tap module VTM680 and power supply of ETU600, able to communication, integrated metering type PMF-3 Advanced Power Monitor., Voltage, Energy, Power, Power factor, Frequency, Unbalance, Temperature, Power quality, Manual operating mechanism with mechanical closing, without Spring charging motor, Ready-to-close signal. switch, Auxiliary switches 2NO+2NC, without Closing coil (CC), manual operating mechanism with mechanical closing, without Remote trip alarm reset coil (RR), without 2nd shunt trip, without 1st Shunt trip | 112800 | 1 | Z\ | 1
3WA1108-2NF31-0AA0 |  | Withdrawable circuit breaker with guide frame, IEC 60947-2, frame size 1, 3-poles, In=800A up to 690V AC 50/60Hz, breaking capacity N Icu=55/42kA at 500/690V, Trip unit ETU600 LSIG upgrade ready , colordisplay, bluetooth and USB interface, Protection LT, ST, INST, GFx, N-protection required an external N-sensor, incl. trip alarm switch (1xCO), rear connection vertical, guide frame with shutter and w/o position signalling switch, with internal voltage tap on upper stab of circuit breaker, with voltage tap module VTM680 and power supply of ETU600, able to communication, integrated metering type PMF-3 Advanced Power Monitor., Voltage, Energy, Power, Power factor, Frequency, Unbalance, Temperature, Power quality, Manual operating mechanism with mechanical closing, without Spring charging motor, Ready-to-close signal. switch, Auxiliary switches 2NO+2NC, without Closing coil (CC), manual operating mechanism with mechanical closing, without Remote trip alarm reset coil (RR), without 2nd shunt trip, without 1st Shunt trip | 108000 | 1 | Z\ | 1
3WA1108-2NF32-0AA0 |  | Withdrawable circuit breaker with guide frame, IEC 60947-2, frame size 1, 3-poles, In=800A up to 690V AC 50/60Hz, breaking capacity N Icu=55/42kA at 500/690V, Trip unit ETU600 LSIG upgrade ready , colordisplay, bluetooth and USB interface, Protection LT, ST, INST, GFx, N-protection required an external N-sensor, incl. trip alarm switch (1xCO), rear connection horizontal, guide frame with shutter and w/o position signalling switch, with internal voltage tap on upper stab of circuit breaker, with voltage tap module VTM680 and power supply of ETU600, able to communication, integrated metering type PMF-3 Advanced Power Monitor., Voltage, Energy, Power, Power factor, Frequency, Unbalance, Temperature, Power quality, Manual operating mechanism with mechanical closing, without Spring charging motor, Ready-to-close signal. switch, Auxiliary switches 2NO+2NC, without Closing coil (CC), manual operating mechanism with mechanical closing, without Remote trip alarm reset coil (RR), without 2nd shunt trip, without 1st Shunt trip | 106200 | 1 | Z\ | 1
3WA1108-2NF33-0AA0 |  | Withdrawable circuit breaker with guide frame, IEC 60947-2, frame size 1, 3-poles, In=800A up to 690V AC 50/60Hz, breaking capacity N Icu=55/42kA at 500/690V, Trip unit ETU600 LSIG upgrade ready , colordisplay, bluetooth and USB interface, Protection LT, ST, INST, GFx, N-protection required an external N-sensor, incl. trip alarm switch (1xCO), front connection double hole, guide frame with shutter and w/o position signalling switch, with internal voltage tap on upper stab of circuit breaker, with voltage tap module VTM680 and power supply of ETU600, able to communication, integrated metering type PMF-3 Advanced Power Monitor., Voltage, Energy, Power, Power factor, Frequency, Unbalance, Temperature, Power quality, Manual operating mechanism with mechanical closing, without Spring charging motor, Ready-to-close signal. switch, Auxiliary switches 2NO+2NC, without Closing coil (CC), manual operating mechanism with mechanical closing, without Remote trip alarm reset coil (RR), without 2nd shunt trip, without 1st Shunt trip | 111600 | 1 | Z\ | 1
3WA1108-2NF34-0AA0 |  | Withdrawable circuit breaker with guide frame, IEC 60947-2, frame size 1, 3-poles, In=800A up to 690V AC 50/60Hz, breaking capacity N Icu=55/42kA at 500/690V, Trip unit ETU600 LSIG upgrade ready , colordisplay, bluetooth and USB interface, Protection LT, ST, INST, GFx, N-protection required an external N-sensor, incl. trip alarm switch (1xCO), rear connection flange, guide frame with shutter and w/o position signalling switch, with internal voltage tap on upper stab of circuit breaker, with voltage tap module VTM680 and power supply of ETU600, able to communication, integrated metering type PMF-3 Advanced Power Monitor., Voltage, Energy, Power, Power factor, Frequency, Unbalance, Temperature, Power quality, Manual operating mechanism with mechanical closing, without Spring charging motor, Ready-to-close signal. switch, Auxiliary switches 2NO+2NC, without Closing coil (CC), manual operating mechanism with mechanical closing, without Remote trip alarm reset coil (RR), without 2nd shunt trip, without 1st Shunt trip | 106200 | 1 | Z\ | 1
3WA1108-2NF41-0AA0 |  | Withdrawable circuit breaker with guide frame, IEC 60947-2, frame size 1, 4-poles, N-pole left, In=800A up to 690V AC 50/60Hz, breaking capacity N Icu=55/42kA at 500/690V, Trip unit ETU600 LSIG upgrade ready , colordisplay, bluetooth and USB interface, Protection LT, ST, INST, GFx, include N-protection, (internal N-sensor available), incl. trip alarm switch (1xCO), rear connection vertical, guide frame with shutter and w/o position signalling switch, with internal voltage tap on upper stab of circuit breaker, with voltage tap module VTM680 and power supply of ETU600, able to communication, integrated metering type PMF-3 Advanced Power Monitor., Voltage, Energy, Power, Power factor, Frequency, Unbalance, Temperature, Power quality, Manual operating mechanism with mechanical closing, without Spring charging motor, Ready-to-close signal. switch, Auxiliary switches 2NO+2NC, without Closing coil (CC), manual operating mechanism with mechanical closing, without Remote trip alarm reset coil (RR), without 2nd shunt trip, without 1st Shunt trip | 131100 | 1 | Z\ | 1
3WA1108-2NF42-0AA0 |  | Withdrawable circuit breaker with guide frame, IEC 60947-2, frame size 1, 4-poles, N-pole left, In=800A up to 690V AC 50/60Hz, breaking capacity N Icu=55/42kA at 500/690V, Trip unit ETU600 LSIG upgrade ready , colordisplay, bluetooth and USB interface, Protection LT, ST, INST, GFx, include N-protection, (internal N-sensor available), incl. trip alarm switch (1xCO), rear connection horizontal, guide frame with shutter and w/o position signalling switch, with internal voltage tap on upper stab of circuit breaker, with voltage tap module VTM680 and power supply of ETU600, able to communication, integrated metering type PMF-3 Advanced Power Monitor., Voltage, Energy, Power, Power factor, Frequency, Unbalance, Temperature, Power quality, Manual operating mechanism with mechanical closing, without Spring charging motor, Ready-to-close signal. switch, Auxiliary switches 2NO+2NC, without Closing coil (CC), manual operating mechanism with mechanical closing, without Remote trip alarm reset coil (RR), without 2nd shunt trip, without 1st Shunt trip | 129100 | 1 | Z\ | 1
3WA1108-2NF43-0AA0 |  | Withdrawable circuit breaker with guide frame, IEC 60947-2, frame size 1, 4-poles, N-pole left, In=800A up to 690V AC 50/60Hz, breaking capacity N Icu=55/42kA at 500/690V, Trip unit ETU600 LSIG upgrade ready , colordisplay, bluetooth and USB interface, Protection LT, ST, INST, GFx, include N-protection, (internal N-sensor available), incl. trip alarm switch (1xCO), front connection double hole, guide frame with shutter and w/o position signalling switch, with internal voltage tap on upper stab of circuit breaker, with voltage tap module VTM680 and power supply of ETU600, able to communication, integrated metering type PMF-3 Advanced Power Monitor., Voltage, Energy, Power, Power factor, Frequency, Unbalance, Temperature, Power quality, Manual operating mechanism with mechanical closing, without Spring charging motor, Ready-to-close signal. switch, Auxiliary switches 2NO+2NC, without Closing coil (CC), manual operating mechanism with mechanical closing, without Remote trip alarm reset coil (RR), without 2nd shunt trip, without 1st Shunt trip | 136100 | 1 | Z\ | 1
3WA1108-2NF44-0AA0 |  | Withdrawable circuit breaker with guide frame, IEC 60947-2, frame size 1, 4-poles, N-pole left, In=800A up to 690V AC 50/60Hz, breaking capacity N Icu=55/42kA at 500/690V, Trip unit ETU600 LSIG upgrade ready , colordisplay, bluetooth and USB interface, Protection LT, ST, INST, GFx, include N-protection, (internal N-sensor available), incl. trip alarm switch (1xCO), rear connection flange, guide frame with shutter and w/o position signalling switch, with internal voltage tap on upper stab of circuit breaker, with voltage tap module VTM680 and power supply of ETU600, able to communication, integrated metering type PMF-3 Advanced Power Monitor., Voltage, Energy, Power, Power factor, Frequency, Unbalance, Temperature, Power quality, Manual operating mechanism with mechanical closing, without Spring charging motor, Ready-to-close signal. switch, Auxiliary switches 2NO+2NC, without Closing coil (CC), manual operating mechanism with mechanical closing, without Remote trip alarm reset coil (RR), without 2nd shunt trip, without 1st Shunt trip | 129100 | 1 | Z\ | 1
3WA1108-3AA01-0AA0 |  | Non-automatic circuit breaker Fixed-mounted version, IEC 60947-2, frame size 1, 3-poles, In=800A up to 690V AC 50/60Hz, breaking capacity S Icc=66/50kA at 500/690V, without electr. trip unit ETU, rear connection vertical, without Com & metering function Manual operating mechanism with mechanical closing, without Spring charging motor, Ready-to-close signal. switch, Auxiliary switches 2NO+2NC, without Closing coil (CC), manual operating mechanism with mechanical closing, without Remote trip alarm reset coil (RR), without 2nd shunt trip, without 1st Shunt trip | 51700 | 1 | Z\ | 1
3WA1108-3AA02-0AA0 |  | Non-automatic circuit breaker Fixed-mounted version, IEC 60947-2, frame size 1, 3-poles, In=800A up to 690V AC 50/60Hz, breaking capacity S Icc=66/50kA at 500/690V, without electr. trip unit ETU, rear connection horizontal, without Com & metering function Manual operating mechanism with mechanical closing, without Spring charging motor, Ready-to-close signal. switch, Auxiliary switches 2NO+2NC, without Closing coil (CC), manual operating mechanism with mechanical closing, without Remote trip alarm reset coil (RR), without 2nd shunt trip, without 1st Shunt trip | 50000 | 1 | Z\ | 1
3WA1108-3AA03-0AA0 |  | Non-automatic circuit breaker Fixed-mounted version, IEC 60947-2, frame size 1, 3-poles, In=800A up to 690V AC 50/60Hz, breaking capacity S Icc=66/50kA at 500/690V, without electr. trip unit ETU, front connection double hole, without Com & metering function Manual operating mechanism with mechanical closing, without Spring charging motor, Ready-to-close signal. switch, Auxiliary switches 2NO+2NC, without Closing coil (CC), manual operating mechanism with mechanical closing, without Remote trip alarm reset coil (RR), without 2nd shunt trip, without 1st Shunt trip | 55100 | 1 | Z\ | 1
3WA1108-3AA11-0AA0 |  | Non-automatic circuit breaker Fixed-mounted version, IEC 60947-2, frame size 1, 4-poles, N-pole left, In=800A up to 690V AC 50/60Hz, breaking capacity S Icc=66/50kA at 500/690V, without electr. trip unit ETU, rear connection vertical, without Com & metering function Manual operating mechanism with mechanical closing, without Spring charging motor, Ready-to-close signal. switch, Auxiliary switches 2NO+2NC, without Closing coil (CC), manual operating mechanism with mechanical closing, without Remote trip alarm reset coil (RR), without 2nd shunt trip, without 1st Shunt trip | 68200 | 1 | Z\ | 1
3WA1108-3AA12-0AA0 |  | Non-automatic circuit breaker Fixed-mounted version, IEC 60947-2, frame size 1, 4-poles, N-pole left, In=800A up to 690V AC 50/60Hz, breaking capacity S Icc=66/50kA at 500/690V, without electr. trip unit ETU, rear connection horizontal, without Com & metering function Manual operating mechanism with mechanical closing, without Spring charging motor, Ready-to-close signal. switch, Auxiliary switches 2NO+2NC, without Closing coil (CC), manual operating mechanism with mechanical closing, without Remote trip alarm reset coil (RR), without 2nd shunt trip, without 1st Shunt trip | 65900 | 1 | Z\ | 1
3WA1108-3AA13-0AA0 |  | Non-automatic circuit breaker Fixed-mounted version, IEC 60947-2, frame size 1, 4-poles, N-pole left, In=800A up to 690V AC 50/60Hz, breaking capacity S Icc=66/50kA at 500/690V, without electr. trip unit ETU, front connection double hole, without Com & metering function Manual operating mechanism with mechanical closing, without Spring charging motor, Ready-to-close signal. switch, Auxiliary switches 2NO+2NC, without Closing coil (CC), manual operating mechanism with mechanical closing, without Remote trip alarm reset coil (RR), without 2nd shunt trip, without 1st Shunt trip | 72800 | 1 | Z\ | 1
3WA1108-3AA21-0AA0 |  | AC non-automatic air circuit breaker 3WA, fixed-mounted version, IEC 60947-2, size 1, 4-pole, N pole on right, In=800 A up to 690 V AC 50/60 Hz, breaking capacity S, Icc=66/50 kA at 500/690 V, without electronic trip unit ETU, connection at rear vertical, without Com & metering function Manual operating mechanism with mechanical closing, without Spring charging motor, Ready-to-close signal. switch, Auxiliary switches 2NO+2NC, without Closing coil (CC), manual operating mechanism with mechanical closing, without Remote trip alarm reset coil (RR), without 2nd shunt trip, without 1st Shunt trip | 68200 | 1 | Z\ | 1
3WA1108-3AA22-0AA0 |  | AC non-automatic air circuit breaker 3WA, fixed-mounted version, IEC 60947-2, size 1, 4-pole, N pole on right, In=800 A up to 690 V AC 50/60 Hz, breaking capacity S, Icc=66/50 kA at 500/690 V, without electronic trip unit ETU, connection at rear horizontal without Com & metering function Manual operating mechanism with mechanical closing, without Spring charging motor, Ready-to-close signal. switch, Auxiliary switches 2NO+2NC, without Closing coil (CC), manual operating mechanism with mechanical closing, without Remote trip alarm reset coil (RR), without 2nd shunt trip, without 1st Shunt trip | 65900 | 1 | Z\ | 1
3WA1108-3AA23-0AA0 |  | AC non-automatic air circuit breaker 3WA, fixed-mounted version, IEC 60947-2, size 1, 4-pole, N pole on right, In=800 A up to 690 V AC 50/60 Hz, breaking capacity S, Icc=66/50 kA at 500/690 V, without electronic trip unit ETU, front connection double hole, without Com & metering function Manual operating mechanism with mechanical closing, without Spring charging motor, Ready-to-close signal. switch, Auxiliary switches 2NO+2NC, without Closing coil (CC), manual operating mechanism with mechanical closing, without Remote trip alarm reset coil (RR), without 2nd shunt trip, without 1st Shunt trip | 72800 | 1 | Z\ | 1
3WA1108-3AA31-0AA0 |  | Non-automatic circuit breaker withdrawable version, with guide frame, IEC 60947-2, frame size 1, 3-poles, In=800A up to 690V AC 50/60Hz, breaking capacity S Icc=66/50kA at 500/690V, without electr. trip unit ETU, rear connection vertical, guide frame with shutter and w/o position signalling switch, without Com & metering function Manual operating mechanism with mechanical closing, without Spring charging motor, Ready-to-close signal. switch, Auxiliary switches 2NO+2NC, without Closing coil (CC), manual operating mechanism with mechanical closing, without Remote trip alarm reset coil (RR), without 2nd shunt trip, without 1st Shunt trip | 69000 | 1 | Z\ | 1
3WA1108-3AA32-0AA0 |  | Non-automatic circuit breaker withdrawable version, with guide frame, IEC 60947-2, frame size 1, 3-poles, In=800A up to 690V AC 50/60Hz, breaking capacity S Icc=66/50kA at 500/690V, without electr. trip unit ETU, rear connection horizontal, guide frame with shutter and w/o position signalling switch, without Com & metering function Manual operating mechanism with mechanical closing, without Spring charging motor, Ready-to-close signal. switch, Auxiliary switches 2NO+2NC, without Closing coil (CC), manual operating mechanism with mechanical closing, without Remote trip alarm reset coil (RR), without 2nd shunt trip, without 1st Shunt trip | 67200 | 1 | Z\ | 1
3WA1108-3AA33-0AA0 |  | Non-automatic circuit breaker withdrawable version, with guide frame, IEC 60947-2, frame size 1, 3-poles, In=800A up to 690V AC 50/60Hz, breaking capacity S Icc=66/50kA at 500/690V, without electr. trip unit ETU, front connection double hole, guide frame with shutter and w/o position signalling switch, without Com & metering function Manual operating mechanism with mechanical closing, without Spring charging motor, Ready-to-close signal. switch, Auxiliary switches 2NO+2NC, without Closing coil (CC), manual operating mechanism with mechanical closing, without Remote trip alarm reset coil (RR), without 2nd shunt trip, without 1st Shunt trip | 72600 | 1 | Z\ | 1
3WA1108-3AA34-0AA0 |  | Non-automatic circuit breaker withdrawable version, with guide frame, IEC 60947-2, frame size 1, 3-poles, In=800A up to 690V AC 50/60Hz, breaking capacity S Icc=66/50kA at 500/690V, without electr. trip unit ETU, rear connection flange, guide frame with shutter and w/o position signalling switch, without Com & metering function Manual operating mechanism with mechanical closing, without Spring charging motor, Ready-to-close signal. switch, Auxiliary switches 2NO+2NC, without Closing coil (CC), manual operating mechanism with mechanical closing, without Remote trip alarm reset coil (RR), without 2nd shunt trip, without 1st Shunt trip | 67200 | 1 | Z\ | 1
3WA1108-3AA41-0AA0 |  | Non-automatic circuit breaker withdrawable version, with guide frame, IEC 60947-2, frame size 1, 4-poles, N-pole left, In=800A up to 690V AC 50/60Hz, breaking capacity S Icc=66/50kA at 500/690V, without electr. trip unit ETU, rear connection vertical, guide frame with shutter and w/o position signalling switch, without Com & metering function Manual operating mechanism with mechanical closing, without Spring charging motor, Ready-to-close signal. switch, Auxiliary switches 2NO+2NC, without Closing coil (CC), manual operating mechanism with mechanical closing, without Remote trip alarm reset coil (RR), without 2nd shunt trip, without 1st Shunt trip | 91100 | 1 | Z\ | 1
3WA1108-3AA42-0AA0 |  | Non-automatic circuit breaker withdrawable version, with guide frame, IEC 60947-2, frame size 1, 4-poles, N-pole left, In=800A up to 690V AC 50/60Hz, breaking capacity S Icc=66/50kA at 500/690V, without electr. trip unit ETU, rear connection horizontal, guide frame with shutter and w/o position signalling switch, without Com & metering function Manual operating mechanism with mechanical closing, without Spring charging motor, Ready-to-close signal. switch, Auxiliary switches 2NO+2NC, without Closing coil (CC), manual operating mechanism with mechanical closing, without Remote trip alarm reset coil (RR), without 2nd shunt trip, without 1st Shunt trip | 88700 | 1 | Z\ | 1
3WA1108-3AA43-0AA0 |  | Non-automatic circuit breaker withdrawable version, with guide frame, IEC 60947-2, frame size 1, 4-poles, N-pole left, In=800A up to 690V AC 50/60Hz, breaking capacity S Icc=66/50kA at 500/690V, without electr. trip unit ETU, front connection double hole, guide frame with shutter and w/o position signalling switch, without Com & metering function Manual operating mechanism with mechanical closing, without Spring charging motor, Ready-to-close signal. switch, Auxiliary switches 2NO+2NC, without Closing coil (CC), manual operating mechanism with mechanical closing, without Remote trip alarm reset coil (RR), without 2nd shunt trip, without 1st Shunt trip | 95900 | 1 | Z\ | 1
3WA1108-3AA44-0AA0 |  | Non-automatic circuit breaker withdrawable version, with guide frame, IEC 60947-2, frame size 1, 4-poles, N-pole left, In=800A up to 690V AC 50/60Hz, breaking capacity S Icc=66/50kA at 500/690V, without electr. trip unit ETU, rear connection flange, guide frame with shutter and w/o position signalling switch, without Com & metering function Manual operating mechanism with mechanical closing, without Spring charging motor, Ready-to-close signal. switch, Auxiliary switches 2NO+2NC, without Closing coil (CC), manual operating mechanism with mechanical closing, without Remote trip alarm reset coil (RR), without 2nd shunt trip, without 1st Shunt trip | 88700 | 1 | Z\ | 1
3WA1108-3AB01-0AA0 |  | Fixed-mounted circuit breaker IEC 60947-2, frame size 1, 3-poles, In=800A up to 690V AC 50/60Hz, breaking capacity S Icu=66/50kA at 500/690V, Trip unit ETU300 LSI optimized for standard applica- tions, without display Protection LT, ST, INST, N-protection required an external N-sensor, incl. trip alarm switch (1xCO), rear connection vertical, without Com & metering function Manual operating mechanism with mechanical closing, without Spring charging motor, Ready-to-close signal. switch, Auxiliary switches 2NO+2NC, without Closing coil (CC), manual operating mechanism with mechanical closing, without Remote trip alarm reset coil (RR), without 2nd shunt trip, without 1st Shunt trip | 54100 | 1 | Z\ | 1
3WA1108-3AB02-0AA0 |  | Fixed-mounted circuit breaker IEC 60947-2, frame size 1, 3-poles, In=800A up to 690V AC 50/60Hz, breaking capacity S Icu=66/50kA at 500/690V, Trip unit ETU300 LSI optimized for standard applica- tions, without display Protection LT, ST, INST, N-protection required an external N-sensor, incl. trip alarm switch (1xCO), rear connection horizontal, without Com & metering function Manual operating mechanism with mechanical closing, without Spring charging motor, Ready-to-close signal. switch, Auxiliary switches 2NO+2NC, without Closing coil (CC), manual operating mechanism with mechanical closing, without Remote trip alarm reset coil (RR), without 2nd shunt trip, without 1st Shunt trip | 52300 | 1 | Z\ | 1
3WA1108-3AB03-0AA0 |  | Fixed-mounted circuit breaker IEC 60947-2, frame size 1, 3-poles, In=800A up to 690V AC 50/60Hz, breaking capacity S Icu=66/50kA at 500/690V, Trip unit ETU300 LSI optimized for standard applica- tions, without display Protection LT, ST, INST, N-protection required an external N-sensor, incl. trip alarm switch (1xCO), front connection double hole, without Com & metering function Manual operating mechanism with mechanical closing, without Spring charging motor, Ready-to-close signal. switch, Auxiliary switches 2NO+2NC, without Closing coil (CC), manual operating mechanism with mechanical closing, without Remote trip alarm reset coil (RR), without 2nd shunt trip, without 1st Shunt trip | 57500 | 1 | Z\ | 1
3WA1108-3AB11-0AA0 |  | Fixed-mounted circuit breaker IEC 60947-2, frame size 1, 4-poles, N-pole left, In=800A up to 690V AC 50/60Hz, breaking capacity S Icu=66/50kA at 500/690V, Trip unit ETU300 LSI optimized for standard applica- tions, without display Protection LT, ST, INST, include N-protection, (internal N-sensor available), incl. trip alarm switch (1xCO), rear connection vertical, without Com & metering function Manual operating mechanism with mechanical closing, without Spring charging motor, Ready-to-close signal. switch, Auxiliary switches 2NO+2NC, without Closing coil (CC), manual operating mechanism with mechanical closing, without Remote trip alarm reset coil (RR), without 2nd shunt trip, without 1st Shunt trip | 73000 | 1 | Z\ | 1
3WA1108-3AB12-0AA0 |  | Fixed-mounted circuit breaker IEC 60947-2, frame size 1, 4-poles, N-pole left, In=800A up to 690V AC 50/60Hz, breaking capacity S Icu=66/50kA at 500/690V, Trip unit ETU300 LSI optimized for standard applica- tions, without display Protection LT, ST, INST, include N-protection, (internal N-sensor available), incl. trip alarm switch (1xCO), rear connection horizontal, without Com & metering function Manual operating mechanism with mechanical closing, without Spring charging motor, Ready-to-close signal. switch, Auxiliary switches 2NO+2NC, without Closing coil (CC), manual operating mechanism with mechanical closing, without Remote trip alarm reset coil (RR), without 2nd shunt trip, without 1st Shunt trip | 70700 | 1 | Z\ | 1
3WA1108-3AB13-0AA0 |  | Fixed-mounted circuit breaker IEC 60947-2, frame size 1, 4-poles, N-pole left, In=800A up to 690V AC 50/60Hz, breaking capacity S Icu=66/50kA at 500/690V, Trip unit ETU300 LSI optimized for standard applica- tions, without display Protection LT, ST, INST, include N-protection, (internal N-sensor available), incl. trip alarm switch (1xCO), front connection double hole, without Com & metering function Manual operating mechanism with mechanical closing, without Spring charging motor, Ready-to-close signal. switch, Auxiliary switches 2NO+2NC, without Closing coil (CC), manual operating mechanism with mechanical closing, without Remote trip alarm reset coil (RR), without 2nd shunt trip, without 1st Shunt trip | 77600 | 1 | Z\ | 1
3WA1108-3AB21-0AA0 |  | fixed-mounted circuit breaker, IEC 60947-2, size 1, 4-pole, N pole on right, In=800 A up to 690 V AC 50/60 Hz, breaking capacity S Icu=66/50 kA at 500/690 V, tripping unit ETU300 LSI optimized for standard applications, without display, basic protection LT, ST, INST, including protection of the N conductor (internal neutral point sensor available) trip alarm switch (1 x CO), connection at rear vertical, without Com & metering function Manual operating mechanism with mechanical closing, without Spring charging motor, Ready-to-close signal. switch, Auxiliary switches 2NO+2NC, without Closing coil (CC), manual operating mechanism with mechanical closing, without Remote trip alarm reset coil (RR), without 2nd shunt trip, without 1st Shunt trip | 73000 | 1 | Z\ | 1
3WA1108-3AB22-0AA0 |  | fixed-mounted circuit breaker, IEC 60947-2, size 1, 4-pole, N pole on right, In=800 A up to 690 V AC 50/60 Hz, breaking capacity S Icu=66/50 kA at 500/690 V, tripping unit ETU300 LSI optimized for standard applications, without display, basic protection LT, ST, INST, including protection of the N conductor (internal neutral point sensor available) trip alarm switch (1 x CO), connection at rear horizontal without Com & metering function Manual operating mechanism with mechanical closing, without Spring charging motor, Ready-to-close signal. switch, Auxiliary switches 2NO+2NC, without Closing coil (CC), manual operating mechanism with mechanical closing, without Remote trip alarm reset coil (RR), without 2nd shunt trip, without 1st Shunt trip | 70700 | 1 | Z\ | 1
3WA1108-3AB23-0AA0 |  | fixed-mounted circuit breaker, IEC 60947-2, size 1, 4-pole, N pole on right, In=800 A up to 690 V AC 50/60 Hz, breaking capacity S Icu=66/50 kA at 500/690 V, tripping unit ETU300 LSI optimized for standard applications, without display, basic protection LT, ST, INST, including protection of the N conductor (internal neutral point sensor available) trip alarm switch (1 x CO), front connection double hole, without Com & metering function Manual operating mechanism with mechanical closing, without Spring charging motor, Ready-to-close signal. switch, Auxiliary switches 2NO+2NC, without Closing coil (CC), manual operating mechanism with mechanical closing, without Remote trip alarm reset coil (RR), without 2nd shunt trip, without 1st Shunt trip | 77600 | 1 | Z\ | 1
3WA1108-3AB31-0AA0 |  | Withdrawable circuit breaker with guide frame, IEC 60947-2, frame size 1, 3-poles, In=800A up to 690V AC 50/60Hz, breaking capacity S Icu=66/50kA at 500/690V, Trip unit ETU300 LSI optimized for standard applica- tions, without display Protection LT, ST, INST, N-protection required an external N-sensor, incl. trip alarm switch (1xCO), rear connection vertical, guide frame with shutter and w/o position signalling switch, without Com & metering function Manual operating mechanism with mechanical closing, without Spring charging motor, Ready-to-close signal. switch, Auxiliary switches 2NO+2NC, without Closing coil (CC), manual operating mechanism with mechanical closing, without Remote trip alarm reset coil (RR), without 2nd shunt trip, without 1st Shunt trip | 75000 | 1 | Z\ | 1
3WA1108-3AB32-0AA0 |  | Withdrawable circuit breaker with guide frame, IEC 60947-2, frame size 1, 3-poles, In=800A up to 690V AC 50/60Hz, breaking capacity S Icu=66/50kA at 500/690V, Trip unit ETU300 LSI optimized for standard applica- tions, without display Protection LT, ST, INST, N-protection required an external N-sensor, incl. trip alarm switch (1xCO), rear connection horizontal, guide frame with shutter and w/o position signalling switch, without Com & metering function Manual operating mechanism with mechanical closing, without Spring charging motor, Ready-to-close signal. switch, Auxiliary switches 2NO+2NC, without Closing coil (CC), manual operating mechanism with mechanical closing, without Remote trip alarm reset coil (RR), without 2nd shunt trip, without 1st Shunt trip | 73200 | 1 | Z\ | 1
3WA1108-3AB32-0DD3-Z | S33T40 | Withdrawable circuit breaker with guide frame, IEC 60947-2, frame size 1, 3-poles, In=800A up to 690V AC 50/60Hz, breaking capacity S Icu=66/50kA at 500/690V, Trip unit ETU300 LSI optimized for standard applica- tions, without display Protection LT, ST, INST, N-protection required an external N-sensor, incl. trip alarm switch (1xCO), rear connection horizontal, guide frame with shutter and w/o position signalling switch, without Com & metering function Manual operating mechanism with mechanical closing, without Spring charging motor, Ready-to-close signal. switch, Auxiliary switches 2NO+2NC, Closing coil (CC) 100% OP 110-127 V AC / 110-125 V DC, applicable for continuous duty, without Remote trip alarm reset coil (RR), Shunt trip (ST2) 100% OP 110-127 V AC / 110-125 V DC, suitable for continuous duty, Shunt trip (ST) 100% OP 110-127 V AC / 110-125 V DC, suitable for continuous duty, Option S33 = Locking provision for Padlock device for charging handle padlocks are not included Option T40 = Door sealing frame IP41 | 87230 | 1 | Z\ | 1
3WA1108-3AB33-0AA0 |  | Withdrawable circuit breaker with guide frame, IEC 60947-2, frame size 1, 3-poles, In=800A up to 690V AC 50/60Hz, breaking capacity S Icu=66/50kA at 500/690V, Trip unit ETU300 LSI optimized for standard applica- tions, without display Protection LT, ST, INST, N-protection required an external N-sensor, incl. trip alarm switch (1xCO), front connection double hole, guide frame with shutter and w/o position signalling switch, without Com & metering function Manual operating mechanism with mechanical closing, without Spring charging motor, Ready-to-close signal. switch, Auxiliary switches 2NO+2NC, without Closing coil (CC), manual operating mechanism with mechanical closing, without Remote trip alarm reset coil (RR), without 2nd shunt trip, without 1st Shunt trip | 78600 | 1 | Z\ | 1
3WA1108-3AB34-0AA0 |  | Withdrawable circuit breaker with guide frame, IEC 60947-2, frame size 1, 3-poles, In=800A up to 690V AC 50/60Hz, breaking capacity S Icu=66/50kA at 500/690V, Trip unit ETU300 LSI optimized for standard applica- tions, without display Protection LT, ST, INST, N-protection required an external N-sensor, incl. trip alarm switch (1xCO), rear connection flange, guide frame with shutter and w/o position signalling switch, without Com & metering function Manual operating mechanism with mechanical closing, without Spring charging motor, Ready-to-close signal. switch, Auxiliary switches 2NO+2NC, without Closing coil (CC), manual operating mechanism with mechanical closing, without Remote trip alarm reset coil (RR), without 2nd shunt trip, without 1st Shunt trip | 73200 | 1 | Z\ | 1
3WA1108-3AB41-0AA0 |  | Withdrawable circuit breaker with guide frame, IEC 60947-2, frame size 1, 4-poles, N-pole left, In=800A up to 690V AC 50/60Hz, breaking capacity S Icu=66/50kA at 500/690V, Trip unit ETU300 LSI optimized for standard applica- tions, without display Protection LT, ST, INST, include N-protection, (internal N-sensor available), incl. trip alarm switch (1xCO), rear connection vertical, guide frame with shutter and w/o position signalling switch, without Com & metering function Manual operating mechanism with mechanical closing, without Spring charging motor, Ready-to-close signal. switch, Auxiliary switches 2NO+2NC, without Closing coil (CC), manual operating mechanism with mechanical closing, without Remote trip alarm reset coil (RR), without 2nd shunt trip, without 1st Shunt trip | 101000 | 1 | Z\ | 1
3WA1108-3AB42-0AA0 |  | Withdrawable circuit breaker with guide frame, IEC 60947-2, frame size 1, 4-poles, N-pole left, In=800A up to 690V AC 50/60Hz, breaking capacity S Icu=66/50kA at 500/690V, Trip unit ETU300 LSI optimized for standard applica- tions, without display Protection LT, ST, INST, include N-protection, (internal N-sensor available), incl. trip alarm switch (1xCO), rear connection horizontal, guide frame with shutter and w/o position signalling switch, without Com & metering function Manual operating mechanism with mechanical closing, without Spring charging motor, Ready-to-close signal. switch, Auxiliary switches 2NO+2NC, without Closing coil (CC), manual operating mechanism with mechanical closing, without Remote trip alarm reset coil (RR), without 2nd shunt trip, without 1st Shunt trip | 98200 | 1 | Z\ | 1
3WA1108-3AB43-0AA0 |  | Withdrawable circuit breaker with guide frame, IEC 60947-2, frame size 1, 4-poles, N-pole left, In=800A up to 690V AC 50/60Hz, breaking capacity S Icu=66/50kA at 500/690V, Trip unit ETU300 LSI optimized for standard applica- tions, without display Protection LT, ST, INST, include N-protection, (internal N-sensor available), incl. trip alarm switch (1xCO), front connection double hole, guide frame with shutter and w/o position signalling switch, without Com & metering function Manual operating mechanism with mechanical closing, without Spring charging motor, Ready-to-close signal. switch, Auxiliary switches 2NO+2NC, without Closing coil (CC), manual operating mechanism with mechanical closing, without Remote trip alarm reset coil (RR), without 2nd shunt trip, without 1st Shunt trip | 105000 | 1 | Z\ | 1
3WA1108-3AB44-0AA0 |  | Withdrawable circuit breaker with guide frame, IEC 60947-2, frame size 1, 4-poles, N-pole left, In=800A up to 690V AC 50/60Hz, breaking capacity S Icu=66/50kA at 500/690V, Trip unit ETU300 LSI optimized for standard applica- tions, without display Protection LT, ST, INST, include N-protection, (internal N-sensor available), incl. trip alarm switch (1xCO), rear connection flange, guide frame with shutter and w/o position signalling switch, without Com & metering function Manual operating mechanism with mechanical closing, without Spring charging motor, Ready-to-close signal. switch, Auxiliary switches 2NO+2NC, without Closing coil (CC), manual operating mechanism with mechanical closing, without Remote trip alarm reset coil (RR), without 2nd shunt trip, without 1st Shunt trip | 98200 | 1 | Z\ | 1
3WA1108-3AC01-0AA0 |  | Fixed-mounted circuit breaker IEC 60947-2, frame size 1, 3-poles, In=800A up to 690V AC 50/60Hz, breaking capacity S Icu=66/50kA at 500/690V, Trip unit ETU300 LSIG optimized for standard applica- tions, without display Protection LT, ST, INST, GF, N-protection required an external N-sensor, incl. trip alarm switch (1xCO), rear connection vertical, without Com & metering function Manual operating mechanism with mechanical closing, without Spring charging motor, Ready-to-close signal. switch, Auxiliary switches 2NO+2NC, without Closing coil (CC), manual operating mechanism with mechanical closing, without Remote trip alarm reset coil (RR), without 2nd shunt trip, without 1st Shunt trip | 60200 | 1 | Z\ | 1
3WA1108-3AC02-0AA0 |  | Fixed-mounted circuit breaker IEC 60947-2, frame size 1, 3-poles, In=800A up to 690V AC 50/60Hz, breaking capacity S Icu=66/50kA at 500/690V, Trip unit ETU300 LSIG optimized for standard applica- tions, without display Protection LT, ST, INST, GF, N-protection required an external N-sensor, incl. trip alarm switch (1xCO), rear connection horizontal, without Com & metering function Manual operating mechanism with mechanical closing, without Spring charging motor, Ready-to-close signal. switch, Auxiliary switches 2NO+2NC, without Closing coil (CC), manual operating mechanism with mechanical closing, without Remote trip alarm reset coil (RR), without 2nd shunt trip, without 1st Shunt trip | 58500 | 1 | Z\ | 1
3WA1108-3AC03-0AA0 |  | Fixed-mounted circuit breaker IEC 60947-2, frame size 1, 3-poles, In=800A up to 690V AC 50/60Hz, breaking capacity S Icu=66/50kA at 500/690V, Trip unit ETU300 LSIG optimized for standard applica- tions, without display Protection LT, ST, INST, GF, N-protection required an external N-sensor, incl. trip alarm switch (1xCO), front connection double hole, without Com & metering function Manual operating mechanism with mechanical closing, without Spring charging motor, Ready-to-close signal. switch, Auxiliary switches 2NO+2NC, without Closing coil (CC), manual operating mechanism with mechanical closing, without Remote trip alarm reset coil (RR), without 2nd shunt trip, without 1st Shunt trip | 63600 | 1 | Z\ | 1
3WA1108-3AC11-0AA0 |  | Fixed-mounted circuit breaker IEC 60947-2, frame size 1, 4-poles, N-pole left, In=800A up to 690V AC 50/60Hz, breaking capacity S Icu=66/50kA at 500/690V, Trip unit ETU300 LSIG optimized for standard applica- tions, without display Protection LT, ST, INST, GF, include N-protection, (internal N-sensor available), incl. trip alarm switch (1xCO), rear connection vertical, without Com & metering function Manual operating mechanism with mechanical closing, without Spring charging motor, Ready-to-close signal. switch, Auxiliary switches 2NO+2NC, without Closing coil (CC), manual operating mechanism with mechanical closing, without Remote trip alarm reset coil (RR), without 2nd shunt trip, without 1st Shunt trip | 79100 | 1 | Z\ | 1
3WA1108-3AC12-0AA0 |  | Fixed-mounted circuit breaker IEC 60947-2, frame size 1, 4-poles, N-pole left, In=800A up to 690V AC 50/60Hz, breaking capacity S Icu=66/50kA at 500/690V, Trip unit ETU300 LSIG optimized for standard applica- tions, without display Protection LT, ST, INST, GF, include N-protection, (internal N-sensor available), incl. trip alarm switch (1xCO), rear connection horizontal, without Com & metering function Manual operating mechanism with mechanical closing, without Spring charging motor, Ready-to-close signal. switch, Auxiliary switches 2NO+2NC, without Closing coil (CC), manual operating mechanism with mechanical closing, without Remote trip alarm reset coil (RR), without 2nd shunt trip, without 1st Shunt trip | 76800 | 1 | Z\ | 1
3WA1108-3AC13-0AA0 |  | Fixed-mounted circuit breaker IEC 60947-2, frame size 1, 4-poles, N-pole left, In=800A up to 690V AC 50/60Hz, breaking capacity S Icu=66/50kA at 500/690V, Trip unit ETU300 LSIG optimized for standard applica- tions, without display Protection LT, ST, INST, GF, include N-protection, (internal N-sensor available), incl. trip alarm switch (1xCO), front connection double hole, without Com & metering function Manual operating mechanism with mechanical closing, without Spring charging motor, Ready-to-close signal. switch, Auxiliary switches 2NO+2NC, without Closing coil (CC), manual operating mechanism with mechanical closing, without Remote trip alarm reset coil (RR), without 2nd shunt trip, without 1st Shunt trip | 83700 | 1 | Z\ | 1
3WA1108-3AC21-0AA0 |  | fixed-mounted circuit breaker, IEC 60947-2, size 1, 4-pole, N pole on right, In=800 A up to 690 V AC 50/60 Hz, breaking capacity S Icu=66/50 kA at 500/690 V, tripping unit ETU300 LSI G optimized for standard applications, without display, basic protection LT, ST, INST, GF, including protection of the N conductor (internal neutral point sensor available), trip alarm switch (1 x CO), connection at rear vertical, without Com & metering function Manual operating mechanism with mechanical closing, without Spring charging motor, Ready-to-close signal. switch, Auxiliary switches 2NO+2NC, without Closing coil (CC), manual operating mechanism with mechanical closing, without Remote trip alarm reset coil (RR), without 2nd shunt trip, without 1st Shunt trip | 79100 | 1 | Z\ | 1
3WA1108-3AC22-0AA0 |  | fixed-mounted circuit breaker, IEC 60947-2, size 1, 4-pole, N pole on right, In=800 A up to 690 V AC 50/60 Hz, breaking capacity S Icu=66/50 kA at 500/690 V, tripping unit ETU300 LSI G optimized for standard applications, without display, basic protection LT, ST, INST, GF, including protection of the N conductor (internal neutral point sensor available), trip alarm switch (1 x CO), connection at rear horizontal without Com & metering function Manual operating mechanism with mechanical closing, without Spring charging motor, Ready-to-close signal. switch, Auxiliary switches 2NO+2NC, without Closing coil (CC), manual operating mechanism with mechanical closing, without Remote trip alarm reset coil (RR), without 2nd shunt trip, without 1st Shunt trip | 76800 | 1 | Z\ | 1
3WA1108-3AC23-0AA0 |  | fixed-mounted circuit breaker, IEC 60947-2, size 1, 4-pole, N pole on right, In=800 A up to 690 V AC 50/60 Hz, breaking capacity S Icu=66/50 kA at 500/690 V, tripping unit ETU300 LSI G optimized for standard applications, without display, basic protection LT, ST, INST, GF, including protection of the N conductor (internal neutral point sensor available), trip alarm switch (1 x CO), front connection double hole, without Com & metering function Manual operating mechanism with mechanical closing, without Spring charging motor, Ready-to-close signal. switch, Auxiliary switches 2NO+2NC, without Closing coil (CC), manual operating mechanism with mechanical closing, without Remote trip alarm reset coil (RR), without 2nd shunt trip, without 1st Shunt trip | 83700 | 1 | Z\ | 1
3WA1108-3AC31-0AA0 |  | Withdrawable circuit breaker with guide frame, IEC 60947-2, frame size 1, 3-poles, In=800A up to 690V AC 50/60Hz, breaking capacity S Icu=66/50kA at 500/690V, Trip unit ETU300 LSIG optimized for standard applica- tions, without display Protection LT, ST, INST, GF, N-protection required an external N-sensor, incl. trip alarm switch (1xCO), rear connection vertical, guide frame with shutter and w/o position signalling switch, without Com & metering function Manual operating mechanism with mechanical closing, without Spring charging motor, Ready-to-close signal. switch, Auxiliary switches 2NO+2NC, without Closing coil (CC), manual operating mechanism with mechanical closing, without Remote trip alarm reset coil (RR), without 2nd shunt trip, without 1st Shunt trip | 81200 | 1 | Z\ | 1
3WA1108-3AC32-0AA0 |  | Withdrawable circuit breaker with guide frame, IEC 60947-2, frame size 1, 3-poles, In=800A up to 690V AC 50/60Hz, breaking capacity S Icu=66/50kA at 500/690V, Trip unit ETU300 LSIG optimized for standard applica- tions, without display Protection LT, ST, INST, GF, N-protection required an external N-sensor, incl. trip alarm switch (1xCO), rear connection horizontal, guide frame with shutter and w/o position signalling switch, without Com & metering function Manual operating mechanism with mechanical closing, without Spring charging motor, Ready-to-close signal. switch, Auxiliary switches 2NO+2NC, without Closing coil (CC), manual operating mechanism with mechanical closing, without Remote trip alarm reset coil (RR), without 2nd shunt trip, without 1st Shunt trip | 79400 | 1 | Z\ | 1
3WA1108-3AC33-0AA0 |  | Withdrawable circuit breaker with guide frame, IEC 60947-2, frame size 1, 3-poles, In=800A up to 690V AC 50/60Hz, breaking capacity S Icu=66/50kA at 500/690V, Trip unit ETU300 LSIG optimized for standard applica- tions, without display Protection LT, ST, INST, GF, N-protection required an external N-sensor, incl. trip alarm switch (1xCO), front connection double hole, guide frame with shutter and w/o position signalling switch, without Com & metering function Manual operating mechanism with mechanical closing, without Spring charging motor, Ready-to-close signal. switch, Auxiliary switches 2NO+2NC, without Closing coil (CC), manual operating mechanism with mechanical closing, without Remote trip alarm reset coil (RR), without 2nd shunt trip, without 1st Shunt trip | 84800 | 1 | Z\ | 1
3WA1108-3AC34-0AA0 |  | Withdrawable circuit breaker with guide frame, IEC 60947-2, frame size 1, 3-poles, In=800A up to 690V AC 50/60Hz, breaking capacity S Icu=66/50kA at 500/690V, Trip unit ETU300 LSIG optimized for standard applica- tions, without display Protection LT, ST, INST, GF, N-protection required an external N-sensor, incl. trip alarm switch (1xCO), rear connection flange, guide frame with shutter and w/o position signalling switch, without Com & metering function Manual operating mechanism with mechanical closing, without Spring charging motor, Ready-to-close signal. switch, Auxiliary switches 2NO+2NC, without Closing coil (CC), manual operating mechanism with mechanical closing, without Remote trip alarm reset coil (RR), without 2nd shunt trip, without 1st Shunt trip | 79400 | 1 | Z\ | 1
3WA1108-3AC41-0AA0 |  | Withdrawable circuit breaker with guide frame, IEC 60947-2, frame size 1, 4-poles, N-pole left, In=800A up to 690V AC 50/60Hz, breaking capacity S Icu=66/50kA at 500/690V, Trip unit ETU300 LSIG optimized for standard applica- tions, without display Protection LT, ST, INST, GF, include N-protection, (internal N-sensor available), incl. trip alarm switch (1xCO), rear connection vertical, guide frame with shutter and w/o position signalling switch, without Com & metering function Manual operating mechanism with mechanical closing, without Spring charging motor, Ready-to-close signal. switch, Auxiliary switches 2NO+2NC, without Closing coil (CC), manual operating mechanism with mechanical closing, without Remote trip alarm reset coil (RR), without 2nd shunt trip, without 1st Shunt trip | 107000 | 1 | Z\ | 1
3WA1108-3AC42-0AA0 |  | Withdrawable circuit breaker with guide frame, IEC 60947-2, frame size 1, 4-poles, N-pole left, In=800A up to 690V AC 50/60Hz, breaking capacity S Icu=66/50kA at 500/690V, Trip unit ETU300 LSIG optimized for standard applica- tions, without display Protection LT, ST, INST, GF, include N-protection, (internal N-sensor available), incl. trip alarm switch (1xCO), rear connection horizontal, guide frame with shutter and w/o position signalling switch, without Com & metering function Manual operating mechanism with mechanical closing, without Spring charging motor, Ready-to-close signal. switch, Auxiliary switches 2NO+2NC, without Closing coil (CC), manual operating mechanism with mechanical closing, without Remote trip alarm reset coil (RR), without 2nd shunt trip, without 1st Shunt trip | 104000 | 1 | Z\ | 1
3WA1108-3AC43-0AA0 |  | Withdrawable circuit breaker with guide frame, IEC 60947-2, frame size 1, 4-poles, N-pole left, In=800A up to 690V AC 50/60Hz, breaking capacity S Icu=66/50kA at 500/690V, Trip unit ETU300 LSIG optimized for standard applica- tions, without display Protection LT, ST, INST, GF, include N-protection, (internal N-sensor available), incl. trip alarm switch (1xCO), front connection double hole, guide frame with shutter and w/o position signalling switch, without Com & metering function Manual operating mechanism with mechanical closing, without Spring charging motor, Ready-to-close signal. switch, Auxiliary switches 2NO+2NC, without Closing coil (CC), manual operating mechanism with mechanical closing, without Remote trip alarm reset coil (RR), without 2nd shunt trip, without 1st Shunt trip | 112000 | 1 | Z\ | 1
3WA1108-3AC44-0AA0 |  | Withdrawable circuit breaker with guide frame, IEC 60947-2, frame size 1, 4-poles, N-pole left, In=800A up to 690V AC 50/60Hz, breaking capacity S Icu=66/50kA at 500/690V, Trip unit ETU300 LSIG optimized for standard applica- tions, without display Protection LT, ST, INST, GF, include N-protection, (internal N-sensor available), incl. trip alarm switch (1xCO), rear connection flange, guide frame with shutter and w/o position signalling switch, without Com & metering function Manual operating mechanism with mechanical closing, without Spring charging motor, Ready-to-close signal. switch, Auxiliary switches 2NO+2NC, without Closing coil (CC), manual operating mechanism with mechanical closing, without Remote trip alarm reset coil (RR), without 2nd shunt trip, without 1st Shunt trip | 104000 | 1 | Z\ | 1
3WA1108-3AE01-0AA0 |  | Fixed-mounted circuit breaker IEC 60947-2, frame size 1, 3-poles, In=800A up to 690V AC 50/60Hz, breaking capacity S Icu=66/50kA at 500/690V, Trip unit ETU600 LSI upgrade ready , colordisplay, bluetooth and USB interface, Protection LT, ST, INST, N-protection required an external N-sensor, incl. trip alarm switch (1xCO), rear connection vertical, without Com & metering function Manual operating mechanism with mechanical closing, without Spring charging motor, Ready-to-close signal. switch, Auxiliary switches 2NO+2NC, without Closing coil (CC), manual operating mechanism with mechanical closing, without Remote trip alarm reset coil (RR), without 2nd shunt trip, without 1st Shunt trip | 59100 | 1 | Z\ | 1
3WA1108-3AE02-0AA0 |  | Fixed-mounted circuit breaker IEC 60947-2, frame size 1, 3-poles, In=800A up to 690V AC 50/60Hz, breaking capacity S Icu=66/50kA at 500/690V, Trip unit ETU600 LSI upgrade ready , colordisplay, bluetooth and USB interface, Protection LT, ST, INST, N-protection required an external N-sensor, incl. trip alarm switch (1xCO), rear connection horizontal, without Com & metering function Manual operating mechanism with mechanical closing, without Spring charging motor, Ready-to-close signal. switch, Auxiliary switches 2NO+2NC, without Closing coil (CC), manual operating mechanism with mechanical closing, without Remote trip alarm reset coil (RR), without 2nd shunt trip, without 1st Shunt trip | 57400 | 1 | Z\ | 1
3WA1108-3AE03-0AA0 |  | Fixed-mounted circuit breaker IEC 60947-2, frame size 1, 3-poles, In=800A up to 690V AC 50/60Hz, breaking capacity S Icu=66/50kA at 500/690V, Trip unit ETU600 LSI upgrade ready , colordisplay, bluetooth and USB interface, Protection LT, ST, INST, N-protection required an external N-sensor, incl. trip alarm switch (1xCO), front connection double hole, without Com & metering function Manual operating mechanism with mechanical closing, without Spring charging motor, Ready-to-close signal. switch, Auxiliary switches 2NO+2NC, without Closing coil (CC), manual operating mechanism with mechanical closing, without Remote trip alarm reset coil (RR), without 2nd shunt trip, without 1st Shunt trip | 62600 | 1 | Z\ | 1
3WA1108-3AE11-0AA0 |  | Fixed-mounted circuit breaker IEC 60947-2, frame size 1, 4-poles, N-pole left, In=800A up to 690V AC 50/60Hz, breaking capacity S Icu=66/50kA at 500/690V, Trip unit ETU600 LSI upgrade ready , colordisplay, bluetooth and USB interface, Protection LT, ST, INST, include N-protection, (internal N-sensor available), incl. trip alarm switch (1xCO), rear connection vertical, without Com & metering function Manual operating mechanism with mechanical closing, without Spring charging motor, Ready-to-close signal. switch, Auxiliary switches 2NO+2NC, without Closing coil (CC), manual operating mechanism with mechanical closing, without Remote trip alarm reset coil (RR), without 2nd shunt trip, without 1st Shunt trip | 78100 | 1 | Z\ | 1
3WA1108-3AE12-0AA0 |  | Fixed-mounted circuit breaker IEC 60947-2, frame size 1, 4-poles, N-pole left, In=800A up to 690V AC 50/60Hz, breaking capacity S Icu=66/50kA at 500/690V, Trip unit ETU600 LSI upgrade ready , colordisplay, bluetooth and USB interface, Protection LT, ST, INST, include N-protection, (internal N-sensor available), incl. trip alarm switch (1xCO), rear connection horizontal, without Com & metering function Manual operating mechanism with mechanical closing, without Spring charging motor, Ready-to-close signal. switch, Auxiliary switches 2NO+2NC, without Closing coil (CC), manual operating mechanism with mechanical closing, without Remote trip alarm reset coil (RR), without 2nd shunt trip, without 1st Shunt trip | 75800 | 1 | Z\ | 1
3WA1108-3AE13-0AA0 |  | Fixed-mounted circuit breaker IEC 60947-2, frame size 1, 4-poles, N-pole left, In=800A up to 690V AC 50/60Hz, breaking capacity S Icu=66/50kA at 500/690V, Trip unit ETU600 LSI upgrade ready , colordisplay, bluetooth and USB interface, Protection LT, ST, INST, include N-protection, (internal N-sensor available), incl. trip alarm switch (1xCO), front connection double hole, without Com & metering function Manual operating mechanism with mechanical closing, without Spring charging motor, Ready-to-close signal. switch, Auxiliary switches 2NO+2NC, without Closing coil (CC), manual operating mechanism with mechanical closing, without Remote trip alarm reset coil (RR), without 2nd shunt trip, without 1st Shunt trip | 82600 | 1 | Z\ | 1
3WA1108-3AE21-0AA0 |  | fixed-mounted circuit breaker, IEC 60947-2, size 1, 4-pole, N pole on right, In=800 A up to 690 V AC 50/60 Hz, breaking capacity S Icu=66/50 kA at 500/690 V, tripping unit ETU600 LSI upgradeable, color display, Bluetooth, USB interface, basic protection LT, ST, INST, including protection of the N conductor (internal neutral point sensor available), trip alarm switch (1 x CO), connection at rear vertical, without Com & metering function Manual operating mechanism with mechanical closing, without Spring charging motor, Ready-to-close signal. switch, Auxiliary switches 2NO+2NC, without Closing coil (CC), manual operating mechanism with mechanical closing, without Remote trip alarm reset coil (RR), without 2nd shunt trip, without 1st Shunt trip | 78100 | 1 | Z\ | 1
3WA1108-3AE22-0AA0 |  | fixed-mounted circuit breaker, IEC 60947-2, size 1, 4-pole, N pole on right, In=800 A up to 690 V AC 50/60 Hz, breaking capacity S Icu=66/50 kA at 500/690 V, tripping unit ETU600 LSI upgradeable, color display, Bluetooth, USB interface, basic protection LT, ST, INST, including protection of the N conductor (internal neutral point sensor available), trip alarm switch (1 x CO), connection at rear horizontal without Com & metering function Manual operating mechanism with mechanical closing, without Spring charging motor, Ready-to-close signal. switch, Auxiliary switches 2NO+2NC, without Closing coil (CC), manual operating mechanism with mechanical closing, without Remote trip alarm reset coil (RR), without 2nd shunt trip, without 1st Shunt trip | 75800 | 1 | Z\ | 1
3WA1108-3AE23-0AA0 |  | fixed-mounted circuit breaker, IEC 60947-2, size 1, 4-pole, N pole on right, In=800 A up to 690 V AC 50/60 Hz, breaking capacity S Icu=66/50 kA at 500/690 V, tripping unit ETU600 LSI upgradeable, color display, Bluetooth, USB interface, basic protection LT, ST, INST, including protection of the N conductor (internal neutral point sensor available), trip alarm switch (1 x CO), front connection double hole, without Com & metering function Manual operating mechanism with mechanical closing, without Spring charging motor, Ready-to-close signal. switch, Auxiliary switches 2NO+2NC, without Closing coil (CC), manual operating mechanism with mechanical closing, without Remote trip alarm reset coil (RR), without 2nd shunt trip, without 1st Shunt trip | 82600 | 1 | Z\ | 1
3WA1108-3AE31-0AA0 |  | Withdrawable circuit breaker with guide frame, IEC 60947-2, frame size 1, 3-poles, In=800A up to 690V AC 50/60Hz, breaking capacity S Icu=66/50kA at 500/690V, Trip unit ETU600 LSI upgrade ready , colordisplay, bluetooth and USB interface, Protection LT, ST, INST, N-protection required an external N-sensor, incl. trip alarm switch (1xCO), rear connection vertical, guide frame with shutter and w/o position signalling switch, without Com & metering function Manual operating mechanism with mechanical closing, without Spring charging motor, Ready-to-close signal. switch, Auxiliary switches 2NO+2NC, without Closing coil (CC), manual operating mechanism with mechanical closing, without Remote trip alarm reset coil (RR), without 2nd shunt trip, without 1st Shunt trip | 80100 | 1 | Z\ | 1
3WA1108-3AE32-0AA0 |  | Withdrawable circuit breaker with guide frame, IEC 60947-2, frame size 1, 3-poles, In=800A up to 690V AC 50/60Hz, breaking capacity S Icu=66/50kA at 500/690V, Trip unit ETU600 LSI upgrade ready , colordisplay, bluetooth and USB interface, Protection LT, ST, INST, N-protection required an external N-sensor, incl. trip alarm switch (1xCO), rear connection horizontal, guide frame with shutter and w/o position signalling switch, without Com & metering function Manual operating mechanism with mechanical closing, without Spring charging motor, Ready-to-close signal. switch, Auxiliary switches 2NO+2NC, without Closing coil (CC), manual operating mechanism with mechanical closing, without Remote trip alarm reset coil (RR), without 2nd shunt trip, without 1st Shunt trip | 78300 | 1 | Z\ | 1
3WA1108-3AE32-3DA3-Z | F40R55S07T40 | Withdrawable circuit breaker with guide frame, IEC 60947-2, frame size 1, 3-poles, In=800A up to 690V AC 50/60Hz, breaking capacity S Icu=66/50kA at 500/690V, Trip unit ETU600 LSI upgrade ready , colordisplay, bluetooth and USB interface, Protection LT, ST, INST, N-protection required an external N-sensor, incl. trip alarm switch (1xCO), rear connection horizontal, guide frame with shutter and w/o position signalling switch, without Com & metering function with manual and motorized operating mechanism (M) 110-127 V AC / 110-125 V DC, Storage status and ready-to- close signaling switches, Auxiliary switches 2NO+2NC, Closing coil (CC) 100% OP 110-127 V AC / 110-125 V DC, applicable for continuous duty, without Remote trip alarm reset coil (RR), without 2nd shunt trip, Shunt trip (ST) 100% OP 110-127 V AC / 110-125 V DC, suitable for continuous duty, Option F40 = Sealing cover for ETU Option R55 = Mutual mechanical interlocking with 2 m bowden cable for circuit breakers in withdraw- able design necessary once for each circuit breaker. Option S07 = Locking provision against unauthorized closing Secured Open; for padlock device Padlocks are not included. Option T40 = Door sealing frame IP41 | 112368 | 1 | Z\ | 1
3WA1108-3AE33-0AA0 |  | Withdrawable circuit breaker with guide frame, IEC 60947-2, frame size 1, 3-poles, In=800A up to 690V AC 50/60Hz, breaking capacity S Icu=66/50kA at 500/690V, Trip unit ETU600 LSI upgrade ready , colordisplay, bluetooth and USB interface, Protection LT, ST, INST, N-protection required an external N-sensor, incl. trip alarm switch (1xCO), front connection double hole, guide frame with shutter and w/o position signalling switch, without Com & metering function Manual operating mechanism with mechanical closing, without Spring charging motor, Ready-to-close signal. switch, Auxiliary switches 2NO+2NC, without Closing coil (CC), manual operating mechanism with mechanical closing, without Remote trip alarm reset coil (RR), without 2nd shunt trip, without 1st Shunt trip | 83700 | 1 | Z\ | 1
3WA1108-3AE34-0AA0 |  | Withdrawable circuit breaker with guide frame, IEC 60947-2, frame size 1, 3-poles, In=800A up to 690V AC 50/60Hz, breaking capacity S Icu=66/50kA at 500/690V, Trip unit ETU600 LSI upgrade ready , colordisplay, bluetooth and USB interface, Protection LT, ST, INST, N-protection required an external N-sensor, incl. trip alarm switch (1xCO), rear connection flange, guide frame with shutter and w/o position signalling switch, without Com & metering function Manual operating mechanism with mechanical closing, without Spring charging motor, Ready-to-close signal. switch, Auxiliary switches 2NO+2NC, without Closing coil (CC), manual operating mechanism with mechanical closing, without Remote trip alarm reset coil (RR), without 2nd shunt trip, without 1st Shunt trip | 78300 | 1 | Z\ | 1
3WA1108-3AE41-0AA0 |  | Withdrawable circuit breaker with guide frame, IEC 60947-2, frame size 1, 4-poles, N-pole left, In=800A up to 690V AC 50/60Hz, breaking capacity S Icu=66/50kA at 500/690V, Trip unit ETU600 LSI upgrade ready , colordisplay, bluetooth and USB interface, Protection LT, ST, INST, include N-protection, (internal N-sensor available), incl. trip alarm switch (1xCO), rear connection vertical, guide frame with shutter and w/o position signalling switch, without Com & metering function Manual operating mechanism with mechanical closing, without Spring charging motor, Ready-to-close signal. switch, Auxiliary switches 2NO+2NC, without Closing coil (CC), manual operating mechanism with mechanical closing, without Remote trip alarm reset coil (RR), without 2nd shunt trip, without 1st Shunt trip | 106000 | 1 | Z\ | 1
3WA1108-3AE42-0AA0 |  | Withdrawable circuit breaker with guide frame, IEC 60947-2, frame size 1, 4-poles, N-pole left, In=800A up to 690V AC 50/60Hz, breaking capacity S Icu=66/50kA at 500/690V, Trip unit ETU600 LSI upgrade ready , colordisplay, bluetooth and USB interface, Protection LT, ST, INST, include N-protection, (internal N-sensor available), incl. trip alarm switch (1xCO), rear connection horizontal, guide frame with shutter and w/o position signalling switch, without Com & metering function Manual operating mechanism with mechanical closing, without Spring charging motor, Ready-to-close signal. switch, Auxiliary switches 2NO+2NC, without Closing coil (CC), manual operating mechanism with mechanical closing, without Remote trip alarm reset coil (RR), without 2nd shunt trip, without 1st Shunt trip | 103000 | 1 | Z\ | 1
3WA1108-3AE43-0AA0 |  | Withdrawable circuit breaker with guide frame, IEC 60947-2, frame size 1, 4-poles, N-pole left, In=800A up to 690V AC 50/60Hz, breaking capacity S Icu=66/50kA at 500/690V, Trip unit ETU600 LSI upgrade ready , colordisplay, bluetooth and USB interface, Protection LT, ST, INST, include N-protection, (internal N-sensor available), incl. trip alarm switch (1xCO), front connection double hole, guide frame with shutter and w/o position signalling switch, without Com & metering function Manual operating mechanism with mechanical closing, without Spring charging motor, Ready-to-close signal. switch, Auxiliary switches 2NO+2NC, without Closing coil (CC), manual operating mechanism with mechanical closing, without Remote trip alarm reset coil (RR), without 2nd shunt trip, without 1st Shunt trip | 111000 | 1 | Z\ | 1
3WA1108-3AE44-0AA0 |  | Withdrawable circuit breaker with guide frame, IEC 60947-2, frame size 1, 4-poles, N-pole left, In=800A up to 690V AC 50/60Hz, breaking capacity S Icu=66/50kA at 500/690V, Trip unit ETU600 LSI upgrade ready , colordisplay, bluetooth and USB interface, Protection LT, ST, INST, include N-protection, (internal N-sensor available), incl. trip alarm switch (1xCO), rear connection flange, guide frame with shutter and w/o position signalling switch, without Com & metering function Manual operating mechanism with mechanical closing, without Spring charging motor, Ready-to-close signal. switch, Auxiliary switches 2NO+2NC, without Closing coil (CC), manual operating mechanism with mechanical closing, without Remote trip alarm reset coil (RR), without 2nd shunt trip, without 1st Shunt trip | 103000 | 1 | Z\ | 1
3WA1108-3AF01-0AA0 |  | Fixed-mounted circuit breaker IEC 60947-2, frame size 1, 3-poles, In=800A up to 690V AC 50/60Hz, breaking capacity S Icu=66/50kA at 500/690V, Trip unit ETU600 LSIG upgrade ready , colordisplay, bluetooth and USB interface, Protection LT, ST, INST, GFx, N-protection required an external N-sensor, incl. trip alarm switch (1xCO), rear connection vertical, without Com & metering function Manual operating mechanism with mechanical closing, without Spring charging motor, Ready-to-close signal. switch, Auxiliary switches 2NO+2NC, without Closing coil (CC), manual operating mechanism with mechanical closing, without Remote trip alarm reset coil (RR), without 2nd shunt trip, without 1st Shunt trip | 69800 | 1 | Z\ | 1
3WA1108-3AF02-0AA0 |  | Fixed-mounted circuit breaker IEC 60947-2, frame size 1, 3-poles, In=800A up to 690V AC 50/60Hz, breaking capacity S Icu=66/50kA at 500/690V, Trip unit ETU600 LSIG upgrade ready , colordisplay, bluetooth and USB interface, Protection LT, ST, INST, GFx, N-protection required an external N-sensor, incl. trip alarm switch (1xCO), rear connection horizontal, without Com & metering function Manual operating mechanism with mechanical closing, without Spring charging motor, Ready-to-close signal. switch, Auxiliary switches 2NO+2NC, without Closing coil (CC), manual operating mechanism with mechanical closing, without Remote trip alarm reset coil (RR), without 2nd shunt trip, without 1st Shunt trip | 68000 | 1 | Z\ | 1
3WA1108-3AF03-0AA0 |  | Fixed-mounted circuit breaker IEC 60947-2, frame size 1, 3-poles, In=800A up to 690V AC 50/60Hz, breaking capacity S Icu=66/50kA at 500/690V, Trip unit ETU600 LSIG upgrade ready , colordisplay, bluetooth and USB interface, Protection LT, ST, INST, GFx, N-protection required an external N-sensor, incl. trip alarm switch (1xCO), front connection double hole, without Com & metering function Manual operating mechanism with mechanical closing, without Spring charging motor, Ready-to-close signal. switch, Auxiliary switches 2NO+2NC, without Closing coil (CC), manual operating mechanism with mechanical closing, without Remote trip alarm reset coil (RR), without 2nd shunt trip, without 1st Shunt trip | 73200 | 1 | Z\ | 1
3WA1108-3AF11-0AA0 |  | Fixed-mounted circuit breaker IEC 60947-2, frame size 1, 4-poles, N-pole left, In=800A up to 690V AC 50/60Hz, breaking capacity S Icu=66/50kA at 500/690V, Trip unit ETU600 LSIG upgrade ready , colordisplay, bluetooth and USB interface, Protection LT, ST, INST, GFx, include N-protection, (internal N-sensor available), incl. trip alarm switch (1xCO), rear connection vertical, without Com & metering function Manual operating mechanism with mechanical closing, without Spring charging motor, Ready-to-close signal. switch, Auxiliary switches 2NO+2NC, without Closing coil (CC), manual operating mechanism with mechanical closing, without Remote trip alarm reset coil (RR), without 2nd shunt trip, without 1st Shunt trip | 88700 | 1 | Z\ | 1
3WA1108-3AF12-0AA0 |  | Fixed-mounted circuit breaker IEC 60947-2, frame size 1, 4-poles, N-pole left, In=800A up to 690V AC 50/60Hz, breaking capacity S Icu=66/50kA at 500/690V, Trip unit ETU600 LSIG upgrade ready , colordisplay, bluetooth and USB interface, Protection LT, ST, INST, GFx, include N-protection, (internal N-sensor available), incl. trip alarm switch (1xCO), rear connection horizontal, without Com & metering function Manual operating mechanism with mechanical closing, without Spring charging motor, Ready-to-close signal. switch, Auxiliary switches 2NO+2NC, without Closing coil (CC), manual operating mechanism with mechanical closing, without Remote trip alarm reset coil (RR), without 2nd shunt trip, without 1st Shunt trip | 86400 | 1 | Z\ | 1
3WA1108-3AF13-0AA0 |  | Fixed-mounted circuit breaker IEC 60947-2, frame size 1, 4-poles, N-pole left, In=800A up to 690V AC 50/60Hz, breaking capacity S Icu=66/50kA at 500/690V, Trip unit ETU600 LSIG upgrade ready , colordisplay, bluetooth and USB interface, Protection LT, ST, INST, GFx, include N-protection, (internal N-sensor available), incl. trip alarm switch (1xCO), front connection double hole, without Com & metering function Manual operating mechanism with mechanical closing, without Spring charging motor, Ready-to-close signal. switch, Auxiliary switches 2NO+2NC, without Closing coil (CC), manual operating mechanism with mechanical closing, without Remote trip alarm reset coil (RR), without 2nd shunt trip, without 1st Shunt trip | 93300 | 1 | Z\ | 1
3WA1108-3AF21-0AA0 |  | fixed-mounted circuit breaker, IEC 60947-2, size 1, 4-pole, N pole on right, In=800 A up to 690 V AC 50/60 Hz, breaking capacity S Icu=66/50 kA at 500/690 V, tripping unit ETU600 LSIG upgradeable, color display, Bluetooth, USB interface, basic protection LT, ST, INST, GFx, including protection of the N conductor (internal neutral point sensor available), trip alarm switch (1 x CO), connection at rear vertical, without Com & metering function Manual operating mechanism with mechanical closing, without Spring charging motor, Ready-to-close signal. switch, Auxiliary switches 2NO+2NC, without Closing coil (CC), manual operating mechanism with mechanical closing, without Remote trip alarm reset coil (RR), without 2nd shunt trip, without 1st Shunt trip | 88700 | 1 | Z\ | 1
3WA1108-3AF22-0AA0 |  | fixed-mounted circuit breaker, IEC 60947-2, size 1, 4-pole, N pole on right, In=800 A up to 690 V AC 50/60 Hz, breaking capacity S Icu=66/50 kA at 500/690 V, tripping unit ETU600 LSIG upgradeable, color display, Bluetooth, USB interface, basic protection LT, ST, INST, GFx, including protection of the N conductor (internal neutral point sensor available), trip alarm switch (1 x CO), connection at rear horizontal without Com & metering function Manual operating mechanism with mechanical closing, without Spring charging motor, Ready-to-close signal. switch, Auxiliary switches 2NO+2NC, without Closing coil (CC), manual operating mechanism with mechanical closing, without Remote trip alarm reset coil (RR), without 2nd shunt trip, without 1st Shunt trip | 86400 | 1 | Z\ | 1
3WA1108-3AF23-0AA0 |  | fixed-mounted circuit breaker, IEC 60947-2, size 1, 4-pole, N pole on right, In=800 A up to 690 V AC 50/60 Hz, breaking capacity S Icu=66/50 kA at 500/690 V, tripping unit ETU600 LSIG upgradeable, color display, Bluetooth, USB interface, basic protection LT, ST, INST, GFx, including protection of the N conductor (internal neutral point sensor available), trip alarm switch (1 x CO), front connection double hole, without Com & metering function Manual operating mechanism with mechanical closing, without Spring charging motor, Ready-to-close signal. switch, Auxiliary switches 2NO+2NC, without Closing coil (CC), manual operating mechanism with mechanical closing, without Remote trip alarm reset coil (RR), without 2nd shunt trip, without 1st Shunt trip | 93300 | 1 | Z\ | 1
3WA1108-3AF31-0AA0 |  | Withdrawable circuit breaker with guide frame, IEC 60947-2, frame size 1, 3-poles, In=800A up to 690V AC 50/60Hz, breaking capacity S Icu=66/50kA at 500/690V, Trip unit ETU600 LSIG upgrade ready , colordisplay, bluetooth and USB interface, Protection LT, ST, INST, GFx, N-protection required an external N-sensor, incl. trip alarm switch (1xCO), rear connection vertical, guide frame with shutter and w/o position signalling switch, without Com & metering function Manual operating mechanism with mechanical closing, without Spring charging motor, Ready-to-close signal. switch, Auxiliary switches 2NO+2NC, without Closing coil (CC), manual operating mechanism with mechanical closing, without Remote trip alarm reset coil (RR), without 2nd shunt trip, without 1st Shunt trip | 90700 | 1 | Z\ | 1
3WA1108-3AF32-0AA0 |  | Withdrawable circuit breaker with guide frame, IEC 60947-2, frame size 1, 3-poles, In=800A up to 690V AC 50/60Hz, breaking capacity S Icu=66/50kA at 500/690V, Trip unit ETU600 LSIG upgrade ready , colordisplay, bluetooth and USB interface, Protection LT, ST, INST, GFx, N-protection required an external N-sensor, incl. trip alarm switch (1xCO), rear connection horizontal, guide frame with shutter and w/o position signalling switch, without Com & metering function Manual operating mechanism with mechanical closing, without Spring charging motor, Ready-to-close signal. switch, Auxiliary switches 2NO+2NC, without Closing coil (CC), manual operating mechanism with mechanical closing, without Remote trip alarm reset coil (RR), without 2nd shunt trip, without 1st Shunt trip | 88900 | 1 | Z\ | 1
3WA1108-3AF33-0AA0 |  | Withdrawable circuit breaker with guide frame, IEC 60947-2, frame size 1, 3-poles, In=800A up to 690V AC 50/60Hz, breaking capacity S Icu=66/50kA at 500/690V, Trip unit ETU600 LSIG upgrade ready , colordisplay, bluetooth and USB interface, Protection LT, ST, INST, GFx, N-protection required an external N-sensor, incl. trip alarm switch (1xCO), front connection double hole, guide frame with shutter and w/o position signalling switch, without Com & metering function Manual operating mechanism with mechanical closing, without Spring charging motor, Ready-to-close signal. switch, Auxiliary switches 2NO+2NC, without Closing coil (CC), manual operating mechanism with mechanical closing, without Remote trip alarm reset coil (RR), without 2nd shunt trip, without 1st Shunt trip | 94400 | 1 | Z\ | 1
3WA1108-3AF34-0AA0 |  | Withdrawable circuit breaker with guide frame, IEC 60947-2, frame size 1, 3-poles, In=800A up to 690V AC 50/60Hz, breaking capacity S Icu=66/50kA at 500/690V, Trip unit ETU600 LSIG upgrade ready , colordisplay, bluetooth and USB interface, Protection LT, ST, INST, GFx, N-protection required an external N-sensor, incl. trip alarm switch (1xCO), rear connection flange, guide frame with shutter and w/o position signalling switch, without Com & metering function Manual operating mechanism with mechanical closing, without Spring charging motor, Ready-to-close signal. switch, Auxiliary switches 2NO+2NC, without Closing coil (CC), manual operating mechanism with mechanical closing, without Remote trip alarm reset coil (RR), without 2nd shunt trip, without 1st Shunt trip | 88900 | 1 | Z\ | 1
3WA1108-3AF41-0AA0 |  | Withdrawable circuit breaker with guide frame, IEC 60947-2, frame size 1, 4-poles, N-pole left, In=800A up to 690V AC 50/60Hz, breaking capacity S Icu=66/50kA at 500/690V, Trip unit ETU600 LSIG upgrade ready , colordisplay, bluetooth and USB interface, Protection LT, ST, INST, GFx, include N-protection, (internal N-sensor available), incl. trip alarm switch (1xCO), rear connection vertical, guide frame with shutter and w/o position signalling switch, without Com & metering function Manual operating mechanism with mechanical closing, without Spring charging motor, Ready-to-close signal. switch, Auxiliary switches 2NO+2NC, without Closing coil (CC), manual operating mechanism with mechanical closing, without Remote trip alarm reset coil (RR), without 2nd shunt trip, without 1st Shunt trip | 116000 | 1 | Z\ | 1
3WA1108-3AF42-0AA0 |  | Withdrawable circuit breaker with guide frame, IEC 60947-2, frame size 1, 4-poles, N-pole left, In=800A up to 690V AC 50/60Hz, breaking capacity S Icu=66/50kA at 500/690V, Trip unit ETU600 LSIG upgrade ready , colordisplay, bluetooth and USB interface, Protection LT, ST, INST, GFx, include N-protection, (internal N-sensor available), incl. trip alarm switch (1xCO), rear connection horizontal, guide frame with shutter and w/o position signalling switch, without Com & metering function Manual operating mechanism with mechanical closing, without Spring charging motor, Ready-to-close signal. switch, Auxiliary switches 2NO+2NC, without Closing coil (CC), manual operating mechanism with mechanical closing, without Remote trip alarm reset coil (RR), without 2nd shunt trip, without 1st Shunt trip | 114000 | 1 | Z\ | 1
3WA1108-3AF43-0AA0 |  | Withdrawable circuit breaker with guide frame, IEC 60947-2, frame size 1, 4-poles, N-pole left, In=800A up to 690V AC 50/60Hz, breaking capacity S Icu=66/50kA at 500/690V, Trip unit ETU600 LSIG upgrade ready , colordisplay, bluetooth and USB interface, Protection LT, ST, INST, GFx, include N-protection, (internal N-sensor available), incl. trip alarm switch (1xCO), front connection double hole, guide frame with shutter and w/o position signalling switch, without Com & metering function Manual operating mechanism with mechanical closing, without Spring charging motor, Ready-to-close signal. switch, Auxiliary switches 2NO+2NC, without Closing coil (CC), manual operating mechanism with mechanical closing, without Remote trip alarm reset coil (RR), without 2nd shunt trip, without 1st Shunt trip | 121000 | 1 | Z\ | 1
3WA1108-3AF44-0AA0 |  | Withdrawable circuit breaker with guide frame, IEC 60947-2, frame size 1, 4-poles, N-pole left, In=800A up to 690V AC 50/60Hz, breaking capacity S Icu=66/50kA at 500/690V, Trip unit ETU600 LSIG upgrade ready , colordisplay, bluetooth and USB interface, Protection LT, ST, INST, GFx, include N-protection, (internal N-sensor available), incl. trip alarm switch (1xCO), rear connection flange, guide frame with shutter and w/o position signalling switch, without Com & metering function Manual operating mechanism with mechanical closing, without Spring charging motor, Ready-to-close signal. switch, Auxiliary switches 2NO+2NC, without Closing coil (CC), manual operating mechanism with mechanical closing, without Remote trip alarm reset coil (RR), without 2nd shunt trip, without 1st Shunt trip | 114000 | 1 | Z\ | 1
3WA1108-3AF50-3DA3-Z | C01D80F40S07T40 | withdrawable circuit breaker, without guide frame, IEC 60947-2, size 1, 4-pole, N pole on right, In=800 A up to 690 V AC 50/60 Hz, breaking capacity S Icu=66/50 kA at 500/690 V, tripping unit ETU600 LSIG upgradeable, color display, Bluetooth, USB interface, basic protection LT, ST, INST, GFx, including protection of the N conductor (internal neutral point sensor available), trip alarm switch (1 x CO), guide frame with shutter, without position signaling switch without Com & metering function with manual and motorized operating mechanism (M) 110-127 V AC / 110-125 V DC, Storage status and ready-to- close signaling switches, Auxiliary switches 2NO+2NC, Closing coil (CC) 100% OP 110-127 V AC / 110-125 V DC, applicable for continuous duty, without Remote trip alarm reset coil (RR), without 2nd shunt trip, Shunt trip (ST) 100% OP 110-127 V AC / 110-125 V DC, suitable for continuous duty, Option C01 = Operations counter for circuit breaker Option D80 = Circuit breaker without Bluetooth functionality Option F40 = Sealing cover for ETU Option S07 = Locking provision against unauthorized closing Secured Open; for padlock device Padlocks are not included. Option T40 = Door sealing frame IP41 | 121988 | 1 | Z\ | 1
3WA1108-3CA01-0AA0 |  | Non-automatic circuit breaker Fixed-mounted version, IEC 60947-2, frame size 1, 3-poles, In=800A up to 690V AC 50/60Hz, breaking capacity S Icc=66/50kA at 500/690V, without electr. trip unit ETU, rear connection vertical, able to communication, Manual operating mechanism with mechanical closing, without Spring charging motor, Ready-to-close signal. switch, Auxiliary switches 2NO+2NC, without Closing coil (CC), manual operating mechanism with mechanical closing, without Remote trip alarm reset coil (RR), without 2nd shunt trip, without 1st Shunt trip | 56130 | 1 | Z\ | 1
3WA1108-3CA02-0AA0 |  | Non-automatic circuit breaker Fixed-mounted version, IEC 60947-2, frame size 1, 3-poles, In=800A up to 690V AC 50/60Hz, breaking capacity S Icc=66/50kA at 500/690V, without electr. trip unit ETU, rear connection horizontal, able to communication, Manual operating mechanism with mechanical closing, without Spring charging motor, Ready-to-close signal. switch, Auxiliary switches 2NO+2NC, without Closing coil (CC), manual operating mechanism with mechanical closing, without Remote trip alarm reset coil (RR), without 2nd shunt trip, without 1st Shunt trip | 54430 | 1 | Z\ | 1
3WA1108-3CA03-0AA0 |  | Non-automatic circuit breaker Fixed-mounted version, IEC 60947-2, frame size 1, 3-poles, In=800A up to 690V AC 50/60Hz, breaking capacity S Icc=66/50kA at 500/690V, without electr. trip unit ETU, front connection double hole, able to communication, Manual operating mechanism with mechanical closing, without Spring charging motor, Ready-to-close signal. switch, Auxiliary switches 2NO+2NC, without Closing coil (CC), manual operating mechanism with mechanical closing, without Remote trip alarm reset coil (RR), without 2nd shunt trip, without 1st Shunt trip | 59530 | 1 | Z\ | 1
3WA1108-3CA11-0AA0 |  | Non-automatic circuit breaker Fixed-mounted version, IEC 60947-2, frame size 1, 4-poles, N-pole left, In=800A up to 690V AC 50/60Hz, breaking capacity S Icc=66/50kA at 500/690V, without electr. trip unit ETU, rear connection vertical, able to communication, Manual operating mechanism with mechanical closing, without Spring charging motor, Ready-to-close signal. switch, Auxiliary switches 2NO+2NC, without Closing coil (CC), manual operating mechanism with mechanical closing, without Remote trip alarm reset coil (RR), without 2nd shunt trip, without 1st Shunt trip | 72630 | 1 | Z\ | 1
3WA1108-3CA12-0AA0 |  | Non-automatic circuit breaker Fixed-mounted version, IEC 60947-2, frame size 1, 4-poles, N-pole left, In=800A up to 690V AC 50/60Hz, breaking capacity S Icc=66/50kA at 500/690V, without electr. trip unit ETU, rear connection horizontal, able to communication, Manual operating mechanism with mechanical closing, without Spring charging motor, Ready-to-close signal. switch, Auxiliary switches 2NO+2NC, without Closing coil (CC), manual operating mechanism with mechanical closing, without Remote trip alarm reset coil (RR), without 2nd shunt trip, without 1st Shunt trip | 70330 | 1 | Z\ | 1
3WA1108-3CA13-0AA0 |  | Non-automatic circuit breaker Fixed-mounted version, IEC 60947-2, frame size 1, 4-poles, N-pole left, In=800A up to 690V AC 50/60Hz, breaking capacity S Icc=66/50kA at 500/690V, without electr. trip unit ETU, front connection double hole, able to communication, Manual operating mechanism with mechanical closing, without Spring charging motor, Ready-to-close signal. switch, Auxiliary switches 2NO+2NC, without Closing coil (CC), manual operating mechanism with mechanical closing, without Remote trip alarm reset coil (RR), without 2nd shunt trip, without 1st Shunt trip | 77230 | 1 | Z\ | 1
3WA1108-3CA21-0AA0 |  | AC non-automatic air circuit breaker 3WA, fixed-mounted version, IEC 60947-2, size 1, 4-pole, N pole on right, In=800 A up to 690 V AC 50/60 Hz, breaking capacity S, Icc=66/50 kA at 500/690 V, without electronic trip unit ETU, connection at rear vertical, able to communication, Manual operating mechanism with mechanical closing, without Spring charging motor, Ready-to-close signal. switch, Auxiliary switches 2NO+2NC, without Closing coil (CC), manual operating mechanism with mechanical closing, without Remote trip alarm reset coil (RR), without 2nd shunt trip, without 1st Shunt trip | 72630 | 1 | Z\ | 1
3WA1108-3CA22-0AA0 |  | AC non-automatic air circuit breaker 3WA, fixed-mounted version, IEC 60947-2, size 1, 4-pole, N pole on right, In=800 A up to 690 V AC 50/60 Hz, breaking capacity S, Icc=66/50 kA at 500/690 V, without electronic trip unit ETU, connection at rear horizontal able to communication, Manual operating mechanism with mechanical closing, without Spring charging motor, Ready-to-close signal. switch, Auxiliary switches 2NO+2NC, without Closing coil (CC), manual operating mechanism with mechanical closing, without Remote trip alarm reset coil (RR), without 2nd shunt trip, without 1st Shunt trip | 70330 | 1 | Z\ | 1
3WA1108-3CA23-0AA0 |  | AC non-automatic air circuit breaker 3WA, fixed-mounted version, IEC 60947-2, size 1, 4-pole, N pole on right, In=800 A up to 690 V AC 50/60 Hz, breaking capacity S, Icc=66/50 kA at 500/690 V, without electronic trip unit ETU, front connection double hole, able to communication, Manual operating mechanism with mechanical closing, without Spring charging motor, Ready-to-close signal. switch, Auxiliary switches 2NO+2NC, without Closing coil (CC), manual operating mechanism with mechanical closing, without Remote trip alarm reset coil (RR), without 2nd shunt trip, without 1st Shunt trip | 77230 | 1 | Z\ | 1
3WA1108-3CA31-0AA0 |  | Non-automatic circuit breaker withdrawable version, with guide frame, IEC 60947-2, frame size 1, 3-poles, In=800A up to 690V AC 50/60Hz, breaking capacity S Icc=66/50kA at 500/690V, without electr. trip unit ETU, rear connection vertical, guide frame with shutter and w/o position signalling switch, able to communication, Manual operating mechanism with mechanical closing, without Spring charging motor, Ready-to-close signal. switch, Auxiliary switches 2NO+2NC, without Closing coil (CC), manual operating mechanism with mechanical closing, without Remote trip alarm reset coil (RR), without 2nd shunt trip, without 1st Shunt trip | 73430 | 1 | Z\ | 1
3WA1108-3CA32-0AA0 |  | Non-automatic circuit breaker withdrawable version, with guide frame, IEC 60947-2, frame size 1, 3-poles, In=800A up to 690V AC 50/60Hz, breaking capacity S Icc=66/50kA at 500/690V, without electr. trip unit ETU, rear connection horizontal, guide frame with shutter and w/o position signalling switch, able to communication, Manual operating mechanism with mechanical closing, without Spring charging motor, Ready-to-close signal. switch, Auxiliary switches 2NO+2NC, without Closing coil (CC), manual operating mechanism with mechanical closing, without Remote trip alarm reset coil (RR), without 2nd shunt trip, without 1st Shunt trip | 71630 | 1 | Z\ | 1
3WA1108-3CA33-0AA0 |  | Non-automatic circuit breaker withdrawable version, with guide frame, IEC 60947-2, frame size 1, 3-poles, In=800A up to 690V AC 50/60Hz, breaking capacity S Icc=66/50kA at 500/690V, without electr. trip unit ETU, front connection double hole, guide frame with shutter and w/o position signalling switch, able to communication, Manual operating mechanism with mechanical closing, without Spring charging motor, Ready-to-close signal. switch, Auxiliary switches 2NO+2NC, without Closing coil (CC), manual operating mechanism with mechanical closing, without Remote trip alarm reset coil (RR), without 2nd shunt trip, without 1st Shunt trip | 77030 | 1 | Z\ | 1
3WA1108-3CA34-0AA0 |  | Non-automatic circuit breaker withdrawable version, with guide frame, IEC 60947-2, frame size 1, 3-poles, In=800A up to 690V AC 50/60Hz, breaking capacity S Icc=66/50kA at 500/690V, without electr. trip unit ETU, rear connection flange, guide frame with shutter and w/o position signalling switch, able to communication, Manual operating mechanism with mechanical closing, without Spring charging motor, Ready-to-close signal. switch, Auxiliary switches 2NO+2NC, without Closing coil (CC), manual operating mechanism with mechanical closing, without Remote trip alarm reset coil (RR), without 2nd shunt trip, without 1st Shunt trip | 71630 | 1 | Z\ | 1
3WA1108-3CA41-0AA0 |  | Non-automatic circuit breaker withdrawable version, with guide frame, IEC 60947-2, frame size 1, 4-poles, N-pole left, In=800A up to 690V AC 50/60Hz, breaking capacity S Icc=66/50kA at 500/690V, without electr. trip unit ETU, rear connection vertical, guide frame with shutter and w/o position signalling switch, able to communication, Manual operating mechanism with mechanical closing, without Spring charging motor, Ready-to-close signal. switch, Auxiliary switches 2NO+2NC, without Closing coil (CC), manual operating mechanism with mechanical closing, without Remote trip alarm reset coil (RR), without 2nd shunt trip, without 1st Shunt trip | 95530 | 1 | Z\ | 1
3WA1108-3CA42-0AA0 |  | Non-automatic circuit breaker withdrawable version, with guide frame, IEC 60947-2, frame size 1, 4-poles, N-pole left, In=800A up to 690V AC 50/60Hz, breaking capacity S Icc=66/50kA at 500/690V, without electr. trip unit ETU, rear connection horizontal, guide frame with shutter and w/o position signalling switch, able to communication, Manual operating mechanism with mechanical closing, without Spring charging motor, Ready-to-close signal. switch, Auxiliary switches 2NO+2NC, without Closing coil (CC), manual operating mechanism with mechanical closing, without Remote trip alarm reset coil (RR), without 2nd shunt trip, without 1st Shunt trip | 93130 | 1 | Z\ | 1
3WA1108-3CA43-0AA0 |  | Non-automatic circuit breaker withdrawable version, with guide frame, IEC 60947-2, frame size 1, 4-poles, N-pole left, In=800A up to 690V AC 50/60Hz, breaking capacity S Icc=66/50kA at 500/690V, without electr. trip unit ETU, front connection double hole, guide frame with shutter and w/o position signalling switch, able to communication, Manual operating mechanism with mechanical closing, without Spring charging motor, Ready-to-close signal. switch, Auxiliary switches 2NO+2NC, without Closing coil (CC), manual operating mechanism with mechanical closing, without Remote trip alarm reset coil (RR), without 2nd shunt trip, without 1st Shunt trip | 100330 | 1 | Z\ | 1
3WA1108-3CA44-0AA0 |  | Non-automatic circuit breaker withdrawable version, with guide frame, IEC 60947-2, frame size 1, 4-poles, N-pole left, In=800A up to 690V AC 50/60Hz, breaking capacity S Icc=66/50kA at 500/690V, without electr. trip unit ETU, rear connection flange, guide frame with shutter and w/o position signalling switch, able to communication, Manual operating mechanism with mechanical closing, without Spring charging motor, Ready-to-close signal. switch, Auxiliary switches 2NO+2NC, without Closing coil (CC), manual operating mechanism with mechanical closing, without Remote trip alarm reset coil (RR), without 2nd shunt trip, without 1st Shunt trip | 93130 | 1 | Z\ | 1
3WA1108-3EE01-0AA0 |  | Fixed-mounted circuit breaker IEC 60947-2, frame size 1, 3-poles, In=800A up to 690V AC 50/60Hz, breaking capacity S Icu=66/50kA at 500/690V, Trip unit ETU600 LSI upgrade ready , colordisplay, bluetooth and USB interface, Protection LT, ST, INST, N-protection required an external N-sensor, incl. trip alarm switch (1xCO), rear connection vertical, with internal voltage tap on lower stab of circuit breaker, with voltage tap module VTM680 and power supply of ETU600, able to communication, integrated metering type PMF-1 Energy Efficiency, Voltage, Active energy Ea Manual operating mechanism with mechanical closing, without Spring charging motor, Ready-to-close signal. switch, Auxiliary switches 2NO+2NC, without Closing coil (CC), manual operating mechanism with mechanical closing, without Remote trip alarm reset coil (RR), without 2nd shunt trip, without 1st Shunt trip | 67970 | 1 | Z\ | 1
3WA1108-3EE02-0AA0 |  | Fixed-mounted circuit breaker IEC 60947-2, frame size 1, 3-poles, In=800A up to 690V AC 50/60Hz, breaking capacity S Icu=66/50kA at 500/690V, Trip unit ETU600 LSI upgrade ready , colordisplay, bluetooth and USB interface, Protection LT, ST, INST, N-protection required an external N-sensor, incl. trip alarm switch (1xCO), rear connection horizontal, with internal voltage tap on lower stab of circuit breaker, with voltage tap module VTM680 and power supply of ETU600, able to communication, integrated metering type PMF-1 Energy Efficiency, Voltage, Active energy Ea Manual operating mechanism with mechanical closing, without Spring charging motor, Ready-to-close signal. switch, Auxiliary switches 2NO+2NC, without Closing coil (CC), manual operating mechanism with mechanical closing, without Remote trip alarm reset coil (RR), without 2nd shunt trip, without 1st Shunt trip | 66270 | 1 | Z\ | 1
3WA1108-3EE03-0AA0 |  | Fixed-mounted circuit breaker IEC 60947-2, frame size 1, 3-poles, In=800A up to 690V AC 50/60Hz, breaking capacity S Icu=66/50kA at 500/690V, Trip unit ETU600 LSI upgrade ready , colordisplay, bluetooth and USB interface, Protection LT, ST, INST, N-protection required an external N-sensor, incl. trip alarm switch (1xCO), front connection double hole, with internal voltage tap on lower stab of circuit breaker, with voltage tap module VTM680 and power supply of ETU600, able to communication, integrated metering type PMF-1 Energy Efficiency, Voltage, Active energy Ea Manual operating mechanism with mechanical closing, without Spring charging motor, Ready-to-close signal. switch, Auxiliary switches 2NO+2NC, without Closing coil (CC), manual operating mechanism with mechanical closing, without Remote trip alarm reset coil (RR), without 2nd shunt trip, without 1st Shunt trip | 71470 | 1 | Z\ | 1
3WA1108-3EE11-0AA0 |  | Fixed-mounted circuit breaker IEC 60947-2, frame size 1, 4-poles, N-pole left, In=800A up to 690V AC 50/60Hz, breaking capacity S Icu=66/50kA at 500/690V, Trip unit ETU600 LSI upgrade ready , colordisplay, bluetooth and USB interface, Protection LT, ST, INST, include N-protection, (internal N-sensor available), incl. trip alarm switch (1xCO), rear connection vertical, with internal voltage tap on lower stab of circuit breaker, with voltage tap module VTM680 and power supply of ETU600, able to communication, integrated metering type PMF-1 Energy Efficiency, Voltage, Active energy Ea Manual operating mechanism with mechanical closing, without Spring charging motor, Ready-to-close signal. switch, Auxiliary switches 2NO+2NC, without Closing coil (CC), manual operating mechanism with mechanical closing, without Remote trip alarm reset coil (RR), without 2nd shunt trip, without 1st Shunt trip | 86970 | 1 | Z\ | 1
3WA1108-3EE12-0AA0 |  | Fixed-mounted circuit breaker IEC 60947-2, frame size 1, 4-poles, N-pole left, In=800A up to 690V AC 50/60Hz, breaking capacity S Icu=66/50kA at 500/690V, Trip unit ETU600 LSI upgrade ready , colordisplay, bluetooth and USB interface, Protection LT, ST, INST, include N-protection, (internal N-sensor available), incl. trip alarm switch (1xCO), rear connection horizontal, with internal voltage tap on lower stab of circuit breaker, with voltage tap module VTM680 and power supply of ETU600, able to communication, integrated metering type PMF-1 Energy Efficiency, Voltage, Active energy Ea Manual operating mechanism with mechanical closing, without Spring charging motor, Ready-to-close signal. switch, Auxiliary switches 2NO+2NC, without Closing coil (CC), manual operating mechanism with mechanical closing, without Remote trip alarm reset coil (RR), without 2nd shunt trip, without 1st Shunt trip | 84670 | 1 | Z\ | 1
3WA1108-3EE13-0AA0 |  | Fixed-mounted circuit breaker IEC 60947-2, frame size 1, 4-poles, N-pole left, In=800A up to 690V AC 50/60Hz, breaking capacity S Icu=66/50kA at 500/690V, Trip unit ETU600 LSI upgrade ready , colordisplay, bluetooth and USB interface, Protection LT, ST, INST, include N-protection, (internal N-sensor available), incl. trip alarm switch (1xCO), front connection double hole, with internal voltage tap on lower stab of circuit breaker, with voltage tap module VTM680 and power supply of ETU600, able to communication, integrated metering type PMF-1 Energy Efficiency, Voltage, Active energy Ea Manual operating mechanism with mechanical closing, without Spring charging motor, Ready-to-close signal. switch, Auxiliary switches 2NO+2NC, without Closing coil (CC), manual operating mechanism with mechanical closing, without Remote trip alarm reset coil (RR), without 2nd shunt trip, without 1st Shunt trip | 91470 | 1 | Z\ | 1
3WA1108-3EE21-0AA0 |  | fixed-mounted circuit breaker, IEC 60947-2, size 1, 4-pole, N pole on right, In=800 A up to 690 V AC 50/60 Hz, breaking capacity S Icu=66/50 kA at 500/690 V, tripping unit ETU600 LSI upgradeable, color display, Bluetooth, USB interface, basic protection LT, ST, INST, including protection of the N conductor (internal neutral point sensor available), trip alarm switch (1 x CO), connection at rear vertical, with internal voltage tap on lower stab of circuit breaker, with voltage tap module VTM680 and power supply of ETU600, able to communication, integrated metering type PMF-1 Energy Efficiency, Voltage, Active energy Ea Manual operating mechanism with mechanical closing, without Spring charging motor, Ready-to-close signal. switch, Auxiliary switches 2NO+2NC, without Closing coil (CC), manual operating mechanism with mechanical closing, without Remote trip alarm reset coil (RR), without 2nd shunt trip, without 1st Shunt trip | 86970 | 1 | Z\ | 1
3WA1108-3EE22-0AA0 |  | fixed-mounted circuit breaker, IEC 60947-2, size 1, 4-pole, N pole on right, In=800 A up to 690 V AC 50/60 Hz, breaking capacity S Icu=66/50 kA at 500/690 V, tripping unit ETU600 LSI upgradeable, color display, Bluetooth, USB interface, basic protection LT, ST, INST, including protection of the N conductor (internal neutral point sensor available), trip alarm switch (1 x CO), connection at rear horizontal with internal voltage tap on lower stab of circuit breaker, with voltage tap module VTM680 and power supply of ETU600, able to communication, integrated metering type PMF-1 Energy Efficiency, Voltage, Active energy Ea Manual operating mechanism with mechanical closing, without Spring charging motor, Ready-to-close signal. switch, Auxiliary switches 2NO+2NC, without Closing coil (CC), manual operating mechanism with mechanical closing, without Remote trip alarm reset coil (RR), without 2nd shunt trip, without 1st Shunt trip | 84670 | 1 | Z\ | 1
3WA1108-3EE23-0AA0 |  | fixed-mounted circuit breaker, IEC 60947-2, size 1, 4-pole, N pole on right, In=800 A up to 690 V AC 50/60 Hz, breaking capacity S Icu=66/50 kA at 500/690 V, tripping unit ETU600 LSI upgradeable, color display, Bluetooth, USB interface, basic protection LT, ST, INST, including protection of the N conductor (internal neutral point sensor available), trip alarm switch (1 x CO), front connection double hole, with internal voltage tap on lower stab of circuit breaker, with voltage tap module VTM680 and power supply of ETU600, able to communication, integrated metering type PMF-1 Energy Efficiency, Voltage, Active energy Ea Manual operating mechanism with mechanical closing, without Spring charging motor, Ready-to-close signal. switch, Auxiliary switches 2NO+2NC, without Closing coil (CC), manual operating mechanism with mechanical closing, without Remote trip alarm reset coil (RR), without 2nd shunt trip, without 1st Shunt trip | 91470 | 1 | Z\ | 1
3WA1108-3EE31-0AA0 |  | Withdrawable circuit breaker with guide frame, IEC 60947-2, frame size 1, 3-poles, In=800A up to 690V AC 50/60Hz, breaking capacity S Icu=66/50kA at 500/690V, Trip unit ETU600 LSI upgrade ready , colordisplay, bluetooth and USB interface, Protection LT, ST, INST, N-protection required an external N-sensor, incl. trip alarm switch (1xCO), rear connection vertical, guide frame with shutter and w/o position signalling switch, with internal voltage tap on lower stab of circuit breaker, with voltage tap module VTM680 and power supply of ETU600, able to communication, integrated metering type PMF-1 Energy Efficiency, Voltage, Active energy Ea Manual operating mechanism with mechanical closing, without Spring charging motor, Ready-to-close signal. switch, Auxiliary switches 2NO+2NC, without Closing coil (CC), manual operating mechanism with mechanical closing, without Remote trip alarm reset coil (RR), without 2nd shunt trip, without 1st Shunt trip | 88970 | 1 | Z\ | 1
3WA1108-3EE32-0AA0 |  | Withdrawable circuit breaker with guide frame, IEC 60947-2, frame size 1, 3-poles, In=800A up to 690V AC 50/60Hz, breaking capacity S Icu=66/50kA at 500/690V, Trip unit ETU600 LSI upgrade ready , colordisplay, bluetooth and USB interface, Protection LT, ST, INST, N-protection required an external N-sensor, incl. trip alarm switch (1xCO), rear connection horizontal, guide frame with shutter and w/o position signalling switch, with internal voltage tap on lower stab of circuit breaker, with voltage tap module VTM680 and power supply of ETU600, able to communication, integrated metering type PMF-1 Energy Efficiency, Voltage, Active energy Ea Manual operating mechanism with mechanical closing, without Spring charging motor, Ready-to-close signal. switch, Auxiliary switches 2NO+2NC, without Closing coil (CC), manual operating mechanism with mechanical closing, without Remote trip alarm reset coil (RR), without 2nd shunt trip, without 1st Shunt trip | 87170 | 1 | Z\ | 1
3WA1108-3EE33-0AA0 |  | Withdrawable circuit breaker with guide frame, IEC 60947-2, frame size 1, 3-poles, In=800A up to 690V AC 50/60Hz, breaking capacity S Icu=66/50kA at 500/690V, Trip unit ETU600 LSI upgrade ready , colordisplay, bluetooth and USB interface, Protection LT, ST, INST, N-protection required an external N-sensor, incl. trip alarm switch (1xCO), front connection double hole, guide frame with shutter and w/o position signalling switch, with internal voltage tap on lower stab of circuit breaker, with voltage tap module VTM680 and power supply of ETU600, able to communication, integrated metering type PMF-1 Energy Efficiency, Voltage, Active energy Ea Manual operating mechanism with mechanical closing, without Spring charging motor, Ready-to-close signal. switch, Auxiliary switches 2NO+2NC, without Closing coil (CC), manual operating mechanism with mechanical closing, without Remote trip alarm reset coil (RR), without 2nd shunt trip, without 1st Shunt trip | 92570 | 1 | Z\ | 1
3WA1108-3EE34-0AA0 |  | Withdrawable circuit breaker with guide frame, IEC 60947-2, frame size 1, 3-poles, In=800A up to 690V AC 50/60Hz, breaking capacity S Icu=66/50kA at 500/690V, Trip unit ETU600 LSI upgrade ready , colordisplay, bluetooth and USB interface, Protection LT, ST, INST, N-protection required an external N-sensor, incl. trip alarm switch (1xCO), rear connection flange, guide frame with shutter and w/o position signalling switch, with internal voltage tap on lower stab of circuit breaker, with voltage tap module VTM680 and power supply of ETU600, able to communication, integrated metering type PMF-1 Energy Efficiency, Voltage, Active energy Ea Manual operating mechanism with mechanical closing, without Spring charging motor, Ready-to-close signal. switch, Auxiliary switches 2NO+2NC, without Closing coil (CC), manual operating mechanism with mechanical closing, without Remote trip alarm reset coil (RR), without 2nd shunt trip, without 1st Shunt trip | 87170 | 1 | Z\ | 1
3WA1108-3EE41-0AA0 |  | Withdrawable circuit breaker with guide frame, IEC 60947-2, frame size 1, 4-poles, N-pole left, In=800A up to 690V AC 50/60Hz, breaking capacity S Icu=66/50kA at 500/690V, Trip unit ETU600 LSI upgrade ready , colordisplay, bluetooth and USB interface, Protection LT, ST, INST, include N-protection, (internal N-sensor available), incl. trip alarm switch (1xCO), rear connection vertical, guide frame with shutter and w/o position signalling switch, with internal voltage tap on lower stab of circuit breaker, with voltage tap module VTM680 and power supply of ETU600, able to communication, integrated metering type PMF-1 Energy Efficiency, Voltage, Active energy Ea Manual operating mechanism with mechanical closing, without Spring charging motor, Ready-to-close signal. switch, Auxiliary switches 2NO+2NC, without Closing coil (CC), manual operating mechanism with mechanical closing, without Remote trip alarm reset coil (RR), without 2nd shunt trip, without 1st Shunt trip | 114870 | 1 | Z\ | 1
3WA1108-3EE42-0AA0 |  | Withdrawable circuit breaker with guide frame, IEC 60947-2, frame size 1, 4-poles, N-pole left, In=800A up to 690V AC 50/60Hz, breaking capacity S Icu=66/50kA at 500/690V, Trip unit ETU600 LSI upgrade ready , colordisplay, bluetooth and USB interface, Protection LT, ST, INST, include N-protection, (internal N-sensor available), incl. trip alarm switch (1xCO), rear connection horizontal, guide frame with shutter and w/o position signalling switch, with internal voltage tap on lower stab of circuit breaker, with voltage tap module VTM680 and power supply of ETU600, able to communication, integrated metering type PMF-1 Energy Efficiency, Voltage, Active energy Ea Manual operating mechanism with mechanical closing, without Spring charging motor, Ready-to-close signal. switch, Auxiliary switches 2NO+2NC, without Closing coil (CC), manual operating mechanism with mechanical closing, without Remote trip alarm reset coil (RR), without 2nd shunt trip, without 1st Shunt trip | 111870 | 1 | Z\ | 1
3WA1108-3EE43-0AA0 |  | Withdrawable circuit breaker with guide frame, IEC 60947-2, frame size 1, 4-poles, N-pole left, In=800A up to 690V AC 50/60Hz, breaking capacity S Icu=66/50kA at 500/690V, Trip unit ETU600 LSI upgrade ready , colordisplay, bluetooth and USB interface, Protection LT, ST, INST, include N-protection, (internal N-sensor available), incl. trip alarm switch (1xCO), front connection double hole, guide frame with shutter and w/o position signalling switch, with internal voltage tap on lower stab of circuit breaker, with voltage tap module VTM680 and power supply of ETU600, able to communication, integrated metering type PMF-1 Energy Efficiency, Voltage, Active energy Ea Manual operating mechanism with mechanical closing, without Spring charging motor, Ready-to-close signal. switch, Auxiliary switches 2NO+2NC, without Closing coil (CC), manual operating mechanism with mechanical closing, without Remote trip alarm reset coil (RR), without 2nd shunt trip, without 1st Shunt trip | 119870 | 1 | Z\ | 1
3WA1108-3EE44-0AA0 |  | Withdrawable circuit breaker with guide frame, IEC 60947-2, frame size 1, 4-poles, N-pole left, In=800A up to 690V AC 50/60Hz, breaking capacity S Icu=66/50kA at 500/690V, Trip unit ETU600 LSI upgrade ready , colordisplay, bluetooth and USB interface, Protection LT, ST, INST, include N-protection, (internal N-sensor available), incl. trip alarm switch (1xCO), rear connection flange, guide frame with shutter and w/o position signalling switch, with internal voltage tap on lower stab of circuit breaker, with voltage tap module VTM680 and power supply of ETU600, able to communication, integrated metering type PMF-1 Energy Efficiency, Voltage, Active energy Ea Manual operating mechanism with mechanical closing, without Spring charging motor, Ready-to-close signal. switch, Auxiliary switches 2NO+2NC, without Closing coil (CC), manual operating mechanism with mechanical closing, without Remote trip alarm reset coil (RR), without 2nd shunt trip, without 1st Shunt trip | 111870 | 1 | Z\ | 1
3WA1108-3EF01-0AA0 |  | Fixed-mounted circuit breaker IEC 60947-2, frame size 1, 3-poles, In=800A up to 690V AC 50/60Hz, breaking capacity S Icu=66/50kA at 500/690V, Trip unit ETU600 LSIG upgrade ready , colordisplay, bluetooth and USB interface, Protection LT, ST, INST, GFx, N-protection required an external N-sensor, incl. trip alarm switch (1xCO), rear connection vertical, with internal voltage tap on lower stab of circuit breaker, with voltage tap module VTM680 and power supply of ETU600, able to communication, integrated metering type PMF-1 Energy Efficiency, Voltage, Active energy Ea Manual operating mechanism with mechanical closing, without Spring charging motor, Ready-to-close signal. switch, Auxiliary switches 2NO+2NC, without Closing coil (CC), manual operating mechanism with mechanical closing, without Remote trip alarm reset coil (RR), without 2nd shunt trip, without 1st Shunt trip | 78670 | 1 | Z\ | 1
3WA1108-3EF02-0AA0 |  | Fixed-mounted circuit breaker IEC 60947-2, frame size 1, 3-poles, In=800A up to 690V AC 50/60Hz, breaking capacity S Icu=66/50kA at 500/690V, Trip unit ETU600 LSIG upgrade ready , colordisplay, bluetooth and USB interface, Protection LT, ST, INST, GFx, N-protection required an external N-sensor, incl. trip alarm switch (1xCO), rear connection horizontal, with internal voltage tap on lower stab of circuit breaker, with voltage tap module VTM680 and power supply of ETU600, able to communication, integrated metering type PMF-1 Energy Efficiency, Voltage, Active energy Ea Manual operating mechanism with mechanical closing, without Spring charging motor, Ready-to-close signal. switch, Auxiliary switches 2NO+2NC, without Closing coil (CC), manual operating mechanism with mechanical closing, without Remote trip alarm reset coil (RR), without 2nd shunt trip, without 1st Shunt trip | 76870 | 1 | Z\ | 1
3WA1108-3EF03-0AA0 |  | Fixed-mounted circuit breaker IEC 60947-2, frame size 1, 3-poles, In=800A up to 690V AC 50/60Hz, breaking capacity S Icu=66/50kA at 500/690V, Trip unit ETU600 LSIG upgrade ready , colordisplay, bluetooth and USB interface, Protection LT, ST, INST, GFx, N-protection required an external N-sensor, incl. trip alarm switch (1xCO), front connection double hole, with internal voltage tap on lower stab of circuit breaker, with voltage tap module VTM680 and power supply of ETU600, able to communication, integrated metering type PMF-1 Energy Efficiency, Voltage, Active energy Ea Manual operating mechanism with mechanical closing, without Spring charging motor, Ready-to-close signal. switch, Auxiliary switches 2NO+2NC, without Closing coil (CC), manual operating mechanism with mechanical closing, without Remote trip alarm reset coil (RR), without 2nd shunt trip, without 1st Shunt trip | 82070 | 1 | Z\ | 1
3WA1108-3EF11-0AA0 |  | Fixed-mounted circuit breaker IEC 60947-2, frame size 1, 4-poles, N-pole left, In=800A up to 690V AC 50/60Hz, breaking capacity S Icu=66/50kA at 500/690V, Trip unit ETU600 LSIG upgrade ready , colordisplay, bluetooth and USB interface, Protection LT, ST, INST, GFx, include N-protection, (internal N-sensor available), incl. trip alarm switch (1xCO), rear connection vertical, with internal voltage tap on lower stab of circuit breaker, with voltage tap module VTM680 and power supply of ETU600, able to communication, integrated metering type PMF-1 Energy Efficiency, Voltage, Active energy Ea Manual operating mechanism with mechanical closing, without Spring charging motor, Ready-to-close signal. switch, Auxiliary switches 2NO+2NC, without Closing coil (CC), manual operating mechanism with mechanical closing, without Remote trip alarm reset coil (RR), without 2nd shunt trip, without 1st Shunt trip | 97570 | 1 | Z\ | 1
3WA1108-3EF12-0AA0 |  | Fixed-mounted circuit breaker IEC 60947-2, frame size 1, 4-poles, N-pole left, In=800A up to 690V AC 50/60Hz, breaking capacity S Icu=66/50kA at 500/690V, Trip unit ETU600 LSIG upgrade ready , colordisplay, bluetooth and USB interface, Protection LT, ST, INST, GFx, include N-protection, (internal N-sensor available), incl. trip alarm switch (1xCO), rear connection horizontal, with internal voltage tap on lower stab of circuit breaker, with voltage tap module VTM680 and power supply of ETU600, able to communication, integrated metering type PMF-1 Energy Efficiency, Voltage, Active energy Ea Manual operating mechanism with mechanical closing, without Spring charging motor, Ready-to-close signal. switch, Auxiliary switches 2NO+2NC, without Closing coil (CC), manual operating mechanism with mechanical closing, without Remote trip alarm reset coil (RR), without 2nd shunt trip, without 1st Shunt trip | 95270 | 1 | Z\ | 1
3WA1108-3EF13-0AA0 |  | Fixed-mounted circuit breaker IEC 60947-2, frame size 1, 4-poles, N-pole left, In=800A up to 690V AC 50/60Hz, breaking capacity S Icu=66/50kA at 500/690V, Trip unit ETU600 LSIG upgrade ready , colordisplay, bluetooth and USB interface, Protection LT, ST, INST, GFx, include N-protection, (internal N-sensor available), incl. trip alarm switch (1xCO), front connection double hole, with internal voltage tap on lower stab of circuit breaker, with voltage tap module VTM680 and power supply of ETU600, able to communication, integrated metering type PMF-1 Energy Efficiency, Voltage, Active energy Ea Manual operating mechanism with mechanical closing, without Spring charging motor, Ready-to-close signal. switch, Auxiliary switches 2NO+2NC, without Closing coil (CC), manual operating mechanism with mechanical closing, without Remote trip alarm reset coil (RR), without 2nd shunt trip, without 1st Shunt trip | 102170 | 1 | Z\ | 1
3WA1108-3EF21-0AA0 |  | fixed-mounted circuit breaker, IEC 60947-2, size 1, 4-pole, N pole on right, In=800 A up to 690 V AC 50/60 Hz, breaking capacity S Icu=66/50 kA at 500/690 V, tripping unit ETU600 LSIG upgradeable, color display, Bluetooth, USB interface, basic protection LT, ST, INST, GFx, including protection of the N conductor (internal neutral point sensor available), trip alarm switch (1 x CO), connection at rear vertical, with internal voltage tap on lower stab of circuit breaker, with voltage tap module VTM680 and power supply of ETU600, able to communication, integrated metering type PMF-1 Energy Efficiency, Voltage, Active energy Ea Manual operating mechanism with mechanical closing, without Spring charging motor, Ready-to-close signal. switch, Auxiliary switches 2NO+2NC, without Closing coil (CC), manual operating mechanism with mechanical closing, without Remote trip alarm reset coil (RR), without 2nd shunt trip, without 1st Shunt trip | 97570 | 1 | Z\ | 1
3WA1108-3EF22-0AA0 |  | fixed-mounted circuit breaker, IEC 60947-2, size 1, 4-pole, N pole on right, In=800 A up to 690 V AC 50/60 Hz, breaking capacity S Icu=66/50 kA at 500/690 V, tripping unit ETU600 LSIG upgradeable, color display, Bluetooth, USB interface, basic protection LT, ST, INST, GFx, including protection of the N conductor (internal neutral point sensor available), trip alarm switch (1 x CO), connection at rear horizontal with internal voltage tap on lower stab of circuit breaker, with voltage tap module VTM680 and power supply of ETU600, able to communication, integrated metering type PMF-1 Energy Efficiency, Voltage, Active energy Ea Manual operating mechanism with mechanical closing, without Spring charging motor, Ready-to-close signal. switch, Auxiliary switches 2NO+2NC, without Closing coil (CC), manual operating mechanism with mechanical closing, without Remote trip alarm reset coil (RR), without 2nd shunt trip, without 1st Shunt trip | 95270 | 1 | Z\ | 1
3WA1108-3EF23-0AA0 |  | fixed-mounted circuit breaker, IEC 60947-2, size 1, 4-pole, N pole on right, In=800 A up to 690 V AC 50/60 Hz, breaking capacity S Icu=66/50 kA at 500/690 V, tripping unit ETU600 LSIG upgradeable, color display, Bluetooth, USB interface, basic protection LT, ST, INST, GFx, including protection of the N conductor (internal neutral point sensor available), trip alarm switch (1 x CO), front connection double hole, with internal voltage tap on lower stab of circuit breaker, with voltage tap module VTM680 and power supply of ETU600, able to communication, integrated metering type PMF-1 Energy Efficiency, Voltage, Active energy Ea Manual operating mechanism with mechanical closing, without Spring charging motor, Ready-to-close signal. switch, Auxiliary switches 2NO+2NC, without Closing coil (CC), manual operating mechanism with mechanical closing, without Remote trip alarm reset coil (RR), without 2nd shunt trip, without 1st Shunt trip | 102170 | 1 | Z\ | 1
3WA1108-3EF31-0AA0 |  | Withdrawable circuit breaker with guide frame, IEC 60947-2, frame size 1, 3-poles, In=800A up to 690V AC 50/60Hz, breaking capacity S Icu=66/50kA at 500/690V, Trip unit ETU600 LSIG upgrade ready , colordisplay, bluetooth and USB interface, Protection LT, ST, INST, GFx, N-protection required an external N-sensor, incl. trip alarm switch (1xCO), rear connection vertical, guide frame with shutter and w/o position signalling switch, with internal voltage tap on lower stab of circuit breaker, with voltage tap module VTM680 and power supply of ETU600, able to communication, integrated metering type PMF-1 Energy Efficiency, Voltage, Active energy Ea Manual operating mechanism with mechanical closing, without Spring charging motor, Ready-to-close signal. switch, Auxiliary switches 2NO+2NC, without Closing coil (CC), manual operating mechanism with mechanical closing, without Remote trip alarm reset coil (RR), without 2nd shunt trip, without 1st Shunt trip | 99570 | 1 | Z\ | 1
3WA1108-3EF32-0AA0 |  | Withdrawable circuit breaker with guide frame, IEC 60947-2, frame size 1, 3-poles, In=800A up to 690V AC 50/60Hz, breaking capacity S Icu=66/50kA at 500/690V, Trip unit ETU600 LSIG upgrade ready , colordisplay, bluetooth and USB interface, Protection LT, ST, INST, GFx, N-protection required an external N-sensor, incl. trip alarm switch (1xCO), rear connection horizontal, guide frame with shutter and w/o position signalling switch, with internal voltage tap on lower stab of circuit breaker, with voltage tap module VTM680 and power supply of ETU600, able to communication, integrated metering type PMF-1 Energy Efficiency, Voltage, Active energy Ea Manual operating mechanism with mechanical closing, without Spring charging motor, Ready-to-close signal. switch, Auxiliary switches 2NO+2NC, without Closing coil (CC), manual operating mechanism with mechanical closing, without Remote trip alarm reset coil (RR), without 2nd shunt trip, without 1st Shunt trip | 97770 | 1 | Z\ | 1
3WA1108-3EF33-0AA0 |  | Withdrawable circuit breaker with guide frame, IEC 60947-2, frame size 1, 3-poles, In=800A up to 690V AC 50/60Hz, breaking capacity S Icu=66/50kA at 500/690V, Trip unit ETU600 LSIG upgrade ready , colordisplay, bluetooth and USB interface, Protection LT, ST, INST, GFx, N-protection required an external N-sensor, incl. trip alarm switch (1xCO), front connection double hole, guide frame with shutter and w/o position signalling switch, with internal voltage tap on lower stab of circuit breaker, with voltage tap module VTM680 and power supply of ETU600, able to communication, integrated metering type PMF-1 Energy Efficiency, Voltage, Active energy Ea Manual operating mechanism with mechanical closing, without Spring charging motor, Ready-to-close signal. switch, Auxiliary switches 2NO+2NC, without Closing coil (CC), manual operating mechanism with mechanical closing, without Remote trip alarm reset coil (RR), without 2nd shunt trip, without 1st Shunt trip | 103270 | 1 | Z\ | 1
3WA1108-3EF34-0AA0 |  | Withdrawable circuit breaker with guide frame, IEC 60947-2, frame size 1, 3-poles, In=800A up to 690V AC 50/60Hz, breaking capacity S Icu=66/50kA at 500/690V, Trip unit ETU600 LSIG upgrade ready , colordisplay, bluetooth and USB interface, Protection LT, ST, INST, GFx, N-protection required an external N-sensor, incl. trip alarm switch (1xCO), rear connection flange, guide frame with shutter and w/o position signalling switch, with internal voltage tap on lower stab of circuit breaker, with voltage tap module VTM680 and power supply of ETU600, able to communication, integrated metering type PMF-1 Energy Efficiency, Voltage, Active energy Ea Manual operating mechanism with mechanical closing, without Spring charging motor, Ready-to-close signal. switch, Auxiliary switches 2NO+2NC, without Closing coil (CC), manual operating mechanism with mechanical closing, without Remote trip alarm reset coil (RR), without 2nd shunt trip, without 1st Shunt trip | 97770 | 1 | Z\ | 1
3WA1108-3EF41-0AA0 |  | Withdrawable circuit breaker with guide frame, IEC 60947-2, frame size 1, 4-poles, N-pole left, In=800A up to 690V AC 50/60Hz, breaking capacity S Icu=66/50kA at 500/690V, Trip unit ETU600 LSIG upgrade ready , colordisplay, bluetooth and USB interface, Protection LT, ST, INST, GFx, include N-protection, (internal N-sensor available), incl. trip alarm switch (1xCO), rear connection vertical, guide frame with shutter and w/o position signalling switch, with internal voltage tap on lower stab of circuit breaker, with voltage tap module VTM680 and power supply of ETU600, able to communication, integrated metering type PMF-1 Energy Efficiency, Voltage, Active energy Ea Manual operating mechanism with mechanical closing, without Spring charging motor, Ready-to-close signal. switch, Auxiliary switches 2NO+2NC, without Closing coil (CC), manual operating mechanism with mechanical closing, without Remote trip alarm reset coil (RR), without 2nd shunt trip, without 1st Shunt trip | 124870 | 1 | Z\ | 1
3WA1108-3EF42-0AA0 |  | Withdrawable circuit breaker with guide frame, IEC 60947-2, frame size 1, 4-poles, N-pole left, In=800A up to 690V AC 50/60Hz, breaking capacity S Icu=66/50kA at 500/690V, Trip unit ETU600 LSIG upgrade ready , colordisplay, bluetooth and USB interface, Protection LT, ST, INST, GFx, include N-protection, (internal N-sensor available), incl. trip alarm switch (1xCO), rear connection horizontal, guide frame with shutter and w/o position signalling switch, with internal voltage tap on lower stab of circuit breaker, with voltage tap module VTM680 and power supply of ETU600, able to communication, integrated metering type PMF-1 Energy Efficiency, Voltage, Active energy Ea Manual operating mechanism with mechanical closing, without Spring charging motor, Ready-to-close signal. switch, Auxiliary switches 2NO+2NC, without Closing coil (CC), manual operating mechanism with mechanical closing, without Remote trip alarm reset coil (RR), without 2nd shunt trip, without 1st Shunt trip | 122870 | 1 | Z\ | 1
3WA1108-3EF43-0AA0 |  | Withdrawable circuit breaker with guide frame, IEC 60947-2, frame size 1, 4-poles, N-pole left, In=800A up to 690V AC 50/60Hz, breaking capacity S Icu=66/50kA at 500/690V, Trip unit ETU600 LSIG upgrade ready , colordisplay, bluetooth and USB interface, Protection LT, ST, INST, GFx, include N-protection, (internal N-sensor available), incl. trip alarm switch (1xCO), front connection double hole, guide frame with shutter and w/o position signalling switch, with internal voltage tap on lower stab of circuit breaker, with voltage tap module VTM680 and power supply of ETU600, able to communication, integrated metering type PMF-1 Energy Efficiency, Voltage, Active energy Ea Manual operating mechanism with mechanical closing, without Spring charging motor, Ready-to-close signal. switch, Auxiliary switches 2NO+2NC, without Closing coil (CC), manual operating mechanism with mechanical closing, without Remote trip alarm reset coil (RR), without 2nd shunt trip, without 1st Shunt trip | 129870 | 1 | Z\ | 1
3WA1108-3EF44-0AA0 |  | Withdrawable circuit breaker with guide frame, IEC 60947-2, frame size 1, 4-poles, N-pole left, In=800A up to 690V AC 50/60Hz, breaking capacity S Icu=66/50kA at 500/690V, Trip unit ETU600 LSIG upgrade ready , colordisplay, bluetooth and USB interface, Protection LT, ST, INST, GFx, include N-protection, (internal N-sensor available), incl. trip alarm switch (1xCO), rear connection flange, guide frame with shutter and w/o position signalling switch, with internal voltage tap on lower stab of circuit breaker, with voltage tap module VTM680 and power supply of ETU600, able to communication, integrated metering type PMF-1 Energy Efficiency, Voltage, Active energy Ea Manual operating mechanism with mechanical closing, without Spring charging motor, Ready-to-close signal. switch, Auxiliary switches 2NO+2NC, without Closing coil (CC), manual operating mechanism with mechanical closing, without Remote trip alarm reset coil (RR), without 2nd shunt trip, without 1st Shunt trip | 122870 | 1 | Z\ | 1
3WA1108-3FE01-0AA0 |  | Fixed-mounted circuit breaker IEC 60947-2, frame size 1, 3-poles, In=800A up to 690V AC 50/60Hz, breaking capacity S Icu=66/50kA at 500/690V, Trip unit ETU600 LSI upgrade ready , colordisplay, bluetooth and USB interface, Protection LT, ST, INST, N-protection required an external N-sensor, incl. trip alarm switch (1xCO), rear connection vertical, with internal voltage tap on lower stab of circuit breaker, with voltage tap module VTM680 and power supply of ETU600, able to communication, integrated metering type PMF-2 Basic Power Monitoring, Voltage, Energy, Power, Power factor, Frequency, Unbalance, Temperature, Manual operating mechanism with mechanical closing, without Spring charging motor, Ready-to-close signal. switch, Auxiliary switches 2NO+2NC, without Closing coil (CC), manual operating mechanism with mechanical closing, without Remote trip alarm reset coil (RR), without 2nd shunt trip, without 1st Shunt trip | 76800 | 1 | Z\ | 1
3WA1108-3FE02-0AA0 |  | Fixed-mounted circuit breaker IEC 60947-2, frame size 1, 3-poles, In=800A up to 690V AC 50/60Hz, breaking capacity S Icu=66/50kA at 500/690V, Trip unit ETU600 LSI upgrade ready , colordisplay, bluetooth and USB interface, Protection LT, ST, INST, N-protection required an external N-sensor, incl. trip alarm switch (1xCO), rear connection horizontal, with internal voltage tap on lower stab of circuit breaker, with voltage tap module VTM680 and power supply of ETU600, able to communication, integrated metering type PMF-2 Basic Power Monitoring, Voltage, Energy, Power, Power factor, Frequency, Unbalance, Temperature, Manual operating mechanism with mechanical closing, without Spring charging motor, Ready-to-close signal. switch, Auxiliary switches 2NO+2NC, without Closing coil (CC), manual operating mechanism with mechanical closing, without Remote trip alarm reset coil (RR), without 2nd shunt trip, without 1st Shunt trip | 75100 | 1 | Z\ | 1
3WA1108-3FE03-0AA0 |  | Fixed-mounted circuit breaker IEC 60947-2, frame size 1, 3-poles, In=800A up to 690V AC 50/60Hz, breaking capacity S Icu=66/50kA at 500/690V, Trip unit ETU600 LSI upgrade ready , colordisplay, bluetooth and USB interface, Protection LT, ST, INST, N-protection required an external N-sensor, incl. trip alarm switch (1xCO), front connection double hole, with internal voltage tap on lower stab of circuit breaker, with voltage tap module VTM680 and power supply of ETU600, able to communication, integrated metering type PMF-2 Basic Power Monitoring, Voltage, Energy, Power, Power factor, Frequency, Unbalance, Temperature, Manual operating mechanism with mechanical closing, without Spring charging motor, Ready-to-close signal. switch, Auxiliary switches 2NO+2NC, without Closing coil (CC), manual operating mechanism with mechanical closing, without Remote trip alarm reset coil (RR), without 2nd shunt trip, without 1st Shunt trip | 80300 | 1 | Z\ | 1
3WA1108-3FE11-0AA0 |  | Fixed-mounted circuit breaker IEC 60947-2, frame size 1, 4-poles, N-pole left, In=800A up to 690V AC 50/60Hz, breaking capacity S Icu=66/50kA at 500/690V, Trip unit ETU600 LSI upgrade ready , colordisplay, bluetooth and USB interface, Protection LT, ST, INST, include N-protection, (internal N-sensor available), incl. trip alarm switch (1xCO), rear connection vertical, with internal voltage tap on lower stab of circuit breaker, with voltage tap module VTM680 and power supply of ETU600, able to communication, integrated metering type PMF-2 Basic Power Monitoring, Voltage, Energy, Power, Power factor, Frequency, Unbalance, Temperature, Manual operating mechanism with mechanical closing, without Spring charging motor, Ready-to-close signal. switch, Auxiliary switches 2NO+2NC, without Closing coil (CC), manual operating mechanism with mechanical closing, without Remote trip alarm reset coil (RR), without 2nd shunt trip, without 1st Shunt trip | 95800 | 1 | Z\ | 1
3WA1108-3FE12-0AA0 |  | Fixed-mounted circuit breaker IEC 60947-2, frame size 1, 4-poles, N-pole left, In=800A up to 690V AC 50/60Hz, breaking capacity S Icu=66/50kA at 500/690V, Trip unit ETU600 LSI upgrade ready , colordisplay, bluetooth and USB interface, Protection LT, ST, INST, include N-protection, (internal N-sensor available), incl. trip alarm switch (1xCO), rear connection horizontal, with internal voltage tap on lower stab of circuit breaker, with voltage tap module VTM680 and power supply of ETU600, able to communication, integrated metering type PMF-2 Basic Power Monitoring, Voltage, Energy, Power, Power factor, Frequency, Unbalance, Temperature, Manual operating mechanism with mechanical closing, without Spring charging motor, Ready-to-close signal. switch, Auxiliary switches 2NO+2NC, without Closing coil (CC), manual operating mechanism with mechanical closing, without Remote trip alarm reset coil (RR), without 2nd shunt trip, without 1st Shunt trip | 93500 | 1 | Z\ | 1
3WA1108-3FE13-0AA0 |  | Fixed-mounted circuit breaker IEC 60947-2, frame size 1, 4-poles, N-pole left, In=800A up to 690V AC 50/60Hz, breaking capacity S Icu=66/50kA at 500/690V, Trip unit ETU600 LSI upgrade ready , colordisplay, bluetooth and USB interface, Protection LT, ST, INST, include N-protection, (internal N-sensor available), incl. trip alarm switch (1xCO), front connection double hole, with internal voltage tap on lower stab of circuit breaker, with voltage tap module VTM680 and power supply of ETU600, able to communication, integrated metering type PMF-2 Basic Power Monitoring, Voltage, Energy, Power, Power factor, Frequency, Unbalance, Temperature, Manual operating mechanism with mechanical closing, without Spring charging motor, Ready-to-close signal. switch, Auxiliary switches 2NO+2NC, without Closing coil (CC), manual operating mechanism with mechanical closing, without Remote trip alarm reset coil (RR), without 2nd shunt trip, without 1st Shunt trip | 100300 | 1 | Z\ | 1
3WA1108-3FE21-0AA0 |  | fixed-mounted circuit breaker, IEC 60947-2, size 1, 4-pole, N pole on right, In=800 A up to 690 V AC 50/60 Hz, breaking capacity S Icu=66/50 kA at 500/690 V, tripping unit ETU600 LSI upgradeable, color display, Bluetooth, USB interface, basic protection LT, ST, INST, including protection of the N conductor (internal neutral point sensor available), trip alarm switch (1 x CO), connection at rear vertical, with internal voltage tap on lower stab of circuit breaker, with voltage tap module VTM680 and power supply of ETU600, able to communication, integrated metering type PMF-2 Basic Power Monitoring, Voltage, Energy, Power, Power factor, Frequency, Unbalance, Temperature, Manual operating mechanism with mechanical closing, without Spring charging motor, Ready-to-close signal. switch, Auxiliary switches 2NO+2NC, without Closing coil (CC), manual operating mechanism with mechanical closing, without Remote trip alarm reset coil (RR), without 2nd shunt trip, without 1st Shunt trip | 95800 | 1 | Z\ | 1
3WA1108-3FE22-0AA0 |  | fixed-mounted circuit breaker, IEC 60947-2, size 1, 4-pole, N pole on right, In=800 A up to 690 V AC 50/60 Hz, breaking capacity S Icu=66/50 kA at 500/690 V, tripping unit ETU600 LSI upgradeable, color display, Bluetooth, USB interface, basic protection LT, ST, INST, including protection of the N conductor (internal neutral point sensor available), trip alarm switch (1 x CO), connection at rear horizontal with internal voltage tap on lower stab of circuit breaker, with voltage tap module VTM680 and power supply of ETU600, able to communication, integrated metering type PMF-2 Basic Power Monitoring, Voltage, Energy, Power, Power factor, Frequency, Unbalance, Temperature, Manual operating mechanism with mechanical closing, without Spring charging motor, Ready-to-close signal. switch, Auxiliary switches 2NO+2NC, without Closing coil (CC), manual operating mechanism with mechanical closing, without Remote trip alarm reset coil (RR), without 2nd shunt trip, without 1st Shunt trip | 93500 | 1 | Z\ | 1
3WA1108-3FE23-0AA0 |  | fixed-mounted circuit breaker, IEC 60947-2, size 1, 4-pole, N pole on right, In=800 A up to 690 V AC 50/60 Hz, breaking capacity S Icu=66/50 kA at 500/690 V, tripping unit ETU600 LSI upgradeable, color display, Bluetooth, USB interface, basic protection LT, ST, INST, including protection of the N conductor (internal neutral point sensor available), trip alarm switch (1 x CO), front connection double hole, with internal voltage tap on lower stab of circuit breaker, with voltage tap module VTM680 and power supply of ETU600, able to communication, integrated metering type PMF-2 Basic Power Monitoring, Voltage, Energy, Power, Power factor, Frequency, Unbalance, Temperature, Manual operating mechanism with mechanical closing, without Spring charging motor, Ready-to-close signal. switch, Auxiliary switches 2NO+2NC, without Closing coil (CC), manual operating mechanism with mechanical closing, without Remote trip alarm reset coil (RR), without 2nd shunt trip, without 1st Shunt trip | 100300 | 1 | Z\ | 1
3WA1108-3FE31-0AA0 |  | Withdrawable circuit breaker with guide frame, IEC 60947-2, frame size 1, 3-poles, In=800A up to 690V AC 50/60Hz, breaking capacity S Icu=66/50kA at 500/690V, Trip unit ETU600 LSI upgrade ready , colordisplay, bluetooth and USB interface, Protection LT, ST, INST, N-protection required an external N-sensor, incl. trip alarm switch (1xCO), rear connection vertical, guide frame with shutter and w/o position signalling switch, with internal voltage tap on lower stab of circuit breaker, with voltage tap module VTM680 and power supply of ETU600, able to communication, integrated metering type PMF-2 Basic Power Monitoring, Voltage, Energy, Power, Power factor, Frequency, Unbalance, Temperature, Manual operating mechanism with mechanical closing, without Spring charging motor, Ready-to-close signal. switch, Auxiliary switches 2NO+2NC, without Closing coil (CC), manual operating mechanism with mechanical closing, without Remote trip alarm reset coil (RR), without 2nd shunt trip, without 1st Shunt trip | 97800 | 1 | Z\ | 1
3WA1108-3FE32-0AA0 |  | Withdrawable circuit breaker with guide frame, IEC 60947-2, frame size 1, 3-poles, In=800A up to 690V AC 50/60Hz, breaking capacity S Icu=66/50kA at 500/690V, Trip unit ETU600 LSI upgrade ready , colordisplay, bluetooth and USB interface, Protection LT, ST, INST, N-protection required an external N-sensor, incl. trip alarm switch (1xCO), rear connection horizontal, guide frame with shutter and w/o position signalling switch, with internal voltage tap on lower stab of circuit breaker, with voltage tap module VTM680 and power supply of ETU600, able to communication, integrated metering type PMF-2 Basic Power Monitoring, Voltage, Energy, Power, Power factor, Frequency, Unbalance, Temperature, Manual operating mechanism with mechanical closing, without Spring charging motor, Ready-to-close signal. switch, Auxiliary switches 2NO+2NC, without Closing coil (CC), manual operating mechanism with mechanical closing, without Remote trip alarm reset coil (RR), without 2nd shunt trip, without 1st Shunt trip | 96000 | 1 | Z\ | 1
3WA1108-3FE33-0AA0 |  | Withdrawable circuit breaker with guide frame, IEC 60947-2, frame size 1, 3-poles, In=800A up to 690V AC 50/60Hz, breaking capacity S Icu=66/50kA at 500/690V, Trip unit ETU600 LSI upgrade ready , colordisplay, bluetooth and USB interface, Protection LT, ST, INST, N-protection required an external N-sensor, incl. trip alarm switch (1xCO), front connection double hole, guide frame with shutter and w/o position signalling switch, with internal voltage tap on lower stab of circuit breaker, with voltage tap module VTM680 and power supply of ETU600, able to communication, integrated metering type PMF-2 Basic Power Monitoring, Voltage, Energy, Power, Power factor, Frequency, Unbalance, Temperature, Manual operating mechanism with mechanical closing, without Spring charging motor, Ready-to-close signal. switch, Auxiliary switches 2NO+2NC, without Closing coil (CC), manual operating mechanism with mechanical closing, without Remote trip alarm reset coil (RR), without 2nd shunt trip, without 1st Shunt trip | 101400 | 1 | Z\ | 1
3WA1108-3FE34-0AA0 |  | Withdrawable circuit breaker with guide frame, IEC 60947-2, frame size 1, 3-poles, In=800A up to 690V AC 50/60Hz, breaking capacity S Icu=66/50kA at 500/690V, Trip unit ETU600 LSI upgrade ready , colordisplay, bluetooth and USB interface, Protection LT, ST, INST, N-protection required an external N-sensor, incl. trip alarm switch (1xCO), rear connection flange, guide frame with shutter and w/o position signalling switch, with internal voltage tap on lower stab of circuit breaker, with voltage tap module VTM680 and power supply of ETU600, able to communication, integrated metering type PMF-2 Basic Power Monitoring, Voltage, Energy, Power, Power factor, Frequency, Unbalance, Temperature, Manual operating mechanism with mechanical closing, without Spring charging motor, Ready-to-close signal. switch, Auxiliary switches 2NO+2NC, without Closing coil (CC), manual operating mechanism with mechanical closing, without Remote trip alarm reset coil (RR), without 2nd shunt trip, without 1st Shunt trip | 96000 | 1 | Z\ | 1
3WA1108-3FE41-0AA0 |  | Withdrawable circuit breaker with guide frame, IEC 60947-2, frame size 1, 4-poles, N-pole left, In=800A up to 690V AC 50/60Hz, breaking capacity S Icu=66/50kA at 500/690V, Trip unit ETU600 LSI upgrade ready , colordisplay, bluetooth and USB interface, Protection LT, ST, INST, include N-protection, (internal N-sensor available), incl. trip alarm switch (1xCO), rear connection vertical, guide frame with shutter and w/o position signalling switch, with internal voltage tap on lower stab of circuit breaker, with voltage tap module VTM680 and power supply of ETU600, able to communication, integrated metering type PMF-2 Basic Power Monitoring, Voltage, Energy, Power, Power factor, Frequency, Unbalance, Temperature, Manual operating mechanism with mechanical closing, without Spring charging motor, Ready-to-close signal. switch, Auxiliary switches 2NO+2NC, without Closing coil (CC), manual operating mechanism with mechanical closing, without Remote trip alarm reset coil (RR), without 2nd shunt trip, without 1st Shunt trip | 123700 | 1 | Z\ | 1
3WA1108-3FE42-0AA0 |  | Withdrawable circuit breaker with guide frame, IEC 60947-2, frame size 1, 4-poles, N-pole left, In=800A up to 690V AC 50/60Hz, breaking capacity S Icu=66/50kA at 500/690V, Trip unit ETU600 LSI upgrade ready , colordisplay, bluetooth and USB interface, Protection LT, ST, INST, include N-protection, (internal N-sensor available), incl. trip alarm switch (1xCO), rear connection horizontal, guide frame with shutter and w/o position signalling switch, with internal voltage tap on lower stab of circuit breaker, with voltage tap module VTM680 and power supply of ETU600, able to communication, integrated metering type PMF-2 Basic Power Monitoring, Voltage, Energy, Power, Power factor, Frequency, Unbalance, Temperature, Manual operating mechanism with mechanical closing, without Spring charging motor, Ready-to-close signal. switch, Auxiliary switches 2NO+2NC, without Closing coil (CC), manual operating mechanism with mechanical closing, without Remote trip alarm reset coil (RR), without 2nd shunt trip, without 1st Shunt trip | 120700 | 1 | Z\ | 1
3WA1108-3FE43-0AA0 |  | Withdrawable circuit breaker with guide frame, IEC 60947-2, frame size 1, 4-poles, N-pole left, In=800A up to 690V AC 50/60Hz, breaking capacity S Icu=66/50kA at 500/690V, Trip unit ETU600 LSI upgrade ready , colordisplay, bluetooth and USB interface, Protection LT, ST, INST, include N-protection, (internal N-sensor available), incl. trip alarm switch (1xCO), front connection double hole, guide frame with shutter and w/o position signalling switch, with internal voltage tap on lower stab of circuit breaker, with voltage tap module VTM680 and power supply of ETU600, able to communication, integrated metering type PMF-2 Basic Power Monitoring, Voltage, Energy, Power, Power factor, Frequency, Unbalance, Temperature, Manual operating mechanism with mechanical closing, without Spring charging motor, Ready-to-close signal. switch, Auxiliary switches 2NO+2NC, without Closing coil (CC), manual operating mechanism with mechanical closing, without Remote trip alarm reset coil (RR), without 2nd shunt trip, without 1st Shunt trip | 128700 | 1 | Z\ | 1
3WA1108-3FE44-0AA0 |  | Withdrawable circuit breaker with guide frame, IEC 60947-2, frame size 1, 4-poles, N-pole left, In=800A up to 690V AC 50/60Hz, breaking capacity S Icu=66/50kA at 500/690V, Trip unit ETU600 LSI upgrade ready , colordisplay, bluetooth and USB interface, Protection LT, ST, INST, include N-protection, (internal N-sensor available), incl. trip alarm switch (1xCO), rear connection flange, guide frame with shutter and w/o position signalling switch, with internal voltage tap on lower stab of circuit breaker, with voltage tap module VTM680 and power supply of ETU600, able to communication, integrated metering type PMF-2 Basic Power Monitoring, Voltage, Energy, Power, Power factor, Frequency, Unbalance, Temperature, Manual operating mechanism with mechanical closing, without Spring charging motor, Ready-to-close signal. switch, Auxiliary switches 2NO+2NC, without Closing coil (CC), manual operating mechanism with mechanical closing, without Remote trip alarm reset coil (RR), without 2nd shunt trip, without 1st Shunt trip | 120700 | 1 | Z\ | 1
3WA1108-3FF01-0AA0 |  | Fixed-mounted circuit breaker IEC 60947-2, frame size 1, 3-poles, In=800A up to 690V AC 50/60Hz, breaking capacity S Icu=66/50kA at 500/690V, Trip unit ETU600 LSIG upgrade ready , colordisplay, bluetooth and USB interface, Protection LT, ST, INST, GFx, N-protection required an external N-sensor, incl. trip alarm switch (1xCO), rear connection vertical, with internal voltage tap on lower stab of circuit breaker, with voltage tap module VTM680 and power supply of ETU600, able to communication, integrated metering type PMF-2 Basic Power Monitoring, Voltage, Energy, Power, Power factor, Frequency, Unbalance, Temperature, Manual operating mechanism with mechanical closing, without Spring charging motor, Ready-to-close signal. switch, Auxiliary switches 2NO+2NC, without Closing coil (CC), manual operating mechanism with mechanical closing, without Remote trip alarm reset coil (RR), without 2nd shunt trip, without 1st Shunt trip | 87500 | 1 | Z\ | 1
3WA1108-3FF02-0AA0 |  | Fixed-mounted circuit breaker IEC 60947-2, frame size 1, 3-poles, In=800A up to 690V AC 50/60Hz, breaking capacity S Icu=66/50kA at 500/690V, Trip unit ETU600 LSIG upgrade ready , colordisplay, bluetooth and USB interface, Protection LT, ST, INST, GFx, N-protection required an external N-sensor, incl. trip alarm switch (1xCO), rear connection horizontal, with internal voltage tap on lower stab of circuit breaker, with voltage tap module VTM680 and power supply of ETU600, able to communication, integrated metering type PMF-2 Basic Power Monitoring, Voltage, Energy, Power, Power factor, Frequency, Unbalance, Temperature, Manual operating mechanism with mechanical closing, without Spring charging motor, Ready-to-close signal. switch, Auxiliary switches 2NO+2NC, without Closing coil (CC), manual operating mechanism with mechanical closing, without Remote trip alarm reset coil (RR), without 2nd shunt trip, without 1st Shunt trip | 85700 | 1 | Z\ | 1
3WA1108-3FF03-0AA0 |  | Fixed-mounted circuit breaker IEC 60947-2, frame size 1, 3-poles, In=800A up to 690V AC 50/60Hz, breaking capacity S Icu=66/50kA at 500/690V, Trip unit ETU600 LSIG upgrade ready , colordisplay, bluetooth and USB interface, Protection LT, ST, INST, GFx, N-protection required an external N-sensor, incl. trip alarm switch (1xCO), front connection double hole, with internal voltage tap on lower stab of circuit breaker, with voltage tap module VTM680 and power supply of ETU600, able to communication, integrated metering type PMF-2 Basic Power Monitoring, Voltage, Energy, Power, Power factor, Frequency, Unbalance, Temperature, Manual operating mechanism with mechanical closing, without Spring charging motor, Ready-to-close signal. switch, Auxiliary switches 2NO+2NC, without Closing coil (CC), manual operating mechanism with mechanical closing, without Remote trip alarm reset coil (RR), without 2nd shunt trip, without 1st Shunt trip | 90900 | 1 | Z\ | 1
3WA1108-3FF11-0AA0 |  | Fixed-mounted circuit breaker IEC 60947-2, frame size 1, 4-poles, N-pole left, In=800A up to 690V AC 50/60Hz, breaking capacity S Icu=66/50kA at 500/690V, Trip unit ETU600 LSIG upgrade ready , colordisplay, bluetooth and USB interface, Protection LT, ST, INST, GFx, include N-protection, (internal N-sensor available), incl. trip alarm switch (1xCO), rear connection vertical, with internal voltage tap on lower stab of circuit breaker, with voltage tap module VTM680 and power supply of ETU600, able to communication, integrated metering type PMF-2 Basic Power Monitoring, Voltage, Energy, Power, Power factor, Frequency, Unbalance, Temperature, Manual operating mechanism with mechanical closing, without Spring charging motor, Ready-to-close signal. switch, Auxiliary switches 2NO+2NC, without Closing coil (CC), manual operating mechanism with mechanical closing, without Remote trip alarm reset coil (RR), without 2nd shunt trip, without 1st Shunt trip | 106400 | 1 | Z\ | 1
3WA1108-3FF12-0AA0 |  | Fixed-mounted circuit breaker IEC 60947-2, frame size 1, 4-poles, N-pole left, In=800A up to 690V AC 50/60Hz, breaking capacity S Icu=66/50kA at 500/690V, Trip unit ETU600 LSIG upgrade ready , colordisplay, bluetooth and USB interface, Protection LT, ST, INST, GFx, include N-protection, (internal N-sensor available), incl. trip alarm switch (1xCO), rear connection horizontal, with internal voltage tap on lower stab of circuit breaker, with voltage tap module VTM680 and power supply of ETU600, able to communication, integrated metering type PMF-2 Basic Power Monitoring, Voltage, Energy, Power, Power factor, Frequency, Unbalance, Temperature, Manual operating mechanism with mechanical closing, without Spring charging motor, Ready-to-close signal. switch, Auxiliary switches 2NO+2NC, without Closing coil (CC), manual operating mechanism with mechanical closing, without Remote trip alarm reset coil (RR), without 2nd shunt trip, without 1st Shunt trip | 104100 | 1 | Z\ | 1
3WA1108-3FF13-0AA0 |  | Fixed-mounted circuit breaker IEC 60947-2, frame size 1, 4-poles, N-pole left, In=800A up to 690V AC 50/60Hz, breaking capacity S Icu=66/50kA at 500/690V, Trip unit ETU600 LSIG upgrade ready , colordisplay, bluetooth and USB interface, Protection LT, ST, INST, GFx, include N-protection, (internal N-sensor available), incl. trip alarm switch (1xCO), front connection double hole, with internal voltage tap on lower stab of circuit breaker, with voltage tap module VTM680 and power supply of ETU600, able to communication, integrated metering type PMF-2 Basic Power Monitoring, Voltage, Energy, Power, Power factor, Frequency, Unbalance, Temperature, Manual operating mechanism with mechanical closing, without Spring charging motor, Ready-to-close signal. switch, Auxiliary switches 2NO+2NC, without Closing coil (CC), manual operating mechanism with mechanical closing, without Remote trip alarm reset coil (RR), without 2nd shunt trip, without 1st Shunt trip | 111000 | 1 | Z\ | 1
3WA1108-3FF21-0AA0 |  | fixed-mounted circuit breaker, IEC 60947-2, size 1, 4-pole, N pole on right, In=800 A up to 690 V AC 50/60 Hz, breaking capacity S Icu=66/50 kA at 500/690 V, tripping unit ETU600 LSIG upgradeable, color display, Bluetooth, USB interface, basic protection LT, ST, INST, GFx, including protection of the N conductor (internal neutral point sensor available), trip alarm switch (1 x CO), connection at rear vertical, with internal voltage tap on lower stab of circuit breaker, with voltage tap module VTM680 and power supply of ETU600, able to communication, integrated metering type PMF-2 Basic Power Monitoring, Voltage, Energy, Power, Power factor, Frequency, Unbalance, Temperature, Manual operating mechanism with mechanical closing, without Spring charging motor, Ready-to-close signal. switch, Auxiliary switches 2NO+2NC, without Closing coil (CC), manual operating mechanism with mechanical closing, without Remote trip alarm reset coil (RR), without 2nd shunt trip, without 1st Shunt trip | 106400 | 1 | Z\ | 1
3WA1108-3FF22-0AA0 |  | fixed-mounted circuit breaker, IEC 60947-2, size 1, 4-pole, N pole on right, In=800 A up to 690 V AC 50/60 Hz, breaking capacity S Icu=66/50 kA at 500/690 V, tripping unit ETU600 LSIG upgradeable, color display, Bluetooth, USB interface, basic protection LT, ST, INST, GFx, including protection of the N conductor (internal neutral point sensor available), trip alarm switch (1 x CO), connection at rear horizontal with internal voltage tap on lower stab of circuit breaker, with voltage tap module VTM680 and power supply of ETU600, able to communication, integrated metering type PMF-2 Basic Power Monitoring, Voltage, Energy, Power, Power factor, Frequency, Unbalance, Temperature, Manual operating mechanism with mechanical closing, without Spring charging motor, Ready-to-close signal. switch, Auxiliary switches 2NO+2NC, without Closing coil (CC), manual operating mechanism with mechanical closing, without Remote trip alarm reset coil (RR), without 2nd shunt trip, without 1st Shunt trip | 104100 | 1 | Z\ | 1
3WA1108-3FF23-0AA0 |  | fixed-mounted circuit breaker, IEC 60947-2, size 1, 4-pole, N pole on right, In=800 A up to 690 V AC 50/60 Hz, breaking capacity S Icu=66/50 kA at 500/690 V, tripping unit ETU600 LSIG upgradeable, color display, Bluetooth, USB interface, basic protection LT, ST, INST, GFx, including protection of the N conductor (internal neutral point sensor available), trip alarm switch (1 x CO), front connection double hole, with internal voltage tap on lower stab of circuit breaker, with voltage tap module VTM680 and power supply of ETU600, able to communication, integrated metering type PMF-2 Basic Power Monitoring, Voltage, Energy, Power, Power factor, Frequency, Unbalance, Temperature, Manual operating mechanism with mechanical closing, without Spring charging motor, Ready-to-close signal. switch, Auxiliary switches 2NO+2NC, without Closing coil (CC), manual operating mechanism with mechanical closing, without Remote trip alarm reset coil (RR), without 2nd shunt trip, without 1st Shunt trip | 111000 | 1 | Z\ | 1
3WA1108-3FF31-0AA0 |  | Withdrawable circuit breaker with guide frame, IEC 60947-2, frame size 1, 3-poles, In=800A up to 690V AC 50/60Hz, breaking capacity S Icu=66/50kA at 500/690V, Trip unit ETU600 LSIG upgrade ready , colordisplay, bluetooth and USB interface, Protection LT, ST, INST, GFx, N-protection required an external N-sensor, incl. trip alarm switch (1xCO), rear connection vertical, guide frame with shutter and w/o position signalling switch, with internal voltage tap on lower stab of circuit breaker, with voltage tap module VTM680 and power supply of ETU600, able to communication, integrated metering type PMF-2 Basic Power Monitoring, Voltage, Energy, Power, Power factor, Frequency, Unbalance, Temperature, Manual operating mechanism with mechanical closing, without Spring charging motor, Ready-to-close signal. switch, Auxiliary switches 2NO+2NC, without Closing coil (CC), manual operating mechanism with mechanical closing, without Remote trip alarm reset coil (RR), without 2nd shunt trip, without 1st Shunt trip | 108400 | 1 | Z\ | 1
3WA1108-3FF32-0AA0 |  | Withdrawable circuit breaker with guide frame, IEC 60947-2, frame size 1, 3-poles, In=800A up to 690V AC 50/60Hz, breaking capacity S Icu=66/50kA at 500/690V, Trip unit ETU600 LSIG upgrade ready , colordisplay, bluetooth and USB interface, Protection LT, ST, INST, GFx, N-protection required an external N-sensor, incl. trip alarm switch (1xCO), rear connection horizontal, guide frame with shutter and w/o position signalling switch, with internal voltage tap on lower stab of circuit breaker, with voltage tap module VTM680 and power supply of ETU600, able to communication, integrated metering type PMF-2 Basic Power Monitoring, Voltage, Energy, Power, Power factor, Frequency, Unbalance, Temperature, Manual operating mechanism with mechanical closing, without Spring charging motor, Ready-to-close signal. switch, Auxiliary switches 2NO+2NC, without Closing coil (CC), manual operating mechanism with mechanical closing, without Remote trip alarm reset coil (RR), without 2nd shunt trip, without 1st Shunt trip | 106600 | 1 | Z\ | 1
3WA1108-3FF33-0AA0 |  | Withdrawable circuit breaker with guide frame, IEC 60947-2, frame size 1, 3-poles, In=800A up to 690V AC 50/60Hz, breaking capacity S Icu=66/50kA at 500/690V, Trip unit ETU600 LSIG upgrade ready , colordisplay, bluetooth and USB interface, Protection LT, ST, INST, GFx, N-protection required an external N-sensor, incl. trip alarm switch (1xCO), front connection double hole, guide frame with shutter and w/o position signalling switch, with internal voltage tap on lower stab of circuit breaker, with voltage tap module VTM680 and power supply of ETU600, able to communication, integrated metering type PMF-2 Basic Power Monitoring, Voltage, Energy, Power, Power factor, Frequency, Unbalance, Temperature, Manual operating mechanism with mechanical closing, without Spring charging motor, Ready-to-close signal. switch, Auxiliary switches 2NO+2NC, without Closing coil (CC), manual operating mechanism with mechanical closing, without Remote trip alarm reset coil (RR), without 2nd shunt trip, without 1st Shunt trip | 112100 | 1 | Z\ | 1
3WA1108-3FF34-0AA0 |  | Withdrawable circuit breaker with guide frame, IEC 60947-2, frame size 1, 3-poles, In=800A up to 690V AC 50/60Hz, breaking capacity S Icu=66/50kA at 500/690V, Trip unit ETU600 LSIG upgrade ready , colordisplay, bluetooth and USB interface, Protection LT, ST, INST, GFx, N-protection required an external N-sensor, incl. trip alarm switch (1xCO), rear connection flange, guide frame with shutter and w/o position signalling switch, with internal voltage tap on lower stab of circuit breaker, with voltage tap module VTM680 and power supply of ETU600, able to communication, integrated metering type PMF-2 Basic Power Monitoring, Voltage, Energy, Power, Power factor, Frequency, Unbalance, Temperature, Manual operating mechanism with mechanical closing, without Spring charging motor, Ready-to-close signal. switch, Auxiliary switches 2NO+2NC, without Closing coil (CC), manual operating mechanism with mechanical closing, without Remote trip alarm reset coil (RR), without 2nd shunt trip, without 1st Shunt trip | 106600 | 1 | Z\ | 1
3WA1108-3FF41-0AA0 |  | Withdrawable circuit breaker with guide frame, IEC 60947-2, frame size 1, 4-poles, N-pole left, In=800A up to 690V AC 50/60Hz, breaking capacity S Icu=66/50kA at 500/690V, Trip unit ETU600 LSIG upgrade ready , colordisplay, bluetooth and USB interface, Protection LT, ST, INST, GFx, include N-protection, (internal N-sensor available), incl. trip alarm switch (1xCO), rear connection vertical, guide frame with shutter and w/o position signalling switch, with internal voltage tap on lower stab of circuit breaker, with voltage tap module VTM680 and power supply of ETU600, able to communication, integrated metering type PMF-2 Basic Power Monitoring, Voltage, Energy, Power, Power factor, Frequency, Unbalance, Temperature, Manual operating mechanism with mechanical closing, without Spring charging motor, Ready-to-close signal. switch, Auxiliary switches 2NO+2NC, without Closing coil (CC), manual operating mechanism with mechanical closing, without Remote trip alarm reset coil (RR), without 2nd shunt trip, without 1st Shunt trip | 133700 | 1 | Z\ | 1
3WA1108-3FF42-0AA0 |  | Withdrawable circuit breaker with guide frame, IEC 60947-2, frame size 1, 4-poles, N-pole left, In=800A up to 690V AC 50/60Hz, breaking capacity S Icu=66/50kA at 500/690V, Trip unit ETU600 LSIG upgrade ready , colordisplay, bluetooth and USB interface, Protection LT, ST, INST, GFx, include N-protection, (internal N-sensor available), incl. trip alarm switch (1xCO), rear connection horizontal, guide frame with shutter and w/o position signalling switch, with internal voltage tap on lower stab of circuit breaker, with voltage tap module VTM680 and power supply of ETU600, able to communication, integrated metering type PMF-2 Basic Power Monitoring, Voltage, Energy, Power, Power factor, Frequency, Unbalance, Temperature, Manual operating mechanism with mechanical closing, without Spring charging motor, Ready-to-close signal. switch, Auxiliary switches 2NO+2NC, without Closing coil (CC), manual operating mechanism with mechanical closing, without Remote trip alarm reset coil (RR), without 2nd shunt trip, without 1st Shunt trip | 131700 | 1 | Z\ | 1
3WA1108-3FF43-0AA0 |  | Withdrawable circuit breaker with guide frame, IEC 60947-2, frame size 1, 4-poles, N-pole left, In=800A up to 690V AC 50/60Hz, breaking capacity S Icu=66/50kA at 500/690V, Trip unit ETU600 LSIG upgrade ready , colordisplay, bluetooth and USB interface, Protection LT, ST, INST, GFx, include N-protection, (internal N-sensor available), incl. trip alarm switch (1xCO), front connection double hole, guide frame with shutter and w/o position signalling switch, with internal voltage tap on lower stab of circuit breaker, with voltage tap module VTM680 and power supply of ETU600, able to communication, integrated metering type PMF-2 Basic Power Monitoring, Voltage, Energy, Power, Power factor, Frequency, Unbalance, Temperature, Manual operating mechanism with mechanical closing, without Spring charging motor, Ready-to-close signal. switch, Auxiliary switches 2NO+2NC, without Closing coil (CC), manual operating mechanism with mechanical closing, without Remote trip alarm reset coil (RR), without 2nd shunt trip, without 1st Shunt trip | 138700 | 1 | Z\ | 1
3WA1108-3FF44-0AA0 |  | Withdrawable circuit breaker with guide frame, IEC 60947-2, frame size 1, 4-poles, N-pole left, In=800A up to 690V AC 50/60Hz, breaking capacity S Icu=66/50kA at 500/690V, Trip unit ETU600 LSIG upgrade ready , colordisplay, bluetooth and USB interface, Protection LT, ST, INST, GFx, include N-protection, (internal N-sensor available), incl. trip alarm switch (1xCO), rear connection flange, guide frame with shutter and w/o position signalling switch, with internal voltage tap on lower stab of circuit breaker, with voltage tap module VTM680 and power supply of ETU600, able to communication, integrated metering type PMF-2 Basic Power Monitoring, Voltage, Energy, Power, Power factor, Frequency, Unbalance, Temperature, Manual operating mechanism with mechanical closing, without Spring charging motor, Ready-to-close signal. switch, Auxiliary switches 2NO+2NC, without Closing coil (CC), manual operating mechanism with mechanical closing, without Remote trip alarm reset coil (RR), without 2nd shunt trip, without 1st Shunt trip | 131700 | 1 | Z\ | 1
3WA1108-3GE01-0AA0 |  | Fixed-mounted circuit breaker IEC 60947-2, frame size 1, 3-poles, In=800A up to 690V AC 50/60Hz, breaking capacity S Icu=66/50kA at 500/690V, Trip unit ETU600 LSI upgrade ready , colordisplay, bluetooth and USB interface, Protection LT, ST, INST, N-protection required an external N-sensor, incl. trip alarm switch (1xCO), rear connection vertical, with internal voltage tap on lower stab of circuit breaker, with voltage tap module VTM680 and power supply of ETU600, able to communication, integrated metering type PMF-3 Advanced Power Monitor., Voltage, Energy, Power, Power factor, Frequency, Unbalance, Temperature, Power quality, Manual operating mechanism with mechanical closing, without Spring charging motor, Ready-to-close signal. switch, Auxiliary switches 2NO+2NC, without Closing coil (CC), manual operating mechanism with mechanical closing, without Remote trip alarm reset coil (RR), without 2nd shunt trip, without 1st Shunt trip | 83200 | 1 | Z\ | 1
3WA1108-3GE02-0AA0 |  | Fixed-mounted circuit breaker IEC 60947-2, frame size 1, 3-poles, In=800A up to 690V AC 50/60Hz, breaking capacity S Icu=66/50kA at 500/690V, Trip unit ETU600 LSI upgrade ready , colordisplay, bluetooth and USB interface, Protection LT, ST, INST, N-protection required an external N-sensor, incl. trip alarm switch (1xCO), rear connection horizontal, with internal voltage tap on lower stab of circuit breaker, with voltage tap module VTM680 and power supply of ETU600, able to communication, integrated metering type PMF-3 Advanced Power Monitor., Voltage, Energy, Power, Power factor, Frequency, Unbalance, Temperature, Power quality, Manual operating mechanism with mechanical closing, without Spring charging motor, Ready-to-close signal. switch, Auxiliary switches 2NO+2NC, without Closing coil (CC), manual operating mechanism with mechanical closing, without Remote trip alarm reset coil (RR), without 2nd shunt trip, without 1st Shunt trip | 81500 | 1 | Z\ | 1
3WA1108-3GE03-0AA0 |  | Fixed-mounted circuit breaker IEC 60947-2, frame size 1, 3-poles, In=800A up to 690V AC 50/60Hz, breaking capacity S Icu=66/50kA at 500/690V, Trip unit ETU600 LSI upgrade ready , colordisplay, bluetooth and USB interface, Protection LT, ST, INST, N-protection required an external N-sensor, incl. trip alarm switch (1xCO), front connection double hole, with internal voltage tap on lower stab of circuit breaker, with voltage tap module VTM680 and power supply of ETU600, able to communication, integrated metering type PMF-3 Advanced Power Monitor., Voltage, Energy, Power, Power factor, Frequency, Unbalance, Temperature, Power quality, Manual operating mechanism with mechanical closing, without Spring charging motor, Ready-to-close signal. switch, Auxiliary switches 2NO+2NC, without Closing coil (CC), manual operating mechanism with mechanical closing, without Remote trip alarm reset coil (RR), without 2nd shunt trip, without 1st Shunt trip | 86700 | 1 | Z\ | 1
3WA1108-3GE11-0AA0 |  | Fixed-mounted circuit breaker IEC 60947-2, frame size 1, 4-poles, N-pole left, In=800A up to 690V AC 50/60Hz, breaking capacity S Icu=66/50kA at 500/690V, Trip unit ETU600 LSI upgrade ready , colordisplay, bluetooth and USB interface, Protection LT, ST, INST, include N-protection, (internal N-sensor available), incl. trip alarm switch (1xCO), rear connection vertical, with internal voltage tap on lower stab of circuit breaker, with voltage tap module VTM680 and power supply of ETU600, able to communication, integrated metering type PMF-3 Advanced Power Monitor., Voltage, Energy, Power, Power factor, Frequency, Unbalance, Temperature, Power quality, Manual operating mechanism with mechanical closing, without Spring charging motor, Ready-to-close signal. switch, Auxiliary switches 2NO+2NC, without Closing coil (CC), manual operating mechanism with mechanical closing, without Remote trip alarm reset coil (RR), without 2nd shunt trip, without 1st Shunt trip | 102200 | 1 | Z\ | 1
3WA1108-3GE12-0AA0 |  | Fixed-mounted circuit breaker IEC 60947-2, frame size 1, 4-poles, N-pole left, In=800A up to 690V AC 50/60Hz, breaking capacity S Icu=66/50kA at 500/690V, Trip unit ETU600 LSI upgrade ready , colordisplay, bluetooth and USB interface, Protection LT, ST, INST, include N-protection, (internal N-sensor available), incl. trip alarm switch (1xCO), rear connection horizontal, with internal voltage tap on lower stab of circuit breaker, with voltage tap module VTM680 and power supply of ETU600, able to communication, integrated metering type PMF-3 Advanced Power Monitor., Voltage, Energy, Power, Power factor, Frequency, Unbalance, Temperature, Power quality, Manual operating mechanism with mechanical closing, without Spring charging motor, Ready-to-close signal. switch, Auxiliary switches 2NO+2NC, without Closing coil (CC), manual operating mechanism with mechanical closing, without Remote trip alarm reset coil (RR), without 2nd shunt trip, without 1st Shunt trip | 99900 | 1 | Z\ | 1
3WA1108-3GE13-0AA0 |  | Fixed-mounted circuit breaker IEC 60947-2, frame size 1, 4-poles, N-pole left, In=800A up to 690V AC 50/60Hz, breaking capacity S Icu=66/50kA at 500/690V, Trip unit ETU600 LSI upgrade ready , colordisplay, bluetooth and USB interface, Protection LT, ST, INST, include N-protection, (internal N-sensor available), incl. trip alarm switch (1xCO), front connection double hole, with internal voltage tap on lower stab of circuit breaker, with voltage tap module VTM680 and power supply of ETU600, able to communication, integrated metering type PMF-3 Advanced Power Monitor., Voltage, Energy, Power, Power factor, Frequency, Unbalance, Temperature, Power quality, Manual operating mechanism with mechanical closing, without Spring charging motor, Ready-to-close signal. switch, Auxiliary switches 2NO+2NC, without Closing coil (CC), manual operating mechanism with mechanical closing, without Remote trip alarm reset coil (RR), without 2nd shunt trip, without 1st Shunt trip | 106700 | 1 | Z\ | 1
3WA1108-3GE21-0AA0 |  | fixed-mounted circuit breaker, IEC 60947-2, size 1, 4-pole, N pole on right, In=800 A up to 690 V AC 50/60 Hz, breaking capacity S Icu=66/50 kA at 500/690 V, tripping unit ETU600 LSI upgradeable, color display, Bluetooth, USB interface, basic protection LT, ST, INST, including protection of the N conductor (internal neutral point sensor available), trip alarm switch (1 x CO), connection at rear vertical, with internal voltage tap on lower stab of circuit breaker, with voltage tap module VTM680 and power supply of ETU600, able to communication, integrated metering type PMF-3 Advanced Power Monitor., Voltage, Energy, Power, Power factor, Frequency, Unbalance, Temperature, Power quality, Manual operating mechanism with mechanical closing, without Spring charging motor, Ready-to-close signal. switch, Auxiliary switches 2NO+2NC, without Closing coil (CC), manual operating mechanism with mechanical closing, without Remote trip alarm reset coil (RR), without 2nd shunt trip, without 1st Shunt trip | 102200 | 1 | Z\ | 1
3WA1108-3GE22-0AA0 |  | fixed-mounted circuit breaker, IEC 60947-2, size 1, 4-pole, N pole on right, In=800 A up to 690 V AC 50/60 Hz, breaking capacity S Icu=66/50 kA at 500/690 V, tripping unit ETU600 LSI upgradeable, color display, Bluetooth, USB interface, basic protection LT, ST, INST, including protection of the N conductor (internal neutral point sensor available), trip alarm switch (1 x CO), connection at rear horizontal with internal voltage tap on lower stab of circuit breaker, with voltage tap module VTM680 and power supply of ETU600, able to communication, integrated metering type PMF-3 Advanced Power Monitor., Voltage, Energy, Power, Power factor, Frequency, Unbalance, Temperature, Power quality, Manual operating mechanism with mechanical closing, without Spring charging motor, Ready-to-close signal. switch, Auxiliary switches 2NO+2NC, without Closing coil (CC), manual operating mechanism with mechanical closing, without Remote trip alarm reset coil (RR), without 2nd shunt trip, without 1st Shunt trip | 99900 | 1 | Z\ | 1
3WA1108-3GE23-0AA0 |  | fixed-mounted circuit breaker, IEC 60947-2, size 1, 4-pole, N pole on right, In=800 A up to 690 V AC 50/60 Hz, breaking capacity S Icu=66/50 kA at 500/690 V, tripping unit ETU600 LSI upgradeable, color display, Bluetooth, USB interface, basic protection LT, ST, INST, including protection of the N conductor (internal neutral point sensor available), trip alarm switch (1 x CO), front connection double hole, with internal voltage tap on lower stab of circuit breaker, with voltage tap module VTM680 and power supply of ETU600, able to communication, integrated metering type PMF-3 Advanced Power Monitor., Voltage, Energy, Power, Power factor, Frequency, Unbalance, Temperature, Power quality, Manual operating mechanism with mechanical closing, without Spring charging motor, Ready-to-close signal. switch, Auxiliary switches 2NO+2NC, without Closing coil (CC), manual operating mechanism with mechanical closing, without Remote trip alarm reset coil (RR), without 2nd shunt trip, without 1st Shunt trip | 106700 | 1 | Z\ | 1
3WA1108-3GE31-0AA0 |  | Withdrawable circuit breaker with guide frame, IEC 60947-2, frame size 1, 3-poles, In=800A up to 690V AC 50/60Hz, breaking capacity S Icu=66/50kA at 500/690V, Trip unit ETU600 LSI upgrade ready , colordisplay, bluetooth and USB interface, Protection LT, ST, INST, N-protection required an external N-sensor, incl. trip alarm switch (1xCO), rear connection vertical, guide frame with shutter and w/o position signalling switch, with internal voltage tap on lower stab of circuit breaker, with voltage tap module VTM680 and power supply of ETU600, able to communication, integrated metering type PMF-3 Advanced Power Monitor., Voltage, Energy, Power, Power factor, Frequency, Unbalance, Temperature, Power quality, Manual operating mechanism with mechanical closing, without Spring charging motor, Ready-to-close signal. switch, Auxiliary switches 2NO+2NC, without Closing coil (CC), manual operating mechanism with mechanical closing, without Remote trip alarm reset coil (RR), without 2nd shunt trip, without 1st Shunt trip | 104200 | 1 | Z\ | 1
3WA1108-3GE32-0AA0 |  | Withdrawable circuit breaker with guide frame, IEC 60947-2, frame size 1, 3-poles, In=800A up to 690V AC 50/60Hz, breaking capacity S Icu=66/50kA at 500/690V, Trip unit ETU600 LSI upgrade ready , colordisplay, bluetooth and USB interface, Protection LT, ST, INST, N-protection required an external N-sensor, incl. trip alarm switch (1xCO), rear connection horizontal, guide frame with shutter and w/o position signalling switch, with internal voltage tap on lower stab of circuit breaker, with voltage tap module VTM680 and power supply of ETU600, able to communication, integrated metering type PMF-3 Advanced Power Monitor., Voltage, Energy, Power, Power factor, Frequency, Unbalance, Temperature, Power quality, Manual operating mechanism with mechanical closing, without Spring charging motor, Ready-to-close signal. switch, Auxiliary switches 2NO+2NC, without Closing coil (CC), manual operating mechanism with mechanical closing, without Remote trip alarm reset coil (RR), without 2nd shunt trip, without 1st Shunt trip | 102400 | 1 | Z\ | 1
3WA1108-3GE33-0AA0 |  | Withdrawable circuit breaker with guide frame, IEC 60947-2, frame size 1, 3-poles, In=800A up to 690V AC 50/60Hz, breaking capacity S Icu=66/50kA at 500/690V, Trip unit ETU600 LSI upgrade ready , colordisplay, bluetooth and USB interface, Protection LT, ST, INST, N-protection required an external N-sensor, incl. trip alarm switch (1xCO), front connection double hole, guide frame with shutter and w/o position signalling switch, with internal voltage tap on lower stab of circuit breaker, with voltage tap module VTM680 and power supply of ETU600, able to communication, integrated metering type PMF-3 Advanced Power Monitor., Voltage, Energy, Power, Power factor, Frequency, Unbalance, Temperature, Power quality, Manual operating mechanism with mechanical closing, without Spring charging motor, Ready-to-close signal. switch, Auxiliary switches 2NO+2NC, without Closing coil (CC), manual operating mechanism with mechanical closing, without Remote trip alarm reset coil (RR), without 2nd shunt trip, without 1st Shunt trip | 107800 | 1 | Z\ | 1
3WA1108-3GE34-0AA0 |  | Withdrawable circuit breaker with guide frame, IEC 60947-2, frame size 1, 3-poles, In=800A up to 690V AC 50/60Hz, breaking capacity S Icu=66/50kA at 500/690V, Trip unit ETU600 LSI upgrade ready , colordisplay, bluetooth and USB interface, Protection LT, ST, INST, N-protection required an external N-sensor, incl. trip alarm switch (1xCO), rear connection flange, guide frame with shutter and w/o position signalling switch, with internal voltage tap on lower stab of circuit breaker, with voltage tap module VTM680 and power supply of ETU600, able to communication, integrated metering type PMF-3 Advanced Power Monitor., Voltage, Energy, Power, Power factor, Frequency, Unbalance, Temperature, Power quality, Manual operating mechanism with mechanical closing, without Spring charging motor, Ready-to-close signal. switch, Auxiliary switches 2NO+2NC, without Closing coil (CC), manual operating mechanism with mechanical closing, without Remote trip alarm reset coil (RR), without 2nd shunt trip, without 1st Shunt trip | 102400 | 1 | Z\ | 1
3WA1108-3GE41-0AA0 |  | Withdrawable circuit breaker with guide frame, IEC 60947-2, frame size 1, 4-poles, N-pole left, In=800A up to 690V AC 50/60Hz, breaking capacity S Icu=66/50kA at 500/690V, Trip unit ETU600 LSI upgrade ready , colordisplay, bluetooth and USB interface, Protection LT, ST, INST, include N-protection, (internal N-sensor available), incl. trip alarm switch (1xCO), rear connection vertical, guide frame with shutter and w/o position signalling switch, with internal voltage tap on lower stab of circuit breaker, with voltage tap module VTM680 and power supply of ETU600, able to communication, integrated metering type PMF-3 Advanced Power Monitor., Voltage, Energy, Power, Power factor, Frequency, Unbalance, Temperature, Power quality, Manual operating mechanism with mechanical closing, without Spring charging motor, Ready-to-close signal. switch, Auxiliary switches 2NO+2NC, without Closing coil (CC), manual operating mechanism with mechanical closing, without Remote trip alarm reset coil (RR), without 2nd shunt trip, without 1st Shunt trip | 130100 | 1 | Z\ | 1
3WA1108-3GE42-0AA0 |  | Withdrawable circuit breaker with guide frame, IEC 60947-2, frame size 1, 4-poles, N-pole left, In=800A up to 690V AC 50/60Hz, breaking capacity S Icu=66/50kA at 500/690V, Trip unit ETU600 LSI upgrade ready , colordisplay, bluetooth and USB interface, Protection LT, ST, INST, include N-protection, (internal N-sensor available), incl. trip alarm switch (1xCO), rear connection horizontal, guide frame with shutter and w/o position signalling switch, with internal voltage tap on lower stab of circuit breaker, with voltage tap module VTM680 and power supply of ETU600, able to communication, integrated metering type PMF-3 Advanced Power Monitor., Voltage, Energy, Power, Power factor, Frequency, Unbalance, Temperature, Power quality, Manual operating mechanism with mechanical closing, without Spring charging motor, Ready-to-close signal. switch, Auxiliary switches 2NO+2NC, without Closing coil (CC), manual operating mechanism with mechanical closing, without Remote trip alarm reset coil (RR), without 2nd shunt trip, without 1st Shunt trip | 127100 | 1 | Z\ | 1
3WA1108-3GE43-0AA0 |  | Withdrawable circuit breaker with guide frame, IEC 60947-2, frame size 1, 4-poles, N-pole left, In=800A up to 690V AC 50/60Hz, breaking capacity S Icu=66/50kA at 500/690V, Trip unit ETU600 LSI upgrade ready , colordisplay, bluetooth and USB interface, Protection LT, ST, INST, include N-protection, (internal N-sensor available), incl. trip alarm switch (1xCO), front connection double hole, guide frame with shutter and w/o position signalling switch, with internal voltage tap on lower stab of circuit breaker, with voltage tap module VTM680 and power supply of ETU600, able to communication, integrated metering type PMF-3 Advanced Power Monitor., Voltage, Energy, Power, Power factor, Frequency, Unbalance, Temperature, Power quality, Manual operating mechanism with mechanical closing, without Spring charging motor, Ready-to-close signal. switch, Auxiliary switches 2NO+2NC, without Closing coil (CC), manual operating mechanism with mechanical closing, without Remote trip alarm reset coil (RR), without 2nd shunt trip, without 1st Shunt trip | 135100 | 1 | Z\ | 1
3WA1108-3GE44-0AA0 |  | Withdrawable circuit breaker with guide frame, IEC 60947-2, frame size 1, 4-poles, N-pole left, In=800A up to 690V AC 50/60Hz, breaking capacity S Icu=66/50kA at 500/690V, Trip unit ETU600 LSI upgrade ready , colordisplay, bluetooth and USB interface, Protection LT, ST, INST, include N-protection, (internal N-sensor available), incl. trip alarm switch (1xCO), rear connection flange, guide frame with shutter and w/o position signalling switch, with internal voltage tap on lower stab of circuit breaker, with voltage tap module VTM680 and power supply of ETU600, able to communication, integrated metering type PMF-3 Advanced Power Monitor., Voltage, Energy, Power, Power factor, Frequency, Unbalance, Temperature, Power quality, Manual operating mechanism with mechanical closing, without Spring charging motor, Ready-to-close signal. switch, Auxiliary switches 2NO+2NC, without Closing coil (CC), manual operating mechanism with mechanical closing, without Remote trip alarm reset coil (RR), without 2nd shunt trip, without 1st Shunt trip | 127100 | 1 | Z\ | 1
3WA1108-3GF01-0AA0 |  | Fixed-mounted circuit breaker IEC 60947-2, frame size 1, 3-poles, In=800A up to 690V AC 50/60Hz, breaking capacity S Icu=66/50kA at 500/690V, Trip unit ETU600 LSIG upgrade ready , colordisplay, bluetooth and USB interface, Protection LT, ST, INST, GFx, N-protection required an external N-sensor, incl. trip alarm switch (1xCO), rear connection vertical, with internal voltage tap on lower stab of circuit breaker, with voltage tap module VTM680 and power supply of ETU600, able to communication, integrated metering type PMF-3 Advanced Power Monitor., Voltage, Energy, Power, Power factor, Frequency, Unbalance, Temperature, Power quality, Manual operating mechanism with mechanical closing, without Spring charging motor, Ready-to-close signal. switch, Auxiliary switches 2NO+2NC, without Closing coil (CC), manual operating mechanism with mechanical closing, without Remote trip alarm reset coil (RR), without 2nd shunt trip, without 1st Shunt trip | 93900 | 1 | Z\ | 1
3WA1108-3GF02-0AA0 |  | Fixed-mounted circuit breaker IEC 60947-2, frame size 1, 3-poles, In=800A up to 690V AC 50/60Hz, breaking capacity S Icu=66/50kA at 500/690V, Trip unit ETU600 LSIG upgrade ready , colordisplay, bluetooth and USB interface, Protection LT, ST, INST, GFx, N-protection required an external N-sensor, incl. trip alarm switch (1xCO), rear connection horizontal, with internal voltage tap on lower stab of circuit breaker, with voltage tap module VTM680 and power supply of ETU600, able to communication, integrated metering type PMF-3 Advanced Power Monitor., Voltage, Energy, Power, Power factor, Frequency, Unbalance, Temperature, Power quality, Manual operating mechanism with mechanical closing, without Spring charging motor, Ready-to-close signal. switch, Auxiliary switches 2NO+2NC, without Closing coil (CC), manual operating mechanism with mechanical closing, without Remote trip alarm reset coil (RR), without 2nd shunt trip, without 1st Shunt trip | 92100 | 1 | Z\ | 1
3WA1108-3GF03-0AA0 |  | Fixed-mounted circuit breaker IEC 60947-2, frame size 1, 3-poles, In=800A up to 690V AC 50/60Hz, breaking capacity S Icu=66/50kA at 500/690V, Trip unit ETU600 LSIG upgrade ready , colordisplay, bluetooth and USB interface, Protection LT, ST, INST, GFx, N-protection required an external N-sensor, incl. trip alarm switch (1xCO), front connection double hole, with internal voltage tap on lower stab of circuit breaker, with voltage tap module VTM680 and power supply of ETU600, able to communication, integrated metering type PMF-3 Advanced Power Monitor., Voltage, Energy, Power, Power factor, Frequency, Unbalance, Temperature, Power quality, Manual operating mechanism with mechanical closing, without Spring charging motor, Ready-to-close signal. switch, Auxiliary switches 2NO+2NC, without Closing coil (CC), manual operating mechanism with mechanical closing, without Remote trip alarm reset coil (RR), without 2nd shunt trip, without 1st Shunt trip | 97300 | 1 | Z\ | 1
3WA1108-3GF11-0AA0 |  | Fixed-mounted circuit breaker IEC 60947-2, frame size 1, 4-poles, N-pole left, In=800A up to 690V AC 50/60Hz, breaking capacity S Icu=66/50kA at 500/690V, Trip unit ETU600 LSIG upgrade ready , colordisplay, bluetooth and USB interface, Protection LT, ST, INST, GFx, include N-protection, (internal N-sensor available), incl. trip alarm switch (1xCO), rear connection vertical, with internal voltage tap on lower stab of circuit breaker, with voltage tap module VTM680 and power supply of ETU600, able to communication, integrated metering type PMF-3 Advanced Power Monitor., Voltage, Energy, Power, Power factor, Frequency, Unbalance, Temperature, Power quality, Manual operating mechanism with mechanical closing, without Spring charging motor, Ready-to-close signal. switch, Auxiliary switches 2NO+2NC, without Closing coil (CC), manual operating mechanism with mechanical closing, without Remote trip alarm reset coil (RR), without 2nd shunt trip, without 1st Shunt trip | 112800 | 1 | Z\ | 1
3WA1108-3GF12-0AA0 |  | Fixed-mounted circuit breaker IEC 60947-2, frame size 1, 4-poles, N-pole left, In=800A up to 690V AC 50/60Hz, breaking capacity S Icu=66/50kA at 500/690V, Trip unit ETU600 LSIG upgrade ready , colordisplay, bluetooth and USB interface, Protection LT, ST, INST, GFx, include N-protection, (internal N-sensor available), incl. trip alarm switch (1xCO), rear connection horizontal, with internal voltage tap on lower stab of circuit breaker, with voltage tap module VTM680 and power supply of ETU600, able to communication, integrated metering type PMF-3 Advanced Power Monitor., Voltage, Energy, Power, Power factor, Frequency, Unbalance, Temperature, Power quality, Manual operating mechanism with mechanical closing, without Spring charging motor, Ready-to-close signal. switch, Auxiliary switches 2NO+2NC, without Closing coil (CC), manual operating mechanism with mechanical closing, without Remote trip alarm reset coil (RR), without 2nd shunt trip, without 1st Shunt trip | 110500 | 1 | Z\ | 1
3WA1108-3GF13-0AA0 |  | Fixed-mounted circuit breaker IEC 60947-2, frame size 1, 4-poles, N-pole left, In=800A up to 690V AC 50/60Hz, breaking capacity S Icu=66/50kA at 500/690V, Trip unit ETU600 LSIG upgrade ready , colordisplay, bluetooth and USB interface, Protection LT, ST, INST, GFx, include N-protection, (internal N-sensor available), incl. trip alarm switch (1xCO), front connection double hole, with internal voltage tap on lower stab of circuit breaker, with voltage tap module VTM680 and power supply of ETU600, able to communication, integrated metering type PMF-3 Advanced Power Monitor., Voltage, Energy, Power, Power factor, Frequency, Unbalance, Temperature, Power quality, Manual operating mechanism with mechanical closing, without Spring charging motor, Ready-to-close signal. switch, Auxiliary switches 2NO+2NC, without Closing coil (CC), manual operating mechanism with mechanical closing, without Remote trip alarm reset coil (RR), without 2nd shunt trip, without 1st Shunt trip | 117400 | 1 | Z\ | 1
3WA1108-3GF21-0AA0 |  | fixed-mounted circuit breaker, IEC 60947-2, size 1, 4-pole, N pole on right, In=800 A up to 690 V AC 50/60 Hz, breaking capacity S Icu=66/50 kA at 500/690 V, tripping unit ETU600 LSIG upgradeable, color display, Bluetooth, USB interface, basic protection LT, ST, INST, GFx, including protection of the N conductor (internal neutral point sensor available), trip alarm switch (1 x CO), connection at rear vertical, with internal voltage tap on lower stab of circuit breaker, with voltage tap module VTM680 and power supply of ETU600, able to communication, integrated metering type PMF-3 Advanced Power Monitor., Voltage, Energy, Power, Power factor, Frequency, Unbalance, Temperature, Power quality, Manual operating mechanism with mechanical closing, without Spring charging motor, Ready-to-close signal. switch, Auxiliary switches 2NO+2NC, without Closing coil (CC), manual operating mechanism with mechanical closing, without Remote trip alarm reset coil (RR), without 2nd shunt trip, without 1st Shunt trip | 112800 | 1 | Z\ | 1
3WA1108-3GF22-0AA0 |  | fixed-mounted circuit breaker, IEC 60947-2, size 1, 4-pole, N pole on right, In=800 A up to 690 V AC 50/60 Hz, breaking capacity S Icu=66/50 kA at 500/690 V, tripping unit ETU600 LSIG upgradeable, color display, Bluetooth, USB interface, basic protection LT, ST, INST, GFx, including protection of the N conductor (internal neutral point sensor available), trip alarm switch (1 x CO), connection at rear horizontal with internal voltage tap on lower stab of circuit breaker, with voltage tap module VTM680 and power supply of ETU600, able to communication, integrated metering type PMF-3 Advanced Power Monitor., Voltage, Energy, Power, Power factor, Frequency, Unbalance, Temperature, Power quality, Manual operating mechanism with mechanical closing, without Spring charging motor, Ready-to-close signal. switch, Auxiliary switches 2NO+2NC, without Closing coil (CC), manual operating mechanism with mechanical closing, without Remote trip alarm reset coil (RR), without 2nd shunt trip, without 1st Shunt trip | 110500 | 1 | Z\ | 1
3WA1108-3GF23-0AA0 |  | fixed-mounted circuit breaker, IEC 60947-2, size 1, 4-pole, N pole on right, In=800 A up to 690 V AC 50/60 Hz, breaking capacity S Icu=66/50 kA at 500/690 V, tripping unit ETU600 LSIG upgradeable, color display, Bluetooth, USB interface, basic protection LT, ST, INST, GFx, including protection of the N conductor (internal neutral point sensor available), trip alarm switch (1 x CO), front connection double hole, with internal voltage tap on lower stab of circuit breaker, with voltage tap module VTM680 and power supply of ETU600, able to communication, integrated metering type PMF-3 Advanced Power Monitor., Voltage, Energy, Power, Power factor, Frequency, Unbalance, Temperature, Power quality, Manual operating mechanism with mechanical closing, without Spring charging motor, Ready-to-close signal. switch, Auxiliary switches 2NO+2NC, without Closing coil (CC), manual operating mechanism with mechanical closing, without Remote trip alarm reset coil (RR), without 2nd shunt trip, without 1st Shunt trip | 117400 | 1 | Z\ | 1
3WA1108-3GF31-0AA0 |  | Withdrawable circuit breaker with guide frame, IEC 60947-2, frame size 1, 3-poles, In=800A up to 690V AC 50/60Hz, breaking capacity S Icu=66/50kA at 500/690V, Trip unit ETU600 LSIG upgrade ready , colordisplay, bluetooth and USB interface, Protection LT, ST, INST, GFx, N-protection required an external N-sensor, incl. trip alarm switch (1xCO), rear connection vertical, guide frame with shutter and w/o position signalling switch, with internal voltage tap on lower stab of circuit breaker, with voltage tap module VTM680 and power supply of ETU600, able to communication, integrated metering type PMF-3 Advanced Power Monitor., Voltage, Energy, Power, Power factor, Frequency, Unbalance, Temperature, Power quality, Manual operating mechanism with mechanical closing, without Spring charging motor, Ready-to-close signal. switch, Auxiliary switches 2NO+2NC, without Closing coil (CC), manual operating mechanism with mechanical closing, without Remote trip alarm reset coil (RR), without 2nd shunt trip, without 1st Shunt trip | 114800 | 1 | Z\ | 1
3WA1108-3GF32-0AA0 |  | Withdrawable circuit breaker with guide frame, IEC 60947-2, frame size 1, 3-poles, In=800A up to 690V AC 50/60Hz, breaking capacity S Icu=66/50kA at 500/690V, Trip unit ETU600 LSIG upgrade ready , colordisplay, bluetooth and USB interface, Protection LT, ST, INST, GFx, N-protection required an external N-sensor, incl. trip alarm switch (1xCO), rear connection horizontal, guide frame with shutter and w/o position signalling switch, with internal voltage tap on lower stab of circuit breaker, with voltage tap module VTM680 and power supply of ETU600, able to communication, integrated metering type PMF-3 Advanced Power Monitor., Voltage, Energy, Power, Power factor, Frequency, Unbalance, Temperature, Power quality, Manual operating mechanism with mechanical closing, without Spring charging motor, Ready-to-close signal. switch, Auxiliary switches 2NO+2NC, without Closing coil (CC), manual operating mechanism with mechanical closing, without Remote trip alarm reset coil (RR), without 2nd shunt trip, without 1st Shunt trip | 113000 | 1 | Z\ | 1
3WA1108-3GF33-0AA0 |  | Withdrawable circuit breaker with guide frame, IEC 60947-2, frame size 1, 3-poles, In=800A up to 690V AC 50/60Hz, breaking capacity S Icu=66/50kA at 500/690V, Trip unit ETU600 LSIG upgrade ready , colordisplay, bluetooth and USB interface, Protection LT, ST, INST, GFx, N-protection required an external N-sensor, incl. trip alarm switch (1xCO), front connection double hole, guide frame with shutter and w/o position signalling switch, with internal voltage tap on lower stab of circuit breaker, with voltage tap module VTM680 and power supply of ETU600, able to communication, integrated metering type PMF-3 Advanced Power Monitor., Voltage, Energy, Power, Power factor, Frequency, Unbalance, Temperature, Power quality, Manual operating mechanism with mechanical closing, without Spring charging motor, Ready-to-close signal. switch, Auxiliary switches 2NO+2NC, without Closing coil (CC), manual operating mechanism with mechanical closing, without Remote trip alarm reset coil (RR), without 2nd shunt trip, without 1st Shunt trip | 118500 | 1 | Z\ | 1
3WA1108-3GF34-0AA0 |  | Withdrawable circuit breaker with guide frame, IEC 60947-2, frame size 1, 3-poles, In=800A up to 690V AC 50/60Hz, breaking capacity S Icu=66/50kA at 500/690V, Trip unit ETU600 LSIG upgrade ready , colordisplay, bluetooth and USB interface, Protection LT, ST, INST, GFx, N-protection required an external N-sensor, incl. trip alarm switch (1xCO), rear connection flange, guide frame with shutter and w/o position signalling switch, with internal voltage tap on lower stab of circuit breaker, with voltage tap module VTM680 and power supply of ETU600, able to communication, integrated metering type PMF-3 Advanced Power Monitor., Voltage, Energy, Power, Power factor, Frequency, Unbalance, Temperature, Power quality, Manual operating mechanism with mechanical closing, without Spring charging motor, Ready-to-close signal. switch, Auxiliary switches 2NO+2NC, without Closing coil (CC), manual operating mechanism with mechanical closing, without Remote trip alarm reset coil (RR), without 2nd shunt trip, without 1st Shunt trip | 113000 | 1 | Z\ | 1
3WA1108-3GF41-0AA0 |  | Withdrawable circuit breaker with guide frame, IEC 60947-2, frame size 1, 4-poles, N-pole left, In=800A up to 690V AC 50/60Hz, breaking capacity S Icu=66/50kA at 500/690V, Trip unit ETU600 LSIG upgrade ready , colordisplay, bluetooth and USB interface, Protection LT, ST, INST, GFx, include N-protection, (internal N-sensor available), incl. trip alarm switch (1xCO), rear connection vertical, guide frame with shutter and w/o position signalling switch, with internal voltage tap on lower stab of circuit breaker, with voltage tap module VTM680 and power supply of ETU600, able to communication, integrated metering type PMF-3 Advanced Power Monitor., Voltage, Energy, Power, Power factor, Frequency, Unbalance, Temperature, Power quality, Manual operating mechanism with mechanical closing, without Spring charging motor, Ready-to-close signal. switch, Auxiliary switches 2NO+2NC, without Closing coil (CC), manual operating mechanism with mechanical closing, without Remote trip alarm reset coil (RR), without 2nd shunt trip, without 1st Shunt trip | 140100 | 1 | Z\ | 1
3WA1108-3GF42-0AA0 |  | Withdrawable circuit breaker with guide frame, IEC 60947-2, frame size 1, 4-poles, N-pole left, In=800A up to 690V AC 50/60Hz, breaking capacity S Icu=66/50kA at 500/690V, Trip unit ETU600 LSIG upgrade ready , colordisplay, bluetooth and USB interface, Protection LT, ST, INST, GFx, include N-protection, (internal N-sensor available), incl. trip alarm switch (1xCO), rear connection horizontal, guide frame with shutter and w/o position signalling switch, with internal voltage tap on lower stab of circuit breaker, with voltage tap module VTM680 and power supply of ETU600, able to communication, integrated metering type PMF-3 Advanced Power Monitor., Voltage, Energy, Power, Power factor, Frequency, Unbalance, Temperature, Power quality, Manual operating mechanism with mechanical closing, without Spring charging motor, Ready-to-close signal. switch, Auxiliary switches 2NO+2NC, without Closing coil (CC), manual operating mechanism with mechanical closing, without Remote trip alarm reset coil (RR), without 2nd shunt trip, without 1st Shunt trip | 138100 | 1 | Z\ | 1
3WA1108-3GF43-0AA0 |  | Withdrawable circuit breaker with guide frame, IEC 60947-2, frame size 1, 4-poles, N-pole left, In=800A up to 690V AC 50/60Hz, breaking capacity S Icu=66/50kA at 500/690V, Trip unit ETU600 LSIG upgrade ready , colordisplay, bluetooth and USB interface, Protection LT, ST, INST, GFx, include N-protection, (internal N-sensor available), incl. trip alarm switch (1xCO), front connection double hole, guide frame with shutter and w/o position signalling switch, with internal voltage tap on lower stab of circuit breaker, with voltage tap module VTM680 and power supply of ETU600, able to communication, integrated metering type PMF-3 Advanced Power Monitor., Voltage, Energy, Power, Power factor, Frequency, Unbalance, Temperature, Power quality, Manual operating mechanism with mechanical closing, without Spring charging motor, Ready-to-close signal. switch, Auxiliary switches 2NO+2NC, without Closing coil (CC), manual operating mechanism with mechanical closing, without Remote trip alarm reset coil (RR), without 2nd shunt trip, without 1st Shunt trip | 145100 | 1 | Z\ | 1
3WA1108-3GF44-0AA0 |  | Withdrawable circuit breaker with guide frame, IEC 60947-2, frame size 1, 4-poles, N-pole left, In=800A up to 690V AC 50/60Hz, breaking capacity S Icu=66/50kA at 500/690V, Trip unit ETU600 LSIG upgrade ready , colordisplay, bluetooth and USB interface, Protection LT, ST, INST, GFx, include N-protection, (internal N-sensor available), incl. trip alarm switch (1xCO), rear connection flange, guide frame with shutter and w/o position signalling switch, with internal voltage tap on lower stab of circuit breaker, with voltage tap module VTM680 and power supply of ETU600, able to communication, integrated metering type PMF-3 Advanced Power Monitor., Voltage, Energy, Power, Power factor, Frequency, Unbalance, Temperature, Power quality, Manual operating mechanism with mechanical closing, without Spring charging motor, Ready-to-close signal. switch, Auxiliary switches 2NO+2NC, without Closing coil (CC), manual operating mechanism with mechanical closing, without Remote trip alarm reset coil (RR), without 2nd shunt trip, without 1st Shunt trip | 138100 | 1 | Z\ | 1
3WA1108-3LE01-0AA0 |  | Fixed-mounted circuit breaker IEC 60947-2, frame size 1, 3-poles, In=800A up to 690V AC 50/60Hz, breaking capacity S Icu=66/50kA at 500/690V, Trip unit ETU600 LSI upgrade ready , colordisplay, bluetooth and USB interface, Protection LT, ST, INST, N-protection required an external N-sensor, incl. trip alarm switch (1xCO), rear connection vertical, with internal voltage tap on upper stab of circuit breaker, with voltage tap module VTM680 and power supply of ETU600, able to communication, integrated metering type PMF-1 Energy Efficiency, Voltage, Active energy Ea Manual operating mechanism with mechanical closing, without Spring charging motor, Ready-to-close signal. switch, Auxiliary switches 2NO+2NC, without Closing coil (CC), manual operating mechanism with mechanical closing, without Remote trip alarm reset coil (RR), without 2nd shunt trip, without 1st Shunt trip | 67970 | 1 | Z\ | 1
3WA1108-3LE02-0AA0 |  | Fixed-mounted circuit breaker IEC 60947-2, frame size 1, 3-poles, In=800A up to 690V AC 50/60Hz, breaking capacity S Icu=66/50kA at 500/690V, Trip unit ETU600 LSI upgrade ready , colordisplay, bluetooth and USB interface, Protection LT, ST, INST, N-protection required an external N-sensor, incl. trip alarm switch (1xCO), rear connection horizontal, with internal voltage tap on upper stab of circuit breaker, with voltage tap module VTM680 and power supply of ETU600, able to communication, integrated metering type PMF-1 Energy Efficiency, Voltage, Active energy Ea Manual operating mechanism with mechanical closing, without Spring charging motor, Ready-to-close signal. switch, Auxiliary switches 2NO+2NC, without Closing coil (CC), manual operating mechanism with mechanical closing, without Remote trip alarm reset coil (RR), without 2nd shunt trip, without 1st Shunt trip | 66270 | 1 | Z\ | 1
3WA1108-3LE03-0AA0 |  | Fixed-mounted circuit breaker IEC 60947-2, frame size 1, 3-poles, In=800A up to 690V AC 50/60Hz, breaking capacity S Icu=66/50kA at 500/690V, Trip unit ETU600 LSI upgrade ready , colordisplay, bluetooth and USB interface, Protection LT, ST, INST, N-protection required an external N-sensor, incl. trip alarm switch (1xCO), front connection double hole, with internal voltage tap on upper stab of circuit breaker, with voltage tap module VTM680 and power supply of ETU600, able to communication, integrated metering type PMF-1 Energy Efficiency, Voltage, Active energy Ea Manual operating mechanism with mechanical closing, without Spring charging motor, Ready-to-close signal. switch, Auxiliary switches 2NO+2NC, without Closing coil (CC), manual operating mechanism with mechanical closing, without Remote trip alarm reset coil (RR), without 2nd shunt trip, without 1st Shunt trip | 71470 | 1 | Z\ | 1
3WA1108-3LE11-0AA0 |  | Fixed-mounted circuit breaker IEC 60947-2, frame size 1, 4-poles, N-pole left, In=800A up to 690V AC 50/60Hz, breaking capacity S Icu=66/50kA at 500/690V, Trip unit ETU600 LSI upgrade ready , colordisplay, bluetooth and USB interface, Protection LT, ST, INST, include N-protection, (internal N-sensor available), incl. trip alarm switch (1xCO), rear connection vertical, with internal voltage tap on upper stab of circuit breaker, with voltage tap module VTM680 and power supply of ETU600, able to communication, integrated metering type PMF-1 Energy Efficiency, Voltage, Active energy Ea Manual operating mechanism with mechanical closing, without Spring charging motor, Ready-to-close signal. switch, Auxiliary switches 2NO+2NC, without Closing coil (CC), manual operating mechanism with mechanical closing, without Remote trip alarm reset coil (RR), without 2nd shunt trip, without 1st Shunt trip | 86970 | 1 | Z\ | 1
3WA1108-3LE12-0AA0 |  | Fixed-mounted circuit breaker IEC 60947-2, frame size 1, 4-poles, N-pole left, In=800A up to 690V AC 50/60Hz, breaking capacity S Icu=66/50kA at 500/690V, Trip unit ETU600 LSI upgrade ready , colordisplay, bluetooth and USB interface, Protection LT, ST, INST, include N-protection, (internal N-sensor available), incl. trip alarm switch (1xCO), rear connection horizontal, with internal voltage tap on upper stab of circuit breaker, with voltage tap module VTM680 and power supply of ETU600, able to communication, integrated metering type PMF-1 Energy Efficiency, Voltage, Active energy Ea Manual operating mechanism with mechanical closing, without Spring charging motor, Ready-to-close signal. switch, Auxiliary switches 2NO+2NC, without Closing coil (CC), manual operating mechanism with mechanical closing, without Remote trip alarm reset coil (RR), without 2nd shunt trip, without 1st Shunt trip | 84670 | 1 | Z\ | 1
3WA1108-3LE13-0AA0 |  | Fixed-mounted circuit breaker IEC 60947-2, frame size 1, 4-poles, N-pole left, In=800A up to 690V AC 50/60Hz, breaking capacity S Icu=66/50kA at 500/690V, Trip unit ETU600 LSI upgrade ready , colordisplay, bluetooth and USB interface, Protection LT, ST, INST, include N-protection, (internal N-sensor available), incl. trip alarm switch (1xCO), front connection double hole, with internal voltage tap on upper stab of circuit breaker, with voltage tap module VTM680 and power supply of ETU600, able to communication, integrated metering type PMF-1 Energy Efficiency, Voltage, Active energy Ea Manual operating mechanism with mechanical closing, without Spring charging motor, Ready-to-close signal. switch, Auxiliary switches 2NO+2NC, without Closing coil (CC), manual operating mechanism with mechanical closing, without Remote trip alarm reset coil (RR), without 2nd shunt trip, without 1st Shunt trip | 91470 | 1 | Z\ | 1
3WA1108-3LE21-0AA0 |  | fixed-mounted circuit breaker, IEC 60947-2, size 1, 4-pole, N pole on right, In=800 A up to 690 V AC 50/60 Hz, breaking capacity S Icu=66/50 kA at 500/690 V, tripping unit ETU600 LSI upgradeable, color display, Bluetooth, USB interface, basic protection LT, ST, INST, including protection of the N conductor (internal neutral point sensor available), trip alarm switch (1 x CO), connection at rear vertical, with internal voltage tap on upper stab of circuit breaker, with voltage tap module VTM680 and power supply of ETU600, able to communication, integrated metering type PMF-1 Energy Efficiency, Voltage, Active energy Ea Manual operating mechanism with mechanical closing, without Spring charging motor, Ready-to-close signal. switch, Auxiliary switches 2NO+2NC, without Closing coil (CC), manual operating mechanism with mechanical closing, without Remote trip alarm reset coil (RR), without 2nd shunt trip, without 1st Shunt trip | 86970 | 1 | Z\ | 1
3WA1108-3LE22-0AA0 |  | fixed-mounted circuit breaker, IEC 60947-2, size 1, 4-pole, N pole on right, In=800 A up to 690 V AC 50/60 Hz, breaking capacity S Icu=66/50 kA at 500/690 V, tripping unit ETU600 LSI upgradeable, color display, Bluetooth, USB interface, basic protection LT, ST, INST, including protection of the N conductor (internal neutral point sensor available), trip alarm switch (1 x CO), connection at rear horizontal with internal voltage tap on upper stab of circuit breaker, with voltage tap module VTM680 and power supply of ETU600, able to communication, integrated metering type PMF-1 Energy Efficiency, Voltage, Active energy Ea Manual operating mechanism with mechanical closing, without Spring charging motor, Ready-to-close signal. switch, Auxiliary switches 2NO+2NC, without Closing coil (CC), manual operating mechanism with mechanical closing, without Remote trip alarm reset coil (RR), without 2nd shunt trip, without 1st Shunt trip | 84670 | 1 | Z\ | 1
3WA1108-3LE23-0AA0 |  | fixed-mounted circuit breaker, IEC 60947-2, size 1, 4-pole, N pole on right, In=800 A up to 690 V AC 50/60 Hz, breaking capacity S Icu=66/50 kA at 500/690 V, tripping unit ETU600 LSI upgradeable, color display, Bluetooth, USB interface, basic protection LT, ST, INST, including protection of the N conductor (internal neutral point sensor available), trip alarm switch (1 x CO), front connection double hole, with internal voltage tap on upper stab of circuit breaker, with voltage tap module VTM680 and power supply of ETU600, able to communication, integrated metering type PMF-1 Energy Efficiency, Voltage, Active energy Ea Manual operating mechanism with mechanical closing, without Spring charging motor, Ready-to-close signal. switch, Auxiliary switches 2NO+2NC, without Closing coil (CC), manual operating mechanism with mechanical closing, without Remote trip alarm reset coil (RR), without 2nd shunt trip, without 1st Shunt trip | 91470 | 1 | Z\ | 1
3WA1108-3LE31-0AA0 |  | Withdrawable circuit breaker with guide frame, IEC 60947-2, frame size 1, 3-poles, In=800A up to 690V AC 50/60Hz, breaking capacity S Icu=66/50kA at 500/690V, Trip unit ETU600 LSI upgrade ready , colordisplay, bluetooth and USB interface, Protection LT, ST, INST, N-protection required an external N-sensor, incl. trip alarm switch (1xCO), rear connection vertical, guide frame with shutter and w/o position signalling switch, with internal voltage tap on upper stab of circuit breaker, with voltage tap module VTM680 and power supply of ETU600, able to communication, integrated metering type PMF-1 Energy Efficiency, Voltage, Active energy Ea Manual operating mechanism with mechanical closing, without Spring charging motor, Ready-to-close signal. switch, Auxiliary switches 2NO+2NC, without Closing coil (CC), manual operating mechanism with mechanical closing, without Remote trip alarm reset coil (RR), without 2nd shunt trip, without 1st Shunt trip | 88970 | 1 | Z\ | 1
3WA1108-3LE32-0AA0 |  | Withdrawable circuit breaker with guide frame, IEC 60947-2, frame size 1, 3-poles, In=800A up to 690V AC 50/60Hz, breaking capacity S Icu=66/50kA at 500/690V, Trip unit ETU600 LSI upgrade ready , colordisplay, bluetooth and USB interface, Protection LT, ST, INST, N-protection required an external N-sensor, incl. trip alarm switch (1xCO), rear connection horizontal, guide frame with shutter and w/o position signalling switch, with internal voltage tap on upper stab of circuit breaker, with voltage tap module VTM680 and power supply of ETU600, able to communication, integrated metering type PMF-1 Energy Efficiency, Voltage, Active energy Ea Manual operating mechanism with mechanical closing, without Spring charging motor, Ready-to-close signal. switch, Auxiliary switches 2NO+2NC, without Closing coil (CC), manual operating mechanism with mechanical closing, without Remote trip alarm reset coil (RR), without 2nd shunt trip, without 1st Shunt trip | 87170 | 1 | Z\ | 1
3WA1108-3LE33-0AA0 |  | Withdrawable circuit breaker with guide frame, IEC 60947-2, frame size 1, 3-poles, In=800A up to 690V AC 50/60Hz, breaking capacity S Icu=66/50kA at 500/690V, Trip unit ETU600 LSI upgrade ready , colordisplay, bluetooth and USB interface, Protection LT, ST, INST, N-protection required an external N-sensor, incl. trip alarm switch (1xCO), front connection double hole, guide frame with shutter and w/o position signalling switch, with internal voltage tap on upper stab of circuit breaker, with voltage tap module VTM680 and power supply of ETU600, able to communication, integrated metering type PMF-1 Energy Efficiency, Voltage, Active energy Ea Manual operating mechanism with mechanical closing, without Spring charging motor, Ready-to-close signal. switch, Auxiliary switches 2NO+2NC, without Closing coil (CC), manual operating mechanism with mechanical closing, without Remote trip alarm reset coil (RR), without 2nd shunt trip, without 1st Shunt trip | 92570 | 1 | Z\ | 1
3WA1108-3LE34-0AA0 |  | Withdrawable circuit breaker with guide frame, IEC 60947-2, frame size 1, 3-poles, In=800A up to 690V AC 50/60Hz, breaking capacity S Icu=66/50kA at 500/690V, Trip unit ETU600 LSI upgrade ready , colordisplay, bluetooth and USB interface, Protection LT, ST, INST, N-protection required an external N-sensor, incl. trip alarm switch (1xCO), rear connection flange, guide frame with shutter and w/o position signalling switch, with internal voltage tap on upper stab of circuit breaker, with voltage tap module VTM680 and power supply of ETU600, able to communication, integrated metering type PMF-1 Energy Efficiency, Voltage, Active energy Ea Manual operating mechanism with mechanical closing, without Spring charging motor, Ready-to-close signal. switch, Auxiliary switches 2NO+2NC, without Closing coil (CC), manual operating mechanism with mechanical closing, without Remote trip alarm reset coil (RR), without 2nd shunt trip, without 1st Shunt trip | 87170 | 1 | Z\ | 1
3WA1108-3LE41-0AA0 |  | Withdrawable circuit breaker with guide frame, IEC 60947-2, frame size 1, 4-poles, N-pole left, In=800A up to 690V AC 50/60Hz, breaking capacity S Icu=66/50kA at 500/690V, Trip unit ETU600 LSI upgrade ready , colordisplay, bluetooth and USB interface, Protection LT, ST, INST, include N-protection, (internal N-sensor available), incl. trip alarm switch (1xCO), rear connection vertical, guide frame with shutter and w/o position signalling switch, with internal voltage tap on upper stab of circuit breaker, with voltage tap module VTM680 and power supply of ETU600, able to communication, integrated metering type PMF-1 Energy Efficiency, Voltage, Active energy Ea Manual operating mechanism with mechanical closing, without Spring charging motor, Ready-to-close signal. switch, Auxiliary switches 2NO+2NC, without Closing coil (CC), manual operating mechanism with mechanical closing, without Remote trip alarm reset coil (RR), without 2nd shunt trip, without 1st Shunt trip | 114870 | 1 | Z\ | 1
3WA1108-3LE42-0AA0 |  | Withdrawable circuit breaker with guide frame, IEC 60947-2, frame size 1, 4-poles, N-pole left, In=800A up to 690V AC 50/60Hz, breaking capacity S Icu=66/50kA at 500/690V, Trip unit ETU600 LSI upgrade ready , colordisplay, bluetooth and USB interface, Protection LT, ST, INST, include N-protection, (internal N-sensor available), incl. trip alarm switch (1xCO), rear connection horizontal, guide frame with shutter and w/o position signalling switch, with internal voltage tap on upper stab of circuit breaker, with voltage tap module VTM680 and power supply of ETU600, able to communication, integrated metering type PMF-1 Energy Efficiency, Voltage, Active energy Ea Manual operating mechanism with mechanical closing, without Spring charging motor, Ready-to-close signal. switch, Auxiliary switches 2NO+2NC, without Closing coil (CC), manual operating mechanism with mechanical closing, without Remote trip alarm reset coil (RR), without 2nd shunt trip, without 1st Shunt trip | 111870 | 1 | Z\ | 1
3WA1108-3LE43-0AA0 |  | Withdrawable circuit breaker with guide frame, IEC 60947-2, frame size 1, 4-poles, N-pole left, In=800A up to 690V AC 50/60Hz, breaking capacity S Icu=66/50kA at 500/690V, Trip unit ETU600 LSI upgrade ready , colordisplay, bluetooth and USB interface, Protection LT, ST, INST, include N-protection, (internal N-sensor available), incl. trip alarm switch (1xCO), front connection double hole, guide frame with shutter and w/o position signalling switch, with internal voltage tap on upper stab of circuit breaker, with voltage tap module VTM680 and power supply of ETU600, able to communication, integrated metering type PMF-1 Energy Efficiency, Voltage, Active energy Ea Manual operating mechanism with mechanical closing, without Spring charging motor, Ready-to-close signal. switch, Auxiliary switches 2NO+2NC, without Closing coil (CC), manual operating mechanism with mechanical closing, without Remote trip alarm reset coil (RR), without 2nd shunt trip, without 1st Shunt trip | 119870 | 1 | Z\ | 1
3WA1108-3LE44-0AA0 |  | Withdrawable circuit breaker with guide frame, IEC 60947-2, frame size 1, 4-poles, N-pole left, In=800A up to 690V AC 50/60Hz, breaking capacity S Icu=66/50kA at 500/690V, Trip unit ETU600 LSI upgrade ready , colordisplay, bluetooth and USB interface, Protection LT, ST, INST, include N-protection, (internal N-sensor available), incl. trip alarm switch (1xCO), rear connection flange, guide frame with shutter and w/o position signalling switch, with internal voltage tap on upper stab of circuit breaker, with voltage tap module VTM680 and power supply of ETU600, able to communication, integrated metering type PMF-1 Energy Efficiency, Voltage, Active energy Ea Manual operating mechanism with mechanical closing, without Spring charging motor, Ready-to-close signal. switch, Auxiliary switches 2NO+2NC, without Closing coil (CC), manual operating mechanism with mechanical closing, without Remote trip alarm reset coil (RR), without 2nd shunt trip, without 1st Shunt trip | 111870 | 1 | Z\ | 1
3WA1108-3LF01-0AA0 |  | Fixed-mounted circuit breaker IEC 60947-2, frame size 1, 3-poles, In=800A up to 690V AC 50/60Hz, breaking capacity S Icu=66/50kA at 500/690V, Trip unit ETU600 LSIG upgrade ready , colordisplay, bluetooth and USB interface, Protection LT, ST, INST, GFx, N-protection required an external N-sensor, incl. trip alarm switch (1xCO), rear connection vertical, with internal voltage tap on upper stab of circuit breaker, with voltage tap module VTM680 and power supply of ETU600, able to communication, integrated metering type PMF-1 Energy Efficiency, Voltage, Active energy Ea Manual operating mechanism with mechanical closing, without Spring charging motor, Ready-to-close signal. switch, Auxiliary switches 2NO+2NC, without Closing coil (CC), manual operating mechanism with mechanical closing, without Remote trip alarm reset coil (RR), without 2nd shunt trip, without 1st Shunt trip | 78670 | 1 | Z\ | 1
3WA1108-3LF02-0AA0 |  | Fixed-mounted circuit breaker IEC 60947-2, frame size 1, 3-poles, In=800A up to 690V AC 50/60Hz, breaking capacity S Icu=66/50kA at 500/690V, Trip unit ETU600 LSIG upgrade ready , colordisplay, bluetooth and USB interface, Protection LT, ST, INST, GFx, N-protection required an external N-sensor, incl. trip alarm switch (1xCO), rear connection horizontal, with internal voltage tap on upper stab of circuit breaker, with voltage tap module VTM680 and power supply of ETU600, able to communication, integrated metering type PMF-1 Energy Efficiency, Voltage, Active energy Ea Manual operating mechanism with mechanical closing, without Spring charging motor, Ready-to-close signal. switch, Auxiliary switches 2NO+2NC, without Closing coil (CC), manual operating mechanism with mechanical closing, without Remote trip alarm reset coil (RR), without 2nd shunt trip, without 1st Shunt trip | 76870 | 1 | Z\ | 1
3WA1108-3LF03-0AA0 |  | Fixed-mounted circuit breaker IEC 60947-2, frame size 1, 3-poles, In=800A up to 690V AC 50/60Hz, breaking capacity S Icu=66/50kA at 500/690V, Trip unit ETU600 LSIG upgrade ready , colordisplay, bluetooth and USB interface, Protection LT, ST, INST, GFx, N-protection required an external N-sensor, incl. trip alarm switch (1xCO), front connection double hole, with internal voltage tap on upper stab of circuit breaker, with voltage tap module VTM680 and power supply of ETU600, able to communication, integrated metering type PMF-1 Energy Efficiency, Voltage, Active energy Ea Manual operating mechanism with mechanical closing, without Spring charging motor, Ready-to-close signal. switch, Auxiliary switches 2NO+2NC, without Closing coil (CC), manual operating mechanism with mechanical closing, without Remote trip alarm reset coil (RR), without 2nd shunt trip, without 1st Shunt trip | 82070 | 1 | Z\ | 1
3WA1108-3LF11-0AA0 |  | Fixed-mounted circuit breaker IEC 60947-2, frame size 1, 4-poles, N-pole left, In=800A up to 690V AC 50/60Hz, breaking capacity S Icu=66/50kA at 500/690V, Trip unit ETU600 LSIG upgrade ready , colordisplay, bluetooth and USB interface, Protection LT, ST, INST, GFx, include N-protection, (internal N-sensor available), incl. trip alarm switch (1xCO), rear connection vertical, with internal voltage tap on upper stab of circuit breaker, with voltage tap module VTM680 and power supply of ETU600, able to communication, integrated metering type PMF-1 Energy Efficiency, Voltage, Active energy Ea Manual operating mechanism with mechanical closing, without Spring charging motor, Ready-to-close signal. switch, Auxiliary switches 2NO+2NC, without Closing coil (CC), manual operating mechanism with mechanical closing, without Remote trip alarm reset coil (RR), without 2nd shunt trip, without 1st Shunt trip | 97570 | 1 | Z\ | 1
3WA1108-3LF12-0AA0 |  | Fixed-mounted circuit breaker IEC 60947-2, frame size 1, 4-poles, N-pole left, In=800A up to 690V AC 50/60Hz, breaking capacity S Icu=66/50kA at 500/690V, Trip unit ETU600 LSIG upgrade ready , colordisplay, bluetooth and USB interface, Protection LT, ST, INST, GFx, include N-protection, (internal N-sensor available), incl. trip alarm switch (1xCO), rear connection horizontal, with internal voltage tap on upper stab of circuit breaker, with voltage tap module VTM680 and power supply of ETU600, able to communication, integrated metering type PMF-1 Energy Efficiency, Voltage, Active energy Ea Manual operating mechanism with mechanical closing, without Spring charging motor, Ready-to-close signal. switch, Auxiliary switches 2NO+2NC, without Closing coil (CC), manual operating mechanism with mechanical closing, without Remote trip alarm reset coil (RR), without 2nd shunt trip, without 1st Shunt trip | 95270 | 1 | Z\ | 1
3WA1108-3LF13-0AA0 |  | Fixed-mounted circuit breaker IEC 60947-2, frame size 1, 4-poles, N-pole left, In=800A up to 690V AC 50/60Hz, breaking capacity S Icu=66/50kA at 500/690V, Trip unit ETU600 LSIG upgrade ready , colordisplay, bluetooth and USB interface, Protection LT, ST, INST, GFx, include N-protection, (internal N-sensor available), incl. trip alarm switch (1xCO), front connection double hole, with internal voltage tap on upper stab of circuit breaker, with voltage tap module VTM680 and power supply of ETU600, able to communication, integrated metering type PMF-1 Energy Efficiency, Voltage, Active energy Ea Manual operating mechanism with mechanical closing, without Spring charging motor, Ready-to-close signal. switch, Auxiliary switches 2NO+2NC, without Closing coil (CC), manual operating mechanism with mechanical closing, without Remote trip alarm reset coil (RR), without 2nd shunt trip, without 1st Shunt trip | 102170 | 1 | Z\ | 1
3WA1108-3LF21-0AA0 |  | fixed-mounted circuit breaker, IEC 60947-2, size 1, 4-pole, N pole on right, In=800 A up to 690 V AC 50/60 Hz, breaking capacity S Icu=66/50 kA at 500/690 V, tripping unit ETU600 LSIG upgradeable, color display, Bluetooth, USB interface, basic protection LT, ST, INST, GFx, including protection of the N conductor (internal neutral point sensor available), trip alarm switch (1 x CO), connection at rear vertical, with internal voltage tap on upper stab of circuit breaker, with voltage tap module VTM680 and power supply of ETU600, able to communication, integrated metering type PMF-1 Energy Efficiency, Voltage, Active energy Ea Manual operating mechanism with mechanical closing, without Spring charging motor, Ready-to-close signal. switch, Auxiliary switches 2NO+2NC, without Closing coil (CC), manual operating mechanism with mechanical closing, without Remote trip alarm reset coil (RR), without 2nd shunt trip, without 1st Shunt trip | 97570 | 1 | Z\ | 1
3WA1108-3LF22-0AA0 |  | fixed-mounted circuit breaker, IEC 60947-2, size 1, 4-pole, N pole on right, In=800 A up to 690 V AC 50/60 Hz, breaking capacity S Icu=66/50 kA at 500/690 V, tripping unit ETU600 LSIG upgradeable, color display, Bluetooth, USB interface, basic protection LT, ST, INST, GFx, including protection of the N conductor (internal neutral point sensor available), trip alarm switch (1 x CO), connection at rear horizontal with internal voltage tap on upper stab of circuit breaker, with voltage tap module VTM680 and power supply of ETU600, able to communication, integrated metering type PMF-1 Energy Efficiency, Voltage, Active energy Ea Manual operating mechanism with mechanical closing, without Spring charging motor, Ready-to-close signal. switch, Auxiliary switches 2NO+2NC, without Closing coil (CC), manual operating mechanism with mechanical closing, without Remote trip alarm reset coil (RR), without 2nd shunt trip, without 1st Shunt trip | 95270 | 1 | Z\ | 1
3WA1108-3LF23-0AA0 |  | fixed-mounted circuit breaker, IEC 60947-2, size 1, 4-pole, N pole on right, In=800 A up to 690 V AC 50/60 Hz, breaking capacity S Icu=66/50 kA at 500/690 V, tripping unit ETU600 LSIG upgradeable, color display, Bluetooth, USB interface, basic protection LT, ST, INST, GFx, including protection of the N conductor (internal neutral point sensor available), trip alarm switch (1 x CO), front connection double hole, with internal voltage tap on upper stab of circuit breaker, with voltage tap module VTM680 and power supply of ETU600, able to communication, integrated metering type PMF-1 Energy Efficiency, Voltage, Active energy Ea Manual operating mechanism with mechanical closing, without Spring charging motor, Ready-to-close signal. switch, Auxiliary switches 2NO+2NC, without Closing coil (CC), manual operating mechanism with mechanical closing, without Remote trip alarm reset coil (RR), without 2nd shunt trip, without 1st Shunt trip | 102170 | 1 | Z\ | 1
3WA1108-3LF31-0AA0 |  | Withdrawable circuit breaker with guide frame, IEC 60947-2, frame size 1, 3-poles, In=800A up to 690V AC 50/60Hz, breaking capacity S Icu=66/50kA at 500/690V, Trip unit ETU600 LSIG upgrade ready , colordisplay, bluetooth and USB interface, Protection LT, ST, INST, GFx, N-protection required an external N-sensor, incl. trip alarm switch (1xCO), rear connection vertical, guide frame with shutter and w/o position signalling switch, with internal voltage tap on upper stab of circuit breaker, with voltage tap module VTM680 and power supply of ETU600, able to communication, integrated metering type PMF-1 Energy Efficiency, Voltage, Active energy Ea Manual operating mechanism with mechanical closing, without Spring charging motor, Ready-to-close signal. switch, Auxiliary switches 2NO+2NC, without Closing coil (CC), manual operating mechanism with mechanical closing, without Remote trip alarm reset coil (RR), without 2nd shunt trip, without 1st Shunt trip | 99570 | 1 | Z\ | 1
3WA1108-3LF32-0AA0 |  | Withdrawable circuit breaker with guide frame, IEC 60947-2, frame size 1, 3-poles, In=800A up to 690V AC 50/60Hz, breaking capacity S Icu=66/50kA at 500/690V, Trip unit ETU600 LSIG upgrade ready , colordisplay, bluetooth and USB interface, Protection LT, ST, INST, GFx, N-protection required an external N-sensor, incl. trip alarm switch (1xCO), rear connection horizontal, guide frame with shutter and w/o position signalling switch, with internal voltage tap on upper stab of circuit breaker, with voltage tap module VTM680 and power supply of ETU600, able to communication, integrated metering type PMF-1 Energy Efficiency, Voltage, Active energy Ea Manual operating mechanism with mechanical closing, without Spring charging motor, Ready-to-close signal. switch, Auxiliary switches 2NO+2NC, without Closing coil (CC), manual operating mechanism with mechanical closing, without Remote trip alarm reset coil (RR), without 2nd shunt trip, without 1st Shunt trip | 97770 | 1 | Z\ | 1
3WA1108-3LF33-0AA0 |  | Withdrawable circuit breaker with guide frame, IEC 60947-2, frame size 1, 3-poles, In=800A up to 690V AC 50/60Hz, breaking capacity S Icu=66/50kA at 500/690V, Trip unit ETU600 LSIG upgrade ready , colordisplay, bluetooth and USB interface, Protection LT, ST, INST, GFx, N-protection required an external N-sensor, incl. trip alarm switch (1xCO), front connection double hole, guide frame with shutter and w/o position signalling switch, with internal voltage tap on upper stab of circuit breaker, with voltage tap module VTM680 and power supply of ETU600, able to communication, integrated metering type PMF-1 Energy Efficiency, Voltage, Active energy Ea Manual operating mechanism with mechanical closing, without Spring charging motor, Ready-to-close signal. switch, Auxiliary switches 2NO+2NC, without Closing coil (CC), manual operating mechanism with mechanical closing, without Remote trip alarm reset coil (RR), without 2nd shunt trip, without 1st Shunt trip | 103270 | 1 | Z\ | 1
3WA1108-3LF34-0AA0 |  | Withdrawable circuit breaker with guide frame, IEC 60947-2, frame size 1, 3-poles, In=800A up to 690V AC 50/60Hz, breaking capacity S Icu=66/50kA at 500/690V, Trip unit ETU600 LSIG upgrade ready , colordisplay, bluetooth and USB interface, Protection LT, ST, INST, GFx, N-protection required an external N-sensor, incl. trip alarm switch (1xCO), rear connection flange, guide frame with shutter and w/o position signalling switch, with internal voltage tap on upper stab of circuit breaker, with voltage tap module VTM680 and power supply of ETU600, able to communication, integrated metering type PMF-1 Energy Efficiency, Voltage, Active energy Ea Manual operating mechanism with mechanical closing, without Spring charging motor, Ready-to-close signal. switch, Auxiliary switches 2NO+2NC, without Closing coil (CC), manual operating mechanism with mechanical closing, without Remote trip alarm reset coil (RR), without 2nd shunt trip, without 1st Shunt trip | 97770 | 1 | Z\ | 1
3WA1108-3LF41-0AA0 |  | Withdrawable circuit breaker with guide frame, IEC 60947-2, frame size 1, 4-poles, N-pole left, In=800A up to 690V AC 50/60Hz, breaking capacity S Icu=66/50kA at 500/690V, Trip unit ETU600 LSIG upgrade ready , colordisplay, bluetooth and USB interface, Protection LT, ST, INST, GFx, include N-protection, (internal N-sensor available), incl. trip alarm switch (1xCO), rear connection vertical, guide frame with shutter and w/o position signalling switch, with internal voltage tap on upper stab of circuit breaker, with voltage tap module VTM680 and power supply of ETU600, able to communication, integrated metering type PMF-1 Energy Efficiency, Voltage, Active energy Ea Manual operating mechanism with mechanical closing, without Spring charging motor, Ready-to-close signal. switch, Auxiliary switches 2NO+2NC, without Closing coil (CC), manual operating mechanism with mechanical closing, without Remote trip alarm reset coil (RR), without 2nd shunt trip, without 1st Shunt trip | 124870 | 1 | Z\ | 1
3WA1108-3LF42-0AA0 |  | Withdrawable circuit breaker with guide frame, IEC 60947-2, frame size 1, 4-poles, N-pole left, In=800A up to 690V AC 50/60Hz, breaking capacity S Icu=66/50kA at 500/690V, Trip unit ETU600 LSIG upgrade ready , colordisplay, bluetooth and USB interface, Protection LT, ST, INST, GFx, include N-protection, (internal N-sensor available), incl. trip alarm switch (1xCO), rear connection horizontal, guide frame with shutter and w/o position signalling switch, with internal voltage tap on upper stab of circuit breaker, with voltage tap module VTM680 and power supply of ETU600, able to communication, integrated metering type PMF-1 Energy Efficiency, Voltage, Active energy Ea Manual operating mechanism with mechanical closing, without Spring charging motor, Ready-to-close signal. switch, Auxiliary switches 2NO+2NC, without Closing coil (CC), manual operating mechanism with mechanical closing, without Remote trip alarm reset coil (RR), without 2nd shunt trip, without 1st Shunt trip | 122870 | 1 | Z\ | 1
3WA1108-3LF43-0AA0 |  | Withdrawable circuit breaker with guide frame, IEC 60947-2, frame size 1, 4-poles, N-pole left, In=800A up to 690V AC 50/60Hz, breaking capacity S Icu=66/50kA at 500/690V, Trip unit ETU600 LSIG upgrade ready , colordisplay, bluetooth and USB interface, Protection LT, ST, INST, GFx, include N-protection, (internal N-sensor available), incl. trip alarm switch (1xCO), front connection double hole, guide frame with shutter and w/o position signalling switch, with internal voltage tap on upper stab of circuit breaker, with voltage tap module VTM680 and power supply of ETU600, able to communication, integrated metering type PMF-1 Energy Efficiency, Voltage, Active energy Ea Manual operating mechanism with mechanical closing, without Spring charging motor, Ready-to-close signal. switch, Auxiliary switches 2NO+2NC, without Closing coil (CC), manual operating mechanism with mechanical closing, without Remote trip alarm reset coil (RR), without 2nd shunt trip, without 1st Shunt trip | 129870 | 1 | Z\ | 1
3WA1108-3LF44-0AA0 |  | Withdrawable circuit breaker with guide frame, IEC 60947-2, frame size 1, 4-poles, N-pole left, In=800A up to 690V AC 50/60Hz, breaking capacity S Icu=66/50kA at 500/690V, Trip unit ETU600 LSIG upgrade ready , colordisplay, bluetooth and USB interface, Protection LT, ST, INST, GFx, include N-protection, (internal N-sensor available), incl. trip alarm switch (1xCO), rear connection flange, guide frame with shutter and w/o position signalling switch, with internal voltage tap on upper stab of circuit breaker, with voltage tap module VTM680 and power supply of ETU600, able to communication, integrated metering type PMF-1 Energy Efficiency, Voltage, Active energy Ea Manual operating mechanism with mechanical closing, without Spring charging motor, Ready-to-close signal. switch, Auxiliary switches 2NO+2NC, without Closing coil (CC), manual operating mechanism with mechanical closing, without Remote trip alarm reset coil (RR), without 2nd shunt trip, without 1st Shunt trip | 122870 | 1 | Z\ | 1
3WA1108-3ME01-0AA0 |  | Fixed-mounted circuit breaker IEC 60947-2, frame size 1, 3-poles, In=800A up to 690V AC 50/60Hz, breaking capacity S Icu=66/50kA at 500/690V, Trip unit ETU600 LSI upgrade ready , colordisplay, bluetooth and USB interface, Protection LT, ST, INST, N-protection required an external N-sensor, incl. trip alarm switch (1xCO), rear connection vertical, with internal voltage tap on upper stab of circuit breaker, with voltage tap module VTM680 and power supply of ETU600, able to communication, integrated metering type PMF-2 Basic Power Monitoring, Voltage, Energy, Power, Power factor, Frequency, Unbalance, Temperature, Manual operating mechanism with mechanical closing, without Spring charging motor, Ready-to-close signal. switch, Auxiliary switches 2NO+2NC, without Closing coil (CC), manual operating mechanism with mechanical closing, without Remote trip alarm reset coil (RR), without 2nd shunt trip, without 1st Shunt trip | 76800 | 1 | Z\ | 1
3WA1108-3ME02-0AA0 |  | Fixed-mounted circuit breaker IEC 60947-2, frame size 1, 3-poles, In=800A up to 690V AC 50/60Hz, breaking capacity S Icu=66/50kA at 500/690V, Trip unit ETU600 LSI upgrade ready , colordisplay, bluetooth and USB interface, Protection LT, ST, INST, N-protection required an external N-sensor, incl. trip alarm switch (1xCO), rear connection horizontal, with internal voltage tap on upper stab of circuit breaker, with voltage tap module VTM680 and power supply of ETU600, able to communication, integrated metering type PMF-2 Basic Power Monitoring, Voltage, Energy, Power, Power factor, Frequency, Unbalance, Temperature, Manual operating mechanism with mechanical closing, without Spring charging motor, Ready-to-close signal. switch, Auxiliary switches 2NO+2NC, without Closing coil (CC), manual operating mechanism with mechanical closing, without Remote trip alarm reset coil (RR), without 2nd shunt trip, without 1st Shunt trip | 75100 | 1 | Z\ | 1
3WA1108-3ME03-0AA0 |  | Fixed-mounted circuit breaker IEC 60947-2, frame size 1, 3-poles, In=800A up to 690V AC 50/60Hz, breaking capacity S Icu=66/50kA at 500/690V, Trip unit ETU600 LSI upgrade ready , colordisplay, bluetooth and USB interface, Protection LT, ST, INST, N-protection required an external N-sensor, incl. trip alarm switch (1xCO), front connection double hole, with internal voltage tap on upper stab of circuit breaker, with voltage tap module VTM680 and power supply of ETU600, able to communication, integrated metering type PMF-2 Basic Power Monitoring, Voltage, Energy, Power, Power factor, Frequency, Unbalance, Temperature, Manual operating mechanism with mechanical closing, without Spring charging motor, Ready-to-close signal. switch, Auxiliary switches 2NO+2NC, without Closing coil (CC), manual operating mechanism with mechanical closing, without Remote trip alarm reset coil (RR), without 2nd shunt trip, without 1st Shunt trip | 80300 | 1 | Z\ | 1
3WA1108-3ME11-0AA0 |  | Fixed-mounted circuit breaker IEC 60947-2, frame size 1, 4-poles, N-pole left, In=800A up to 690V AC 50/60Hz, breaking capacity S Icu=66/50kA at 500/690V, Trip unit ETU600 LSI upgrade ready , colordisplay, bluetooth and USB interface, Protection LT, ST, INST, include N-protection, (internal N-sensor available), incl. trip alarm switch (1xCO), rear connection vertical, with internal voltage tap on upper stab of circuit breaker, with voltage tap module VTM680 and power supply of ETU600, able to communication, integrated metering type PMF-2 Basic Power Monitoring, Voltage, Energy, Power, Power factor, Frequency, Unbalance, Temperature, Manual operating mechanism with mechanical closing, without Spring charging motor, Ready-to-close signal. switch, Auxiliary switches 2NO+2NC, without Closing coil (CC), manual operating mechanism with mechanical closing, without Remote trip alarm reset coil (RR), without 2nd shunt trip, without 1st Shunt trip | 95800 | 1 | Z\ | 1
3WA1108-3ME12-0AA0 |  | Fixed-mounted circuit breaker IEC 60947-2, frame size 1, 4-poles, N-pole left, In=800A up to 690V AC 50/60Hz, breaking capacity S Icu=66/50kA at 500/690V, Trip unit ETU600 LSI upgrade ready , colordisplay, bluetooth and USB interface, Protection LT, ST, INST, include N-protection, (internal N-sensor available), incl. trip alarm switch (1xCO), rear connection horizontal, with internal voltage tap on upper stab of circuit breaker, with voltage tap module VTM680 and power supply of ETU600, able to communication, integrated metering type PMF-2 Basic Power Monitoring, Voltage, Energy, Power, Power factor, Frequency, Unbalance, Temperature, Manual operating mechanism with mechanical closing, without Spring charging motor, Ready-to-close signal. switch, Auxiliary switches 2NO+2NC, without Closing coil (CC), manual operating mechanism with mechanical closing, without Remote trip alarm reset coil (RR), without 2nd shunt trip, without 1st Shunt trip | 93500 | 1 | Z\ | 1
3WA1108-3ME13-0AA0 |  | Fixed-mounted circuit breaker IEC 60947-2, frame size 1, 4-poles, N-pole left, In=800A up to 690V AC 50/60Hz, breaking capacity S Icu=66/50kA at 500/690V, Trip unit ETU600 LSI upgrade ready , colordisplay, bluetooth and USB interface, Protection LT, ST, INST, include N-protection, (internal N-sensor available), incl. trip alarm switch (1xCO), front connection double hole, with internal voltage tap on upper stab of circuit breaker, with voltage tap module VTM680 and power supply of ETU600, able to communication, integrated metering type PMF-2 Basic Power Monitoring, Voltage, Energy, Power, Power factor, Frequency, Unbalance, Temperature, Manual operating mechanism with mechanical closing, without Spring charging motor, Ready-to-close signal. switch, Auxiliary switches 2NO+2NC, without Closing coil (CC), manual operating mechanism with mechanical closing, without Remote trip alarm reset coil (RR), without 2nd shunt trip, without 1st Shunt trip | 100300 | 1 | Z\ | 1
3WA1108-3ME21-0AA0 |  | fixed-mounted circuit breaker, IEC 60947-2, size 1, 4-pole, N pole on right, In=800 A up to 690 V AC 50/60 Hz, breaking capacity S Icu=66/50 kA at 500/690 V, tripping unit ETU600 LSI upgradeable, color display, Bluetooth, USB interface, basic protection LT, ST, INST, including protection of the N conductor (internal neutral point sensor available), trip alarm switch (1 x CO), connection at rear vertical, with internal voltage tap on upper stab of circuit breaker, with voltage tap module VTM680 and power supply of ETU600, able to communication, integrated metering type PMF-2 Basic Power Monitoring, Voltage, Energy, Power, Power factor, Frequency, Unbalance, Temperature, Manual operating mechanism with mechanical closing, without Spring charging motor, Ready-to-close signal. switch, Auxiliary switches 2NO+2NC, without Closing coil (CC), manual operating mechanism with mechanical closing, without Remote trip alarm reset coil (RR), without 2nd shunt trip, without 1st Shunt trip | 95800 | 1 | Z\ | 1
3WA1108-3ME22-0AA0 |  | fixed-mounted circuit breaker, IEC 60947-2, size 1, 4-pole, N pole on right, In=800 A up to 690 V AC 50/60 Hz, breaking capacity S Icu=66/50 kA at 500/690 V, tripping unit ETU600 LSI upgradeable, color display, Bluetooth, USB interface, basic protection LT, ST, INST, including protection of the N conductor (internal neutral point sensor available), trip alarm switch (1 x CO), connection at rear horizontal with internal voltage tap on upper stab of circuit breaker, with voltage tap module VTM680 and power supply of ETU600, able to communication, integrated metering type PMF-2 Basic Power Monitoring, Voltage, Energy, Power, Power factor, Frequency, Unbalance, Temperature, Manual operating mechanism with mechanical closing, without Spring charging motor, Ready-to-close signal. switch, Auxiliary switches 2NO+2NC, without Closing coil (CC), manual operating mechanism with mechanical closing, without Remote trip alarm reset coil (RR), without 2nd shunt trip, without 1st Shunt trip | 93500 | 1 | Z\ | 1
3WA1108-3ME23-0AA0 |  | fixed-mounted circuit breaker, IEC 60947-2, size 1, 4-pole, N pole on right, In=800 A up to 690 V AC 50/60 Hz, breaking capacity S Icu=66/50 kA at 500/690 V, tripping unit ETU600 LSI upgradeable, color display, Bluetooth, USB interface, basic protection LT, ST, INST, including protection of the N conductor (internal neutral point sensor available), trip alarm switch (1 x CO), front connection double hole, with internal voltage tap on upper stab of circuit breaker, with voltage tap module VTM680 and power supply of ETU600, able to communication, integrated metering type PMF-2 Basic Power Monitoring, Voltage, Energy, Power, Power factor, Frequency, Unbalance, Temperature, Manual operating mechanism with mechanical closing, without Spring charging motor, Ready-to-close signal. switch, Auxiliary switches 2NO+2NC, without Closing coil (CC), manual operating mechanism with mechanical closing, without Remote trip alarm reset coil (RR), without 2nd shunt trip, without 1st Shunt trip | 100300 | 1 | Z\ | 1
3WA1108-3ME31-0AA0 |  | Withdrawable circuit breaker with guide frame, IEC 60947-2, frame size 1, 3-poles, In=800A up to 690V AC 50/60Hz, breaking capacity S Icu=66/50kA at 500/690V, Trip unit ETU600 LSI upgrade ready , colordisplay, bluetooth and USB interface, Protection LT, ST, INST, N-protection required an external N-sensor, incl. trip alarm switch (1xCO), rear connection vertical, guide frame with shutter and w/o position signalling switch, with internal voltage tap on upper stab of circuit breaker, with voltage tap module VTM680 and power supply of ETU600, able to communication, integrated metering type PMF-2 Basic Power Monitoring, Voltage, Energy, Power, Power factor, Frequency, Unbalance, Temperature, Manual operating mechanism with mechanical closing, without Spring charging motor, Ready-to-close signal. switch, Auxiliary switches 2NO+2NC, without Closing coil (CC), manual operating mechanism with mechanical closing, without Remote trip alarm reset coil (RR), without 2nd shunt trip, without 1st Shunt trip | 97800 | 1 | Z\ | 1
3WA1108-3ME32-0AA0 |  | Withdrawable circuit breaker with guide frame, IEC 60947-2, frame size 1, 3-poles, In=800A up to 690V AC 50/60Hz, breaking capacity S Icu=66/50kA at 500/690V, Trip unit ETU600 LSI upgrade ready , colordisplay, bluetooth and USB interface, Protection LT, ST, INST, N-protection required an external N-sensor, incl. trip alarm switch (1xCO), rear connection horizontal, guide frame with shutter and w/o position signalling switch, with internal voltage tap on upper stab of circuit breaker, with voltage tap module VTM680 and power supply of ETU600, able to communication, integrated metering type PMF-2 Basic Power Monitoring, Voltage, Energy, Power, Power factor, Frequency, Unbalance, Temperature, Manual operating mechanism with mechanical closing, without Spring charging motor, Ready-to-close signal. switch, Auxiliary switches 2NO+2NC, without Closing coil (CC), manual operating mechanism with mechanical closing, without Remote trip alarm reset coil (RR), without 2nd shunt trip, without 1st Shunt trip | 96000 | 1 | Z\ | 1
3WA1108-3ME33-0AA0 |  | Withdrawable circuit breaker with guide frame, IEC 60947-2, frame size 1, 3-poles, In=800A up to 690V AC 50/60Hz, breaking capacity S Icu=66/50kA at 500/690V, Trip unit ETU600 LSI upgrade ready , colordisplay, bluetooth and USB interface, Protection LT, ST, INST, N-protection required an external N-sensor, incl. trip alarm switch (1xCO), front connection double hole, guide frame with shutter and w/o position signalling switch, with internal voltage tap on upper stab of circuit breaker, with voltage tap module VTM680 and power supply of ETU600, able to communication, integrated metering type PMF-2 Basic Power Monitoring, Voltage, Energy, Power, Power factor, Frequency, Unbalance, Temperature, Manual operating mechanism with mechanical closing, without Spring charging motor, Ready-to-close signal. switch, Auxiliary switches 2NO+2NC, without Closing coil (CC), manual operating mechanism with mechanical closing, without Remote trip alarm reset coil (RR), without 2nd shunt trip, without 1st Shunt trip | 101400 | 1 | Z\ | 1
3WA1108-3ME34-0AA0 |  | Withdrawable circuit breaker with guide frame, IEC 60947-2, frame size 1, 3-poles, In=800A up to 690V AC 50/60Hz, breaking capacity S Icu=66/50kA at 500/690V, Trip unit ETU600 LSI upgrade ready , colordisplay, bluetooth and USB interface, Protection LT, ST, INST, N-protection required an external N-sensor, incl. trip alarm switch (1xCO), rear connection flange, guide frame with shutter and w/o position signalling switch, with internal voltage tap on upper stab of circuit breaker, with voltage tap module VTM680 and power supply of ETU600, able to communication, integrated metering type PMF-2 Basic Power Monitoring, Voltage, Energy, Power, Power factor, Frequency, Unbalance, Temperature, Manual operating mechanism with mechanical closing, without Spring charging motor, Ready-to-close signal. switch, Auxiliary switches 2NO+2NC, without Closing coil (CC), manual operating mechanism with mechanical closing, without Remote trip alarm reset coil (RR), without 2nd shunt trip, without 1st Shunt trip | 96000 | 1 | Z\ | 1
3WA1108-3ME41-0AA0 |  | Withdrawable circuit breaker with guide frame, IEC 60947-2, frame size 1, 4-poles, N-pole left, In=800A up to 690V AC 50/60Hz, breaking capacity S Icu=66/50kA at 500/690V, Trip unit ETU600 LSI upgrade ready , colordisplay, bluetooth and USB interface, Protection LT, ST, INST, include N-protection, (internal N-sensor available), incl. trip alarm switch (1xCO), rear connection vertical, guide frame with shutter and w/o position signalling switch, with internal voltage tap on upper stab of circuit breaker, with voltage tap module VTM680 and power supply of ETU600, able to communication, integrated metering type PMF-2 Basic Power Monitoring, Voltage, Energy, Power, Power factor, Frequency, Unbalance, Temperature, Manual operating mechanism with mechanical closing, without Spring charging motor, Ready-to-close signal. switch, Auxiliary switches 2NO+2NC, without Closing coil (CC), manual operating mechanism with mechanical closing, without Remote trip alarm reset coil (RR), without 2nd shunt trip, without 1st Shunt trip | 123700 | 1 | Z\ | 1
3WA1108-3ME42-0AA0 |  | Withdrawable circuit breaker with guide frame, IEC 60947-2, frame size 1, 4-poles, N-pole left, In=800A up to 690V AC 50/60Hz, breaking capacity S Icu=66/50kA at 500/690V, Trip unit ETU600 LSI upgrade ready , colordisplay, bluetooth and USB interface, Protection LT, ST, INST, include N-protection, (internal N-sensor available), incl. trip alarm switch (1xCO), rear connection horizontal, guide frame with shutter and w/o position signalling switch, with internal voltage tap on upper stab of circuit breaker, with voltage tap module VTM680 and power supply of ETU600, able to communication, integrated metering type PMF-2 Basic Power Monitoring, Voltage, Energy, Power, Power factor, Frequency, Unbalance, Temperature, Manual operating mechanism with mechanical closing, without Spring charging motor, Ready-to-close signal. switch, Auxiliary switches 2NO+2NC, without Closing coil (CC), manual operating mechanism with mechanical closing, without Remote trip alarm reset coil (RR), without 2nd shunt trip, without 1st Shunt trip | 120700 | 1 | Z\ | 1
3WA1108-3ME43-0AA0 |  | Withdrawable circuit breaker with guide frame, IEC 60947-2, frame size 1, 4-poles, N-pole left, In=800A up to 690V AC 50/60Hz, breaking capacity S Icu=66/50kA at 500/690V, Trip unit ETU600 LSI upgrade ready , colordisplay, bluetooth and USB interface, Protection LT, ST, INST, include N-protection, (internal N-sensor available), incl. trip alarm switch (1xCO), front connection double hole, guide frame with shutter and w/o position signalling switch, with internal voltage tap on upper stab of circuit breaker, with voltage tap module VTM680 and power supply of ETU600, able to communication, integrated metering type PMF-2 Basic Power Monitoring, Voltage, Energy, Power, Power factor, Frequency, Unbalance, Temperature, Manual operating mechanism with mechanical closing, without Spring charging motor, Ready-to-close signal. switch, Auxiliary switches 2NO+2NC, without Closing coil (CC), manual operating mechanism with mechanical closing, without Remote trip alarm reset coil (RR), without 2nd shunt trip, without 1st Shunt trip | 128700 | 1 | Z\ | 1
3WA1108-3ME44-0AA0 |  | Withdrawable circuit breaker with guide frame, IEC 60947-2, frame size 1, 4-poles, N-pole left, In=800A up to 690V AC 50/60Hz, breaking capacity S Icu=66/50kA at 500/690V, Trip unit ETU600 LSI upgrade ready , colordisplay, bluetooth and USB interface, Protection LT, ST, INST, include N-protection, (internal N-sensor available), incl. trip alarm switch (1xCO), rear connection flange, guide frame with shutter and w/o position signalling switch, with internal voltage tap on upper stab of circuit breaker, with voltage tap module VTM680 and power supply of ETU600, able to communication, integrated metering type PMF-2 Basic Power Monitoring, Voltage, Energy, Power, Power factor, Frequency, Unbalance, Temperature, Manual operating mechanism with mechanical closing, without Spring charging motor, Ready-to-close signal. switch, Auxiliary switches 2NO+2NC, without Closing coil (CC), manual operating mechanism with mechanical closing, without Remote trip alarm reset coil (RR), without 2nd shunt trip, without 1st Shunt trip | 120700 | 1 | Z\ | 1
3WA1108-3MF01-0AA0 |  | Fixed-mounted circuit breaker IEC 60947-2, frame size 1, 3-poles, In=800A up to 690V AC 50/60Hz, breaking capacity S Icu=66/50kA at 500/690V, Trip unit ETU600 LSIG upgrade ready , colordisplay, bluetooth and USB interface, Protection LT, ST, INST, GFx, N-protection required an external N-sensor, incl. trip alarm switch (1xCO), rear connection vertical, with internal voltage tap on upper stab of circuit breaker, with voltage tap module VTM680 and power supply of ETU600, able to communication, integrated metering type PMF-2 Basic Power Monitoring, Voltage, Energy, Power, Power factor, Frequency, Unbalance, Temperature, Manual operating mechanism with mechanical closing, without Spring charging motor, Ready-to-close signal. switch, Auxiliary switches 2NO+2NC, without Closing coil (CC), manual operating mechanism with mechanical closing, without Remote trip alarm reset coil (RR), without 2nd shunt trip, without 1st Shunt trip | 87500 | 1 | Z\ | 1
3WA1108-3MF02-0AA0 |  | Fixed-mounted circuit breaker IEC 60947-2, frame size 1, 3-poles, In=800A up to 690V AC 50/60Hz, breaking capacity S Icu=66/50kA at 500/690V, Trip unit ETU600 LSIG upgrade ready , colordisplay, bluetooth and USB interface, Protection LT, ST, INST, GFx, N-protection required an external N-sensor, incl. trip alarm switch (1xCO), rear connection horizontal, with internal voltage tap on upper stab of circuit breaker, with voltage tap module VTM680 and power supply of ETU600, able to communication, integrated metering type PMF-2 Basic Power Monitoring, Voltage, Energy, Power, Power factor, Frequency, Unbalance, Temperature, Manual operating mechanism with mechanical closing, without Spring charging motor, Ready-to-close signal. switch, Auxiliary switches 2NO+2NC, without Closing coil (CC), manual operating mechanism with mechanical closing, without Remote trip alarm reset coil (RR), without 2nd shunt trip, without 1st Shunt trip | 85700 | 1 | Z\ | 1
3WA1108-3MF03-0AA0 |  | Fixed-mounted circuit breaker IEC 60947-2, frame size 1, 3-poles, In=800A up to 690V AC 50/60Hz, breaking capacity S Icu=66/50kA at 500/690V, Trip unit ETU600 LSIG upgrade ready , colordisplay, bluetooth and USB interface, Protection LT, ST, INST, GFx, N-protection required an external N-sensor, incl. trip alarm switch (1xCO), front connection double hole, with internal voltage tap on upper stab of circuit breaker, with voltage tap module VTM680 and power supply of ETU600, able to communication, integrated metering type PMF-2 Basic Power Monitoring, Voltage, Energy, Power, Power factor, Frequency, Unbalance, Temperature, Manual operating mechanism with mechanical closing, without Spring charging motor, Ready-to-close signal. switch, Auxiliary switches 2NO+2NC, without Closing coil (CC), manual operating mechanism with mechanical closing, without Remote trip alarm reset coil (RR), without 2nd shunt trip, without 1st Shunt trip | 90900 | 1 | Z\ | 1
3WA1108-3MF11-0AA0 |  | Fixed-mounted circuit breaker IEC 60947-2, frame size 1, 4-poles, N-pole left, In=800A up to 690V AC 50/60Hz, breaking capacity S Icu=66/50kA at 500/690V, Trip unit ETU600 LSIG upgrade ready , colordisplay, bluetooth and USB interface, Protection LT, ST, INST, GFx, include N-protection, (internal N-sensor available), incl. trip alarm switch (1xCO), rear connection vertical, with internal voltage tap on upper stab of circuit breaker, with voltage tap module VTM680 and power supply of ETU600, able to communication, integrated metering type PMF-2 Basic Power Monitoring, Voltage, Energy, Power, Power factor, Frequency, Unbalance, Temperature, Manual operating mechanism with mechanical closing, without Spring charging motor, Ready-to-close signal. switch, Auxiliary switches 2NO+2NC, without Closing coil (CC), manual operating mechanism with mechanical closing, without Remote trip alarm reset coil (RR), without 2nd shunt trip, without 1st Shunt trip | 106400 | 1 | Z\ | 1
3WA1108-3MF12-0AA0 |  | Fixed-mounted circuit breaker IEC 60947-2, frame size 1, 4-poles, N-pole left, In=800A up to 690V AC 50/60Hz, breaking capacity S Icu=66/50kA at 500/690V, Trip unit ETU600 LSIG upgrade ready , colordisplay, bluetooth and USB interface, Protection LT, ST, INST, GFx, include N-protection, (internal N-sensor available), incl. trip alarm switch (1xCO), rear connection horizontal, with internal voltage tap on upper stab of circuit breaker, with voltage tap module VTM680 and power supply of ETU600, able to communication, integrated metering type PMF-2 Basic Power Monitoring, Voltage, Energy, Power, Power factor, Frequency, Unbalance, Temperature, Manual operating mechanism with mechanical closing, without Spring charging motor, Ready-to-close signal. switch, Auxiliary switches 2NO+2NC, without Closing coil (CC), manual operating mechanism with mechanical closing, without Remote trip alarm reset coil (RR), without 2nd shunt trip, without 1st Shunt trip | 104100 | 1 | Z\ | 1
3WA1108-3MF13-0AA0 |  | Fixed-mounted circuit breaker IEC 60947-2, frame size 1, 4-poles, N-pole left, In=800A up to 690V AC 50/60Hz, breaking capacity S Icu=66/50kA at 500/690V, Trip unit ETU600 LSIG upgrade ready , colordisplay, bluetooth and USB interface, Protection LT, ST, INST, GFx, include N-protection, (internal N-sensor available), incl. trip alarm switch (1xCO), front connection double hole, with internal voltage tap on upper stab of circuit breaker, with voltage tap module VTM680 and power supply of ETU600, able to communication, integrated metering type PMF-2 Basic Power Monitoring, Voltage, Energy, Power, Power factor, Frequency, Unbalance, Temperature, Manual operating mechanism with mechanical closing, without Spring charging motor, Ready-to-close signal. switch, Auxiliary switches 2NO+2NC, without Closing coil (CC), manual operating mechanism with mechanical closing, without Remote trip alarm reset coil (RR), without 2nd shunt trip, without 1st Shunt trip | 111000 | 1 | Z\ | 1
3WA1108-3MF21-0AA0 |  | fixed-mounted circuit breaker, IEC 60947-2, size 1, 4-pole, N pole on right, In=800 A up to 690 V AC 50/60 Hz, breaking capacity S Icu=66/50 kA at 500/690 V, tripping unit ETU600 LSIG upgradeable, color display, Bluetooth, USB interface, basic protection LT, ST, INST, GFx, including protection of the N conductor (internal neutral point sensor available), trip alarm switch (1 x CO), connection at rear vertical, with internal voltage tap on upper stab of circuit breaker, with voltage tap module VTM680 and power supply of ETU600, able to communication, integrated metering type PMF-2 Basic Power Monitoring, Voltage, Energy, Power, Power factor, Frequency, Unbalance, Temperature, Manual operating mechanism with mechanical closing, without Spring charging motor, Ready-to-close signal. switch, Auxiliary switches 2NO+2NC, without Closing coil (CC), manual operating mechanism with mechanical closing, without Remote trip alarm reset coil (RR), without 2nd shunt trip, without 1st Shunt trip | 106400 | 1 | Z\ | 1
3WA1108-3MF22-0AA0 |  | fixed-mounted circuit breaker, IEC 60947-2, size 1, 4-pole, N pole on right, In=800 A up to 690 V AC 50/60 Hz, breaking capacity S Icu=66/50 kA at 500/690 V, tripping unit ETU600 LSIG upgradeable, color display, Bluetooth, USB interface, basic protection LT, ST, INST, GFx, including protection of the N conductor (internal neutral point sensor available), trip alarm switch (1 x CO), connection at rear horizontal with internal voltage tap on upper stab of circuit breaker, with voltage tap module VTM680 and power supply of ETU600, able to communication, integrated metering type PMF-2 Basic Power Monitoring, Voltage, Energy, Power, Power factor, Frequency, Unbalance, Temperature, Manual operating mechanism with mechanical closing, without Spring charging motor, Ready-to-close signal. switch, Auxiliary switches 2NO+2NC, without Closing coil (CC), manual operating mechanism with mechanical closing, without Remote trip alarm reset coil (RR), without 2nd shunt trip, without 1st Shunt trip | 104100 | 1 | Z\ | 1
3WA1108-3MF23-0AA0 |  | fixed-mounted circuit breaker, IEC 60947-2, size 1, 4-pole, N pole on right, In=800 A up to 690 V AC 50/60 Hz, breaking capacity S Icu=66/50 kA at 500/690 V, tripping unit ETU600 LSIG upgradeable, color display, Bluetooth, USB interface, basic protection LT, ST, INST, GFx, including protection of the N conductor (internal neutral point sensor available), trip alarm switch (1 x CO), front connection double hole, with internal voltage tap on upper stab of circuit breaker, with voltage tap module VTM680 and power supply of ETU600, able to communication, integrated metering type PMF-2 Basic Power Monitoring, Voltage, Energy, Power, Power factor, Frequency, Unbalance, Temperature, Manual operating mechanism with mechanical closing, without Spring charging motor, Ready-to-close signal. switch, Auxiliary switches 2NO+2NC, without Closing coil (CC), manual operating mechanism with mechanical closing, without Remote trip alarm reset coil (RR), without 2nd shunt trip, without 1st Shunt trip | 111000 | 1 | Z\ | 1
3WA1108-3MF31-0AA0 |  | Withdrawable circuit breaker with guide frame, IEC 60947-2, frame size 1, 3-poles, In=800A up to 690V AC 50/60Hz, breaking capacity S Icu=66/50kA at 500/690V, Trip unit ETU600 LSIG upgrade ready , colordisplay, bluetooth and USB interface, Protection LT, ST, INST, GFx, N-protection required an external N-sensor, incl. trip alarm switch (1xCO), rear connection vertical, guide frame with shutter and w/o position signalling switch, with internal voltage tap on upper stab of circuit breaker, with voltage tap module VTM680 and power supply of ETU600, able to communication, integrated metering type PMF-2 Basic Power Monitoring, Voltage, Energy, Power, Power factor, Frequency, Unbalance, Temperature, Manual operating mechanism with mechanical closing, without Spring charging motor, Ready-to-close signal. switch, Auxiliary switches 2NO+2NC, without Closing coil (CC), manual operating mechanism with mechanical closing, without Remote trip alarm reset coil (RR), without 2nd shunt trip, without 1st Shunt trip | 108400 | 1 | Z\ | 1
3WA1108-3MF32-0AA0 |  | Withdrawable circuit breaker with guide frame, IEC 60947-2, frame size 1, 3-poles, In=800A up to 690V AC 50/60Hz, breaking capacity S Icu=66/50kA at 500/690V, Trip unit ETU600 LSIG upgrade ready , colordisplay, bluetooth and USB interface, Protection LT, ST, INST, GFx, N-protection required an external N-sensor, incl. trip alarm switch (1xCO), rear connection horizontal, guide frame with shutter and w/o position signalling switch, with internal voltage tap on upper stab of circuit breaker, with voltage tap module VTM680 and power supply of ETU600, able to communication, integrated metering type PMF-2 Basic Power Monitoring, Voltage, Energy, Power, Power factor, Frequency, Unbalance, Temperature, Manual operating mechanism with mechanical closing, without Spring charging motor, Ready-to-close signal. switch, Auxiliary switches 2NO+2NC, without Closing coil (CC), manual operating mechanism with mechanical closing, without Remote trip alarm reset coil (RR), without 2nd shunt trip, without 1st Shunt trip | 106600 | 1 | Z\ | 1
3WA1108-3MF33-0AA0 |  | Withdrawable circuit breaker with guide frame, IEC 60947-2, frame size 1, 3-poles, In=800A up to 690V AC 50/60Hz, breaking capacity S Icu=66/50kA at 500/690V, Trip unit ETU600 LSIG upgrade ready , colordisplay, bluetooth and USB interface, Protection LT, ST, INST, GFx, N-protection required an external N-sensor, incl. trip alarm switch (1xCO), front connection double hole, guide frame with shutter and w/o position signalling switch, with internal voltage tap on upper stab of circuit breaker, with voltage tap module VTM680 and power supply of ETU600, able to communication, integrated metering type PMF-2 Basic Power Monitoring, Voltage, Energy, Power, Power factor, Frequency, Unbalance, Temperature, Manual operating mechanism with mechanical closing, without Spring charging motor, Ready-to-close signal. switch, Auxiliary switches 2NO+2NC, without Closing coil (CC), manual operating mechanism with mechanical closing, without Remote trip alarm reset coil (RR), without 2nd shunt trip, without 1st Shunt trip | 112100 | 1 | Z\ | 1
3WA1108-3MF34-0AA0 |  | Withdrawable circuit breaker with guide frame, IEC 60947-2, frame size 1, 3-poles, In=800A up to 690V AC 50/60Hz, breaking capacity S Icu=66/50kA at 500/690V, Trip unit ETU600 LSIG upgrade ready , colordisplay, bluetooth and USB interface, Protection LT, ST, INST, GFx, N-protection required an external N-sensor, incl. trip alarm switch (1xCO), rear connection flange, guide frame with shutter and w/o position signalling switch, with internal voltage tap on upper stab of circuit breaker, with voltage tap module VTM680 and power supply of ETU600, able to communication, integrated metering type PMF-2 Basic Power Monitoring, Voltage, Energy, Power, Power factor, Frequency, Unbalance, Temperature, Manual operating mechanism with mechanical closing, without Spring charging motor, Ready-to-close signal. switch, Auxiliary switches 2NO+2NC, without Closing coil (CC), manual operating mechanism with mechanical closing, without Remote trip alarm reset coil (RR), without 2nd shunt trip, without 1st Shunt trip | 106600 | 1 | Z\ | 1
3WA1108-3MF41-0AA0 |  | Withdrawable circuit breaker with guide frame, IEC 60947-2, frame size 1, 4-poles, N-pole left, In=800A up to 690V AC 50/60Hz, breaking capacity S Icu=66/50kA at 500/690V, Trip unit ETU600 LSIG upgrade ready , colordisplay, bluetooth and USB interface, Protection LT, ST, INST, GFx, include N-protection, (internal N-sensor available), incl. trip alarm switch (1xCO), rear connection vertical, guide frame with shutter and w/o position signalling switch, with internal voltage tap on upper stab of circuit breaker, with voltage tap module VTM680 and power supply of ETU600, able to communication, integrated metering type PMF-2 Basic Power Monitoring, Voltage, Energy, Power, Power factor, Frequency, Unbalance, Temperature, Manual operating mechanism with mechanical closing, without Spring charging motor, Ready-to-close signal. switch, Auxiliary switches 2NO+2NC, without Closing coil (CC), manual operating mechanism with mechanical closing, without Remote trip alarm reset coil (RR), without 2nd shunt trip, without 1st Shunt trip | 133700 | 1 | Z\ | 1
3WA1108-3MF42-0AA0 |  | Withdrawable circuit breaker with guide frame, IEC 60947-2, frame size 1, 4-poles, N-pole left, In=800A up to 690V AC 50/60Hz, breaking capacity S Icu=66/50kA at 500/690V, Trip unit ETU600 LSIG upgrade ready , colordisplay, bluetooth and USB interface, Protection LT, ST, INST, GFx, include N-protection, (internal N-sensor available), incl. trip alarm switch (1xCO), rear connection horizontal, guide frame with shutter and w/o position signalling switch, with internal voltage tap on upper stab of circuit breaker, with voltage tap module VTM680 and power supply of ETU600, able to communication, integrated metering type PMF-2 Basic Power Monitoring, Voltage, Energy, Power, Power factor, Frequency, Unbalance, Temperature, Manual operating mechanism with mechanical closing, without Spring charging motor, Ready-to-close signal. switch, Auxiliary switches 2NO+2NC, without Closing coil (CC), manual operating mechanism with mechanical closing, without Remote trip alarm reset coil (RR), without 2nd shunt trip, without 1st Shunt trip | 131700 | 1 | Z\ | 1
3WA1108-3MF43-0AA0 |  | Withdrawable circuit breaker with guide frame, IEC 60947-2, frame size 1, 4-poles, N-pole left, In=800A up to 690V AC 50/60Hz, breaking capacity S Icu=66/50kA at 500/690V, Trip unit ETU600 LSIG upgrade ready , colordisplay, bluetooth and USB interface, Protection LT, ST, INST, GFx, include N-protection, (internal N-sensor available), incl. trip alarm switch (1xCO), front connection double hole, guide frame with shutter and w/o position signalling switch, with internal voltage tap on upper stab of circuit breaker, with voltage tap module VTM680 and power supply of ETU600, able to communication, integrated metering type PMF-2 Basic Power Monitoring, Voltage, Energy, Power, Power factor, Frequency, Unbalance, Temperature, Manual operating mechanism with mechanical closing, without Spring charging motor, Ready-to-close signal. switch, Auxiliary switches 2NO+2NC, without Closing coil (CC), manual operating mechanism with mechanical closing, without Remote trip alarm reset coil (RR), without 2nd shunt trip, without 1st Shunt trip | 138700 | 1 | Z\ | 1
3WA1108-3MF44-0AA0 |  | Withdrawable circuit breaker with guide frame, IEC 60947-2, frame size 1, 4-poles, N-pole left, In=800A up to 690V AC 50/60Hz, breaking capacity S Icu=66/50kA at 500/690V, Trip unit ETU600 LSIG upgrade ready , colordisplay, bluetooth and USB interface, Protection LT, ST, INST, GFx, include N-protection, (internal N-sensor available), incl. trip alarm switch (1xCO), rear connection flange, guide frame with shutter and w/o position signalling switch, with internal voltage tap on upper stab of circuit breaker, with voltage tap module VTM680 and power supply of ETU600, able to communication, integrated metering type PMF-2 Basic Power Monitoring, Voltage, Energy, Power, Power factor, Frequency, Unbalance, Temperature, Manual operating mechanism with mechanical closing, without Spring charging motor, Ready-to-close signal. switch, Auxiliary switches 2NO+2NC, without Closing coil (CC), manual operating mechanism with mechanical closing, without Remote trip alarm reset coil (RR), without 2nd shunt trip, without 1st Shunt trip | 131700 | 1 | Z\ | 1
3WA1108-3NE01-0AA0 |  | Fixed-mounted circuit breaker IEC 60947-2, frame size 1, 3-poles, In=800A up to 690V AC 50/60Hz, breaking capacity S Icu=66/50kA at 500/690V, Trip unit ETU600 LSI upgrade ready , colordisplay, bluetooth and USB interface, Protection LT, ST, INST, N-protection required an external N-sensor, incl. trip alarm switch (1xCO), rear connection vertical, with internal voltage tap on upper stab of circuit breaker, with voltage tap module VTM680 and power supply of ETU600, able to communication, integrated metering type PMF-3 Advanced Power Monitor., Voltage, Energy, Power, Power factor, Frequency, Unbalance, Temperature, Power quality, Manual operating mechanism with mechanical closing, without Spring charging motor, Ready-to-close signal. switch, Auxiliary switches 2NO+2NC, without Closing coil (CC), manual operating mechanism with mechanical closing, without Remote trip alarm reset coil (RR), without 2nd shunt trip, without 1st Shunt trip | 83200 | 1 | Z\ | 1
3WA1108-3NE02-0AA0 |  | Fixed-mounted circuit breaker IEC 60947-2, frame size 1, 3-poles, In=800A up to 690V AC 50/60Hz, breaking capacity S Icu=66/50kA at 500/690V, Trip unit ETU600 LSI upgrade ready , colordisplay, bluetooth and USB interface, Protection LT, ST, INST, N-protection required an external N-sensor, incl. trip alarm switch (1xCO), rear connection horizontal, with internal voltage tap on upper stab of circuit breaker, with voltage tap module VTM680 and power supply of ETU600, able to communication, integrated metering type PMF-3 Advanced Power Monitor., Voltage, Energy, Power, Power factor, Frequency, Unbalance, Temperature, Power quality, Manual operating mechanism with mechanical closing, without Spring charging motor, Ready-to-close signal. switch, Auxiliary switches 2NO+2NC, without Closing coil (CC), manual operating mechanism with mechanical closing, without Remote trip alarm reset coil (RR), without 2nd shunt trip, without 1st Shunt trip | 81500 | 1 | Z\ | 1
3WA1108-3NE03-0AA0 |  | Fixed-mounted circuit breaker IEC 60947-2, frame size 1, 3-poles, In=800A up to 690V AC 50/60Hz, breaking capacity S Icu=66/50kA at 500/690V, Trip unit ETU600 LSI upgrade ready , colordisplay, bluetooth and USB interface, Protection LT, ST, INST, N-protection required an external N-sensor, incl. trip alarm switch (1xCO), front connection double hole, with internal voltage tap on upper stab of circuit breaker, with voltage tap module VTM680 and power supply of ETU600, able to communication, integrated metering type PMF-3 Advanced Power Monitor., Voltage, Energy, Power, Power factor, Frequency, Unbalance, Temperature, Power quality, Manual operating mechanism with mechanical closing, without Spring charging motor, Ready-to-close signal. switch, Auxiliary switches 2NO+2NC, without Closing coil (CC), manual operating mechanism with mechanical closing, without Remote trip alarm reset coil (RR), without 2nd shunt trip, without 1st Shunt trip | 86700 | 1 | Z\ | 1
3WA1108-3NE11-0AA0 |  | Fixed-mounted circuit breaker IEC 60947-2, frame size 1, 4-poles, N-pole left, In=800A up to 690V AC 50/60Hz, breaking capacity S Icu=66/50kA at 500/690V, Trip unit ETU600 LSI upgrade ready , colordisplay, bluetooth and USB interface, Protection LT, ST, INST, include N-protection, (internal N-sensor available), incl. trip alarm switch (1xCO), rear connection vertical, with internal voltage tap on upper stab of circuit breaker, with voltage tap module VTM680 and power supply of ETU600, able to communication, integrated metering type PMF-3 Advanced Power Monitor., Voltage, Energy, Power, Power factor, Frequency, Unbalance, Temperature, Power quality, Manual operating mechanism with mechanical closing, without Spring charging motor, Ready-to-close signal. switch, Auxiliary switches 2NO+2NC, without Closing coil (CC), manual operating mechanism with mechanical closing, without Remote trip alarm reset coil (RR), without 2nd shunt trip, without 1st Shunt trip | 102200 | 1 | Z\ | 1
3WA1108-3NE12-0AA0 |  | Fixed-mounted circuit breaker IEC 60947-2, frame size 1, 4-poles, N-pole left, In=800A up to 690V AC 50/60Hz, breaking capacity S Icu=66/50kA at 500/690V, Trip unit ETU600 LSI upgrade ready , colordisplay, bluetooth and USB interface, Protection LT, ST, INST, include N-protection, (internal N-sensor available), incl. trip alarm switch (1xCO), rear connection horizontal, with internal voltage tap on upper stab of circuit breaker, with voltage tap module VTM680 and power supply of ETU600, able to communication, integrated metering type PMF-3 Advanced Power Monitor., Voltage, Energy, Power, Power factor, Frequency, Unbalance, Temperature, Power quality, Manual operating mechanism with mechanical closing, without Spring charging motor, Ready-to-close signal. switch, Auxiliary switches 2NO+2NC, without Closing coil (CC), manual operating mechanism with mechanical closing, without Remote trip alarm reset coil (RR), without 2nd shunt trip, without 1st Shunt trip | 99900 | 1 | Z\ | 1
3WA1108-3NE13-0AA0 |  | Fixed-mounted circuit breaker IEC 60947-2, frame size 1, 4-poles, N-pole left, In=800A up to 690V AC 50/60Hz, breaking capacity S Icu=66/50kA at 500/690V, Trip unit ETU600 LSI upgrade ready , colordisplay, bluetooth and USB interface, Protection LT, ST, INST, include N-protection, (internal N-sensor available), incl. trip alarm switch (1xCO), front connection double hole, with internal voltage tap on upper stab of circuit breaker, with voltage tap module VTM680 and power supply of ETU600, able to communication, integrated metering type PMF-3 Advanced Power Monitor., Voltage, Energy, Power, Power factor, Frequency, Unbalance, Temperature, Power quality, Manual operating mechanism with mechanical closing, without Spring charging motor, Ready-to-close signal. switch, Auxiliary switches 2NO+2NC, without Closing coil (CC), manual operating mechanism with mechanical closing, without Remote trip alarm reset coil (RR), without 2nd shunt trip, without 1st Shunt trip | 106700 | 1 | Z\ | 1
3WA1108-3NE21-0AA0 |  | fixed-mounted circuit breaker, IEC 60947-2, size 1, 4-pole, N pole on right, In=800 A up to 690 V AC 50/60 Hz, breaking capacity S Icu=66/50 kA at 500/690 V, tripping unit ETU600 LSI upgradeable, color display, Bluetooth, USB interface, basic protection LT, ST, INST, including protection of the N conductor (internal neutral point sensor available), trip alarm switch (1 x CO), connection at rear vertical, with internal voltage tap on upper stab of circuit breaker, with voltage tap module VTM680 and power supply of ETU600, able to communication, integrated metering type PMF-3 Advanced Power Monitor., Voltage, Energy, Power, Power factor, Frequency, Unbalance, Temperature, Power quality, Manual operating mechanism with mechanical closing, without Spring charging motor, Ready-to-close signal. switch, Auxiliary switches 2NO+2NC, without Closing coil (CC), manual operating mechanism with mechanical closing, without Remote trip alarm reset coil (RR), without 2nd shunt trip, without 1st Shunt trip | 102200 | 1 | Z\ | 1
3WA1108-3NE22-0AA0 |  | fixed-mounted circuit breaker, IEC 60947-2, size 1, 4-pole, N pole on right, In=800 A up to 690 V AC 50/60 Hz, breaking capacity S Icu=66/50 kA at 500/690 V, tripping unit ETU600 LSI upgradeable, color display, Bluetooth, USB interface, basic protection LT, ST, INST, including protection of the N conductor (internal neutral point sensor available), trip alarm switch (1 x CO), connection at rear horizontal with internal voltage tap on upper stab of circuit breaker, with voltage tap module VTM680 and power supply of ETU600, able to communication, integrated metering type PMF-3 Advanced Power Monitor., Voltage, Energy, Power, Power factor, Frequency, Unbalance, Temperature, Power quality, Manual operating mechanism with mechanical closing, without Spring charging motor, Ready-to-close signal. switch, Auxiliary switches 2NO+2NC, without Closing coil (CC), manual operating mechanism with mechanical closing, without Remote trip alarm reset coil (RR), without 2nd shunt trip, without 1st Shunt trip | 99900 | 1 | Z\ | 1
3WA1108-3NE23-0AA0 |  | fixed-mounted circuit breaker, IEC 60947-2, size 1, 4-pole, N pole on right, In=800 A up to 690 V AC 50/60 Hz, breaking capacity S Icu=66/50 kA at 500/690 V, tripping unit ETU600 LSI upgradeable, color display, Bluetooth, USB interface, basic protection LT, ST, INST, including protection of the N conductor (internal neutral point sensor available), trip alarm switch (1 x CO), front connection double hole, with internal voltage tap on upper stab of circuit breaker, with voltage tap module VTM680 and power supply of ETU600, able to communication, integrated metering type PMF-3 Advanced Power Monitor., Voltage, Energy, Power, Power factor, Frequency, Unbalance, Temperature, Power quality, Manual operating mechanism with mechanical closing, without Spring charging motor, Ready-to-close signal. switch, Auxiliary switches 2NO+2NC, without Closing coil (CC), manual operating mechanism with mechanical closing, without Remote trip alarm reset coil (RR), without 2nd shunt trip, without 1st Shunt trip | 106700 | 1 | Z\ | 1
3WA1108-3NE31-0AA0 |  | Withdrawable circuit breaker with guide frame, IEC 60947-2, frame size 1, 3-poles, In=800A up to 690V AC 50/60Hz, breaking capacity S Icu=66/50kA at 500/690V, Trip unit ETU600 LSI upgrade ready , colordisplay, bluetooth and USB interface, Protection LT, ST, INST, N-protection required an external N-sensor, incl. trip alarm switch (1xCO), rear connection vertical, guide frame with shutter and w/o position signalling switch, with internal voltage tap on upper stab of circuit breaker, with voltage tap module VTM680 and power supply of ETU600, able to communication, integrated metering type PMF-3 Advanced Power Monitor., Voltage, Energy, Power, Power factor, Frequency, Unbalance, Temperature, Power quality, Manual operating mechanism with mechanical closing, without Spring charging motor, Ready-to-close signal. switch, Auxiliary switches 2NO+2NC, without Closing coil (CC), manual operating mechanism with mechanical closing, without Remote trip alarm reset coil (RR), without 2nd shunt trip, without 1st Shunt trip | 104200 | 1 | Z\ | 1
3WA1108-3NE32-0AA0 |  | Withdrawable circuit breaker with guide frame, IEC 60947-2, frame size 1, 3-poles, In=800A up to 690V AC 50/60Hz, breaking capacity S Icu=66/50kA at 500/690V, Trip unit ETU600 LSI upgrade ready , colordisplay, bluetooth and USB interface, Protection LT, ST, INST, N-protection required an external N-sensor, incl. trip alarm switch (1xCO), rear connection horizontal, guide frame with shutter and w/o position signalling switch, with internal voltage tap on upper stab of circuit breaker, with voltage tap module VTM680 and power supply of ETU600, able to communication, integrated metering type PMF-3 Advanced Power Monitor., Voltage, Energy, Power, Power factor, Frequency, Unbalance, Temperature, Power quality, Manual operating mechanism with mechanical closing, without Spring charging motor, Ready-to-close signal. switch, Auxiliary switches 2NO+2NC, without Closing coil (CC), manual operating mechanism with mechanical closing, without Remote trip alarm reset coil (RR), without 2nd shunt trip, without 1st Shunt trip | 102400 | 1 | Z\ | 1
3WA1108-3NE33-0AA0 |  | Withdrawable circuit breaker with guide frame, IEC 60947-2, frame size 1, 3-poles, In=800A up to 690V AC 50/60Hz, breaking capacity S Icu=66/50kA at 500/690V, Trip unit ETU600 LSI upgrade ready , colordisplay, bluetooth and USB interface, Protection LT, ST, INST, N-protection required an external N-sensor, incl. trip alarm switch (1xCO), front connection double hole, guide frame with shutter and w/o position signalling switch, with internal voltage tap on upper stab of circuit breaker, with voltage tap module VTM680 and power supply of ETU600, able to communication, integrated metering type PMF-3 Advanced Power Monitor., Voltage, Energy, Power, Power factor, Frequency, Unbalance, Temperature, Power quality, Manual operating mechanism with mechanical closing, without Spring charging motor, Ready-to-close signal. switch, Auxiliary switches 2NO+2NC, without Closing coil (CC), manual operating mechanism with mechanical closing, without Remote trip alarm reset coil (RR), without 2nd shunt trip, without 1st Shunt trip | 107800 | 1 | Z\ | 1
3WA1108-3NE34-0AA0 |  | Withdrawable circuit breaker with guide frame, IEC 60947-2, frame size 1, 3-poles, In=800A up to 690V AC 50/60Hz, breaking capacity S Icu=66/50kA at 500/690V, Trip unit ETU600 LSI upgrade ready , colordisplay, bluetooth and USB interface, Protection LT, ST, INST, N-protection required an external N-sensor, incl. trip alarm switch (1xCO), rear connection flange, guide frame with shutter and w/o position signalling switch, with internal voltage tap on upper stab of circuit breaker, with voltage tap module VTM680 and power supply of ETU600, able to communication, integrated metering type PMF-3 Advanced Power Monitor., Voltage, Energy, Power, Power factor, Frequency, Unbalance, Temperature, Power quality, Manual operating mechanism with mechanical closing, without Spring charging motor, Ready-to-close signal. switch, Auxiliary switches 2NO+2NC, without Closing coil (CC), manual operating mechanism with mechanical closing, without Remote trip alarm reset coil (RR), without 2nd shunt trip, without 1st Shunt trip | 102400 | 1 | Z\ | 1
3WA1108-3NE41-0AA0 |  | Withdrawable circuit breaker with guide frame, IEC 60947-2, frame size 1, 4-poles, N-pole left, In=800A up to 690V AC 50/60Hz, breaking capacity S Icu=66/50kA at 500/690V, Trip unit ETU600 LSI upgrade ready , colordisplay, bluetooth and USB interface, Protection LT, ST, INST, include N-protection, (internal N-sensor available), incl. trip alarm switch (1xCO), rear connection vertical, guide frame with shutter and w/o position signalling switch, with internal voltage tap on upper stab of circuit breaker, with voltage tap module VTM680 and power supply of ETU600, able to communication, integrated metering type PMF-3 Advanced Power Monitor., Voltage, Energy, Power, Power factor, Frequency, Unbalance, Temperature, Power quality, Manual operating mechanism with mechanical closing, without Spring charging motor, Ready-to-close signal. switch, Auxiliary switches 2NO+2NC, without Closing coil (CC), manual operating mechanism with mechanical closing, without Remote trip alarm reset coil (RR), without 2nd shunt trip, without 1st Shunt trip | 130100 | 1 | Z\ | 1
3WA1108-3NE42-0AA0 |  | Withdrawable circuit breaker with guide frame, IEC 60947-2, frame size 1, 4-poles, N-pole left, In=800A up to 690V AC 50/60Hz, breaking capacity S Icu=66/50kA at 500/690V, Trip unit ETU600 LSI upgrade ready , colordisplay, bluetooth and USB interface, Protection LT, ST, INST, include N-protection, (internal N-sensor available), incl. trip alarm switch (1xCO), rear connection horizontal, guide frame with shutter and w/o position signalling switch, with internal voltage tap on upper stab of circuit breaker, with voltage tap module VTM680 and power supply of ETU600, able to communication, integrated metering type PMF-3 Advanced Power Monitor., Voltage, Energy, Power, Power factor, Frequency, Unbalance, Temperature, Power quality, Manual operating mechanism with mechanical closing, without Spring charging motor, Ready-to-close signal. switch, Auxiliary switches 2NO+2NC, without Closing coil (CC), manual operating mechanism with mechanical closing, without Remote trip alarm reset coil (RR), without 2nd shunt trip, without 1st Shunt trip | 127100 | 1 | Z\ | 1
3WA1108-3NE43-0AA0 |  | Withdrawable circuit breaker with guide frame, IEC 60947-2, frame size 1, 4-poles, N-pole left, In=800A up to 690V AC 50/60Hz, breaking capacity S Icu=66/50kA at 500/690V, Trip unit ETU600 LSI upgrade ready , colordisplay, bluetooth and USB interface, Protection LT, ST, INST, include N-protection, (internal N-sensor available), incl. trip alarm switch (1xCO), front connection double hole, guide frame with shutter and w/o position signalling switch, with internal voltage tap on upper stab of circuit breaker, with voltage tap module VTM680 and power supply of ETU600, able to communication, integrated metering type PMF-3 Advanced Power Monitor., Voltage, Energy, Power, Power factor, Frequency, Unbalance, Temperature, Power quality, Manual operating mechanism with mechanical closing, without Spring charging motor, Ready-to-close signal. switch, Auxiliary switches 2NO+2NC, without Closing coil (CC), manual operating mechanism with mechanical closing, without Remote trip alarm reset coil (RR), without 2nd shunt trip, without 1st Shunt trip | 135100 | 1 | Z\ | 1
3WA1108-3NE44-0AA0 |  | Withdrawable circuit breaker with guide frame, IEC 60947-2, frame size 1, 4-poles, N-pole left, In=800A up to 690V AC 50/60Hz, breaking capacity S Icu=66/50kA at 500/690V, Trip unit ETU600 LSI upgrade ready , colordisplay, bluetooth and USB interface, Protection LT, ST, INST, include N-protection, (internal N-sensor available), incl. trip alarm switch (1xCO), rear connection flange, guide frame with shutter and w/o position signalling switch, with internal voltage tap on upper stab of circuit breaker, with voltage tap module VTM680 and power supply of ETU600, able to communication, integrated metering type PMF-3 Advanced Power Monitor., Voltage, Energy, Power, Power factor, Frequency, Unbalance, Temperature, Power quality, Manual operating mechanism with mechanical closing, without Spring charging motor, Ready-to-close signal. switch, Auxiliary switches 2NO+2NC, without Closing coil (CC), manual operating mechanism with mechanical closing, without Remote trip alarm reset coil (RR), without 2nd shunt trip, without 1st Shunt trip | 127100 | 1 | Z\ | 1
3WA1108-3NF01-0AA0 |  | Fixed-mounted circuit breaker IEC 60947-2, frame size 1, 3-poles, In=800A up to 690V AC 50/60Hz, breaking capacity S Icu=66/50kA at 500/690V, Trip unit ETU600 LSIG upgrade ready , colordisplay, bluetooth and USB interface, Protection LT, ST, INST, GFx, N-protection required an external N-sensor, incl. trip alarm switch (1xCO), rear connection vertical, with internal voltage tap on upper stab of circuit breaker, with voltage tap module VTM680 and power supply of ETU600, able to communication, integrated metering type PMF-3 Advanced Power Monitor., Voltage, Energy, Power, Power factor, Frequency, Unbalance, Temperature, Power quality, Manual operating mechanism with mechanical closing, without Spring charging motor, Ready-to-close signal. switch, Auxiliary switches 2NO+2NC, without Closing coil (CC), manual operating mechanism with mechanical closing, without Remote trip alarm reset coil (RR), without 2nd shunt trip, without 1st Shunt trip | 93900 | 1 | Z\ | 1
3WA1108-3NF02-0AA0 |  | Fixed-mounted circuit breaker IEC 60947-2, frame size 1, 3-poles, In=800A up to 690V AC 50/60Hz, breaking capacity S Icu=66/50kA at 500/690V, Trip unit ETU600 LSIG upgrade ready , colordisplay, bluetooth and USB interface, Protection LT, ST, INST, GFx, N-protection required an external N-sensor, incl. trip alarm switch (1xCO), rear connection horizontal, with internal voltage tap on upper stab of circuit breaker, with voltage tap module VTM680 and power supply of ETU600, able to communication, integrated metering type PMF-3 Advanced Power Monitor., Voltage, Energy, Power, Power factor, Frequency, Unbalance, Temperature, Power quality, Manual operating mechanism with mechanical closing, without Spring charging motor, Ready-to-close signal. switch, Auxiliary switches 2NO+2NC, without Closing coil (CC), manual operating mechanism with mechanical closing, without Remote trip alarm reset coil (RR), without 2nd shunt trip, without 1st Shunt trip | 92100 | 1 | Z\ | 1
3WA1108-3NF03-0AA0 |  | Fixed-mounted circuit breaker IEC 60947-2, frame size 1, 3-poles, In=800A up to 690V AC 50/60Hz, breaking capacity S Icu=66/50kA at 500/690V, Trip unit ETU600 LSIG upgrade ready , colordisplay, bluetooth and USB interface, Protection LT, ST, INST, GFx, N-protection required an external N-sensor, incl. trip alarm switch (1xCO), front connection double hole, with internal voltage tap on upper stab of circuit breaker, with voltage tap module VTM680 and power supply of ETU600, able to communication, integrated metering type PMF-3 Advanced Power Monitor., Voltage, Energy, Power, Power factor, Frequency, Unbalance, Temperature, Power quality, Manual operating mechanism with mechanical closing, without Spring charging motor, Ready-to-close signal. switch, Auxiliary switches 2NO+2NC, without Closing coil (CC), manual operating mechanism with mechanical closing, without Remote trip alarm reset coil (RR), without 2nd shunt trip, without 1st Shunt trip | 97300 | 1 | Z\ | 1
3WA1108-3NF11-0AA0 |  | Fixed-mounted circuit breaker IEC 60947-2, frame size 1, 4-poles, N-pole left, In=800A up to 690V AC 50/60Hz, breaking capacity S Icu=66/50kA at 500/690V, Trip unit ETU600 LSIG upgrade ready , colordisplay, bluetooth and USB interface, Protection LT, ST, INST, GFx, include N-protection, (internal N-sensor available), incl. trip alarm switch (1xCO), rear connection vertical, with internal voltage tap on upper stab of circuit breaker, with voltage tap module VTM680 and power supply of ETU600, able to communication, integrated metering type PMF-3 Advanced Power Monitor., Voltage, Energy, Power, Power factor, Frequency, Unbalance, Temperature, Power quality, Manual operating mechanism with mechanical closing, without Spring charging motor, Ready-to-close signal. switch, Auxiliary switches 2NO+2NC, without Closing coil (CC), manual operating mechanism with mechanical closing, without Remote trip alarm reset coil (RR), without 2nd shunt trip, without 1st Shunt trip | 112800 | 1 | Z\ | 1
3WA1108-3NF12-0AA0 |  | Fixed-mounted circuit breaker IEC 60947-2, frame size 1, 4-poles, N-pole left, In=800A up to 690V AC 50/60Hz, breaking capacity S Icu=66/50kA at 500/690V, Trip unit ETU600 LSIG upgrade ready , colordisplay, bluetooth and USB interface, Protection LT, ST, INST, GFx, include N-protection, (internal N-sensor available), incl. trip alarm switch (1xCO), rear connection horizontal, with internal voltage tap on upper stab of circuit breaker, with voltage tap module VTM680 and power supply of ETU600, able to communication, integrated metering type PMF-3 Advanced Power Monitor., Voltage, Energy, Power, Power factor, Frequency, Unbalance, Temperature, Power quality, Manual operating mechanism with mechanical closing, without Spring charging motor, Ready-to-close signal. switch, Auxiliary switches 2NO+2NC, without Closing coil (CC), manual operating mechanism with mechanical closing, without Remote trip alarm reset coil (RR), without 2nd shunt trip, without 1st Shunt trip | 110500 | 1 | Z\ | 1
3WA1108-3NF13-0AA0 |  | Fixed-mounted circuit breaker IEC 60947-2, frame size 1, 4-poles, N-pole left, In=800A up to 690V AC 50/60Hz, breaking capacity S Icu=66/50kA at 500/690V, Trip unit ETU600 LSIG upgrade ready , colordisplay, bluetooth and USB interface, Protection LT, ST, INST, GFx, include N-protection, (internal N-sensor available), incl. trip alarm switch (1xCO), front connection double hole, with internal voltage tap on upper stab of circuit breaker, with voltage tap module VTM680 and power supply of ETU600, able to communication, integrated metering type PMF-3 Advanced Power Monitor., Voltage, Energy, Power, Power factor, Frequency, Unbalance, Temperature, Power quality, Manual operating mechanism with mechanical closing, without Spring charging motor, Ready-to-close signal. switch, Auxiliary switches 2NO+2NC, without Closing coil (CC), manual operating mechanism with mechanical closing, without Remote trip alarm reset coil (RR), without 2nd shunt trip, without 1st Shunt trip | 117400 | 1 | Z\ | 1
3WA1108-3NF21-0AA0 |  | fixed-mounted circuit breaker, IEC 60947-2, size 1, 4-pole, N pole on right, In=800 A up to 690 V AC 50/60 Hz, breaking capacity S Icu=66/50 kA at 500/690 V, tripping unit ETU600 LSIG upgradeable, color display, Bluetooth, USB interface, basic protection LT, ST, INST, GFx, including protection of the N conductor (internal neutral point sensor available), trip alarm switch (1 x CO), connection at rear vertical, with internal voltage tap on upper stab of circuit breaker, with voltage tap module VTM680 and power supply of ETU600, able to communication, integrated metering type PMF-3 Advanced Power Monitor., Voltage, Energy, Power, Power factor, Frequency, Unbalance, Temperature, Power quality, Manual operating mechanism with mechanical closing, without Spring charging motor, Ready-to-close signal. switch, Auxiliary switches 2NO+2NC, without Closing coil (CC), manual operating mechanism with mechanical closing, without Remote trip alarm reset coil (RR), without 2nd shunt trip, without 1st Shunt trip | 112800 | 1 | Z\ | 1
3WA1108-3NF22-0AA0 |  | fixed-mounted circuit breaker, IEC 60947-2, size 1, 4-pole, N pole on right, In=800 A up to 690 V AC 50/60 Hz, breaking capacity S Icu=66/50 kA at 500/690 V, tripping unit ETU600 LSIG upgradeable, color display, Bluetooth, USB interface, basic protection LT, ST, INST, GFx, including protection of the N conductor (internal neutral point sensor available), trip alarm switch (1 x CO), connection at rear horizontal with internal voltage tap on upper stab of circuit breaker, with voltage tap module VTM680 and power supply of ETU600, able to communication, integrated metering type PMF-3 Advanced Power Monitor., Voltage, Energy, Power, Power factor, Frequency, Unbalance, Temperature, Power quality, Manual operating mechanism with mechanical closing, without Spring charging motor, Ready-to-close signal. switch, Auxiliary switches 2NO+2NC, without Closing coil (CC), manual operating mechanism with mechanical closing, without Remote trip alarm reset coil (RR), without 2nd shunt trip, without 1st Shunt trip | 110500 | 1 | Z\ | 1
3WA1108-3NF23-0AA0 |  | fixed-mounted circuit breaker, IEC 60947-2, size 1, 4-pole, N pole on right, In=800 A up to 690 V AC 50/60 Hz, breaking capacity S Icu=66/50 kA at 500/690 V, tripping unit ETU600 LSIG upgradeable, color display, Bluetooth, USB interface, basic protection LT, ST, INST, GFx, including protection of the N conductor (internal neutral point sensor available), trip alarm switch (1 x CO), front connection double hole, with internal voltage tap on upper stab of circuit breaker, with voltage tap module VTM680 and power supply of ETU600, able to communication, integrated metering type PMF-3 Advanced Power Monitor., Voltage, Energy, Power, Power factor, Frequency, Unbalance, Temperature, Power quality, Manual operating mechanism with mechanical closing, without Spring charging motor, Ready-to-close signal. switch, Auxiliary switches 2NO+2NC, without Closing coil (CC), manual operating mechanism with mechanical closing, without Remote trip alarm reset coil (RR), without 2nd shunt trip, without 1st Shunt trip | 117400 | 1 | Z\ | 1
3WA1108-3NF31-0AA0 |  | Withdrawable circuit breaker with guide frame, IEC 60947-2, frame size 1, 3-poles, In=800A up to 690V AC 50/60Hz, breaking capacity S Icu=66/50kA at 500/690V, Trip unit ETU600 LSIG upgrade ready , colordisplay, bluetooth and USB interface, Protection LT, ST, INST, GFx, N-protection required an external N-sensor, incl. trip alarm switch (1xCO), rear connection vertical, guide frame with shutter and w/o position signalling switch, with internal voltage tap on upper stab of circuit breaker, with voltage tap module VTM680 and power supply of ETU600, able to communication, integrated metering type PMF-3 Advanced Power Monitor., Voltage, Energy, Power, Power factor, Frequency, Unbalance, Temperature, Power quality, Manual operating mechanism with mechanical closing, without Spring charging motor, Ready-to-close signal. switch, Auxiliary switches 2NO+2NC, without Closing coil (CC), manual operating mechanism with mechanical closing, without Remote trip alarm reset coil (RR), without 2nd shunt trip, without 1st Shunt trip | 114800 | 1 | Z\ | 1
3WA1108-3NF32-0AA0 |  | Withdrawable circuit breaker with guide frame, IEC 60947-2, frame size 1, 3-poles, In=800A up to 690V AC 50/60Hz, breaking capacity S Icu=66/50kA at 500/690V, Trip unit ETU600 LSIG upgrade ready , colordisplay, bluetooth and USB interface, Protection LT, ST, INST, GFx, N-protection required an external N-sensor, incl. trip alarm switch (1xCO), rear connection horizontal, guide frame with shutter and w/o position signalling switch, with internal voltage tap on upper stab of circuit breaker, with voltage tap module VTM680 and power supply of ETU600, able to communication, integrated metering type PMF-3 Advanced Power Monitor., Voltage, Energy, Power, Power factor, Frequency, Unbalance, Temperature, Power quality, Manual operating mechanism with mechanical closing, without Spring charging motor, Ready-to-close signal. switch, Auxiliary switches 2NO+2NC, without Closing coil (CC), manual operating mechanism with mechanical closing, without Remote trip alarm reset coil (RR), without 2nd shunt trip, without 1st Shunt trip | 113000 | 1 | Z\ | 1
3WA1108-3NF33-0AA0 |  | Withdrawable circuit breaker with guide frame, IEC 60947-2, frame size 1, 3-poles, In=800A up to 690V AC 50/60Hz, breaking capacity S Icu=66/50kA at 500/690V, Trip unit ETU600 LSIG upgrade ready , colordisplay, bluetooth and USB interface, Protection LT, ST, INST, GFx, N-protection required an external N-sensor, incl. trip alarm switch (1xCO), front connection double hole, guide frame with shutter and w/o position signalling switch, with internal voltage tap on upper stab of circuit breaker, with voltage tap module VTM680 and power supply of ETU600, able to communication, integrated metering type PMF-3 Advanced Power Monitor., Voltage, Energy, Power, Power factor, Frequency, Unbalance, Temperature, Power quality, Manual operating mechanism with mechanical closing, without Spring charging motor, Ready-to-close signal. switch, Auxiliary switches 2NO+2NC, without Closing coil (CC), manual operating mechanism with mechanical closing, without Remote trip alarm reset coil (RR), without 2nd shunt trip, without 1st Shunt trip | 118500 | 1 | Z\ | 1
3WA1108-3NF34-0AA0 |  | Withdrawable circuit breaker with guide frame, IEC 60947-2, frame size 1, 3-poles, In=800A up to 690V AC 50/60Hz, breaking capacity S Icu=66/50kA at 500/690V, Trip unit ETU600 LSIG upgrade ready , colordisplay, bluetooth and USB interface, Protection LT, ST, INST, GFx, N-protection required an external N-sensor, incl. trip alarm switch (1xCO), rear connection flange, guide frame with shutter and w/o position signalling switch, with internal voltage tap on upper stab of circuit breaker, with voltage tap module VTM680 and power supply of ETU600, able to communication, integrated metering type PMF-3 Advanced Power Monitor., Voltage, Energy, Power, Power factor, Frequency, Unbalance, Temperature, Power quality, Manual operating mechanism with mechanical closing, without Spring charging motor, Ready-to-close signal. switch, Auxiliary switches 2NO+2NC, without Closing coil (CC), manual operating mechanism with mechanical closing, without Remote trip alarm reset coil (RR), without 2nd shunt trip, without 1st Shunt trip | 113000 | 1 | Z\ | 1
3WA1108-3NF41-0AA0 |  | Withdrawable circuit breaker with guide frame, IEC 60947-2, frame size 1, 4-poles, N-pole left, In=800A up to 690V AC 50/60Hz, breaking capacity S Icu=66/50kA at 500/690V, Trip unit ETU600 LSIG upgrade ready , colordisplay, bluetooth and USB interface, Protection LT, ST, INST, GFx, include N-protection, (internal N-sensor available), incl. trip alarm switch (1xCO), rear connection vertical, guide frame with shutter and w/o position signalling switch, with internal voltage tap on upper stab of circuit breaker, with voltage tap module VTM680 and power supply of ETU600, able to communication, integrated metering type PMF-3 Advanced Power Monitor., Voltage, Energy, Power, Power factor, Frequency, Unbalance, Temperature, Power quality, Manual operating mechanism with mechanical closing, without Spring charging motor, Ready-to-close signal. switch, Auxiliary switches 2NO+2NC, without Closing coil (CC), manual operating mechanism with mechanical closing, without Remote trip alarm reset coil (RR), without 2nd shunt trip, without 1st Shunt trip | 140100 | 1 | Z\ | 1
3WA1108-3NF42-0AA0 |  | Withdrawable circuit breaker with guide frame, IEC 60947-2, frame size 1, 4-poles, N-pole left, In=800A up to 690V AC 50/60Hz, breaking capacity S Icu=66/50kA at 500/690V, Trip unit ETU600 LSIG upgrade ready , colordisplay, bluetooth and USB interface, Protection LT, ST, INST, GFx, include N-protection, (internal N-sensor available), incl. trip alarm switch (1xCO), rear connection horizontal, guide frame with shutter and w/o position signalling switch, with internal voltage tap on upper stab of circuit breaker, with voltage tap module VTM680 and power supply of ETU600, able to communication, integrated metering type PMF-3 Advanced Power Monitor., Voltage, Energy, Power, Power factor, Frequency, Unbalance, Temperature, Power quality, Manual operating mechanism with mechanical closing, without Spring charging motor, Ready-to-close signal. switch, Auxiliary switches 2NO+2NC, without Closing coil (CC), manual operating mechanism with mechanical closing, without Remote trip alarm reset coil (RR), without 2nd shunt trip, without 1st Shunt trip | 138100 | 1 | Z\ | 1
3WA1108-3NF43-0AA0 |  | Withdrawable circuit breaker with guide frame, IEC 60947-2, frame size 1, 4-poles, N-pole left, In=800A up to 690V AC 50/60Hz, breaking capacity S Icu=66/50kA at 500/690V, Trip unit ETU600 LSIG upgrade ready , colordisplay, bluetooth and USB interface, Protection LT, ST, INST, GFx, include N-protection, (internal N-sensor available), incl. trip alarm switch (1xCO), front connection double hole, guide frame with shutter and w/o position signalling switch, with internal voltage tap on upper stab of circuit breaker, with voltage tap module VTM680 and power supply of ETU600, able to communication, integrated metering type PMF-3 Advanced Power Monitor., Voltage, Energy, Power, Power factor, Frequency, Unbalance, Temperature, Power quality, Manual operating mechanism with mechanical closing, without Spring charging motor, Ready-to-close signal. switch, Auxiliary switches 2NO+2NC, without Closing coil (CC), manual operating mechanism with mechanical closing, without Remote trip alarm reset coil (RR), without 2nd shunt trip, without 1st Shunt trip | 145100 | 1 | Z\ | 1
3WA1108-3NF44-0AA0 |  | Withdrawable circuit breaker with guide frame, IEC 60947-2, frame size 1, 4-poles, N-pole left, In=800A up to 690V AC 50/60Hz, breaking capacity S Icu=66/50kA at 500/690V, Trip unit ETU600 LSIG upgrade ready , colordisplay, bluetooth and USB interface, Protection LT, ST, INST, GFx, include N-protection, (internal N-sensor available), incl. trip alarm switch (1xCO), rear connection flange, guide frame with shutter and w/o position signalling switch, with internal voltage tap on upper stab of circuit breaker, with voltage tap module VTM680 and power supply of ETU600, able to communication, integrated metering type PMF-3 Advanced Power Monitor., Voltage, Energy, Power, Power factor, Frequency, Unbalance, Temperature, Power quality, Manual operating mechanism with mechanical closing, without Spring charging motor, Ready-to-close signal. switch, Auxiliary switches 2NO+2NC, without Closing coil (CC), manual operating mechanism with mechanical closing, without Remote trip alarm reset coil (RR), without 2nd shunt trip, without 1st Shunt trip | 138100 | 1 | Z\ | 1
3WA1108-4AA01-0AA0 |  | Non-automatic circuit breaker Fixed-mounted version, IEC 60947-2, frame size 1, 3-poles, In=800A up to 690V AC 50/60Hz, breaking capacity M Icc=85/66kA at 500/690V, without electr. trip unit ETU, rear connection vertical, without Com & metering function Manual operating mechanism with mechanical closing, without Spring charging motor, Ready-to-close signal. switch, Auxiliary switches 2NO+2NC, without Closing coil (CC), manual operating mechanism with mechanical closing, without Remote trip alarm reset coil (RR), without 2nd shunt trip, without 1st Shunt trip | 57700 | 1 | Z\ | 1
3WA1108-4AA02-0AA0 |  | Non-automatic circuit breaker Fixed-mounted version, IEC 60947-2, frame size 1, 3-poles, In=800A up to 690V AC 50/60Hz, breaking capacity M Icc=85/66kA at 500/690V, without electr. trip unit ETU, rear connection horizontal, without Com & metering function Manual operating mechanism with mechanical closing, without Spring charging motor, Ready-to-close signal. switch, Auxiliary switches 2NO+2NC, without Closing coil (CC), manual operating mechanism with mechanical closing, without Remote trip alarm reset coil (RR), without 2nd shunt trip, without 1st Shunt trip | 56000 | 1 | Z\ | 1
3WA1108-4AA03-0AA0 |  | Non-automatic circuit breaker Fixed-mounted version, IEC 60947-2, frame size 1, 3-poles, In=800A up to 690V AC 50/60Hz, breaking capacity M Icc=85/66kA at 500/690V, without electr. trip unit ETU, front connection double hole, without Com & metering function Manual operating mechanism with mechanical closing, without Spring charging motor, Ready-to-close signal. switch, Auxiliary switches 2NO+2NC, without Closing coil (CC), manual operating mechanism with mechanical closing, without Remote trip alarm reset coil (RR), without 2nd shunt trip, without 1st Shunt trip | 61100 | 1 | Z\ | 1
3WA1108-4AA11-0AA0 |  | Non-automatic circuit breaker Fixed-mounted version, IEC 60947-2, frame size 1, 4-poles, N-pole left, In=800A up to 690V AC 50/60Hz, breaking capacity M Icc=85/66kA at 500/690V, without electr. trip unit ETU, rear connection vertical, without Com & metering function Manual operating mechanism with mechanical closing, without Spring charging motor, Ready-to-close signal. switch, Auxiliary switches 2NO+2NC, without Closing coil (CC), manual operating mechanism with mechanical closing, without Remote trip alarm reset coil (RR), without 2nd shunt trip, without 1st Shunt trip | 76200 | 1 | Z\ | 1
3WA1108-4AA12-0AA0 |  | Non-automatic circuit breaker Fixed-mounted version, IEC 60947-2, frame size 1, 4-poles, N-pole left, In=800A up to 690V AC 50/60Hz, breaking capacity M Icc=85/66kA at 500/690V, without electr. trip unit ETU, rear connection horizontal, without Com & metering function Manual operating mechanism with mechanical closing, without Spring charging motor, Ready-to-close signal. switch, Auxiliary switches 2NO+2NC, without Closing coil (CC), manual operating mechanism with mechanical closing, without Remote trip alarm reset coil (RR), without 2nd shunt trip, without 1st Shunt trip | 73900 | 1 | Z\ | 1
3WA1108-4AA13-0AA0 |  | Non-automatic circuit breaker Fixed-mounted version, IEC 60947-2, frame size 1, 4-poles, N-pole left, In=800A up to 690V AC 50/60Hz, breaking capacity M Icc=85/66kA at 500/690V, without electr. trip unit ETU, front connection double hole, without Com & metering function Manual operating mechanism with mechanical closing, without Spring charging motor, Ready-to-close signal. switch, Auxiliary switches 2NO+2NC, without Closing coil (CC), manual operating mechanism with mechanical closing, without Remote trip alarm reset coil (RR), without 2nd shunt trip, without 1st Shunt trip | 80800 | 1 | Z\ | 1
3WA1108-4AA21-0AA0 |  | AC non-automatic air circuit breaker 3WA, fixed-mounted version, IEC 60947-2, size 1, 4-pole, N pole on right, In=800 A up to 690 V AC 50/60 Hz, breaking capacity M, Icc=85/66 kA at 500/690 V, without electronic trip unit ETU, connection at rear vertical, without Com & metering function Manual operating mechanism with mechanical closing, without Spring charging motor, Ready-to-close signal. switch, Auxiliary switches 2NO+2NC, without Closing coil (CC), manual operating mechanism with mechanical closing, without Remote trip alarm reset coil (RR), without 2nd shunt trip, without 1st Shunt trip | 76200 | 1 | Z\ | 1
3WA1108-4AA22-0AA0 |  | AC non-automatic air circuit breaker 3WA, fixed-mounted version, IEC 60947-2, size 1, 4-pole, N pole on right, In=800 A up to 690 V AC 50/60 Hz, breaking capacity M, Icc=85/66 kA at 500/690 V, without electronic trip unit ETU, connection at rear horizontal without Com & metering function Manual operating mechanism with mechanical closing, without Spring charging motor, Ready-to-close signal. switch, Auxiliary switches 2NO+2NC, without Closing coil (CC), manual operating mechanism with mechanical closing, without Remote trip alarm reset coil (RR), without 2nd shunt trip, without 1st Shunt trip | 73900 | 1 | Z\ | 1
3WA1108-4AA23-0AA0 |  | AC non-automatic air circuit breaker 3WA, fixed-mounted version, IEC 60947-2, size 1, 4-pole, N pole on right, In=800 A up to 690 V AC 50/60 Hz, breaking capacity M, Icc=85/66 kA at 500/690 V, without electronic trip unit ETU, front connection double hole, without Com & metering function Manual operating mechanism with mechanical closing, without Spring charging motor, Ready-to-close signal. switch, Auxiliary switches 2NO+2NC, without Closing coil (CC), manual operating mechanism with mechanical closing, without Remote trip alarm reset coil (RR), without 2nd shunt trip, without 1st Shunt trip | 80800 | 1 | Z\ | 1
3WA1108-4AA31-0AA0 |  | Non-automatic circuit breaker withdrawable version, with guide frame, IEC 60947-2, frame size 1, 3-poles, In=800A up to 690V AC 50/60Hz, breaking capacity M Icc=85/66kA at 500/690V, without electr. trip unit ETU, rear connection vertical, guide frame with shutter and w/o position signalling switch, without Com & metering function Manual operating mechanism with mechanical closing, without Spring charging motor, Ready-to-close signal. switch, Auxiliary switches 2NO+2NC, without Closing coil (CC), manual operating mechanism with mechanical closing, without Remote trip alarm reset coil (RR), without 2nd shunt trip, without 1st Shunt trip | 82700 | 1 | Z\ | 1
3WA1108-4AA32-0AA0 |  | Non-automatic circuit breaker withdrawable version, with guide frame, IEC 60947-2, frame size 1, 3-poles, In=800A up to 690V AC 50/60Hz, breaking capacity M Icc=85/66kA at 500/690V, without electr. trip unit ETU, rear connection horizontal, guide frame with shutter and w/o position signalling switch, without Com & metering function Manual operating mechanism with mechanical closing, without Spring charging motor, Ready-to-close signal. switch, Auxiliary switches 2NO+2NC, without Closing coil (CC), manual operating mechanism with mechanical closing, without Remote trip alarm reset coil (RR), without 2nd shunt trip, without 1st Shunt trip | 79800 | 1 | Z\ | 1
3WA1108-4AA33-0AA0 |  | Non-automatic circuit breaker withdrawable version, with guide frame, IEC 60947-2, frame size 1, 3-poles, In=800A up to 690V AC 50/60Hz, breaking capacity M Icc=85/66kA at 500/690V, without electr. trip unit ETU, front connection double hole, guide frame with shutter and w/o position signalling switch, without Com & metering function Manual operating mechanism with mechanical closing, without Spring charging motor, Ready-to-close signal. switch, Auxiliary switches 2NO+2NC, without Closing coil (CC), manual operating mechanism with mechanical closing, without Remote trip alarm reset coil (RR), without 2nd shunt trip, without 1st Shunt trip | 88500 | 1 | Z\ | 1
3WA1108-4AA34-0AA0 |  | Non-automatic circuit breaker withdrawable version, with guide frame, IEC 60947-2, frame size 1, 3-poles, In=800A up to 690V AC 50/60Hz, breaking capacity M Icc=85/66kA at 500/690V, without electr. trip unit ETU, rear connection flange, guide frame with shutter and w/o position signalling switch, without Com & metering function Manual operating mechanism with mechanical closing, without Spring charging motor, Ready-to-close signal. switch, Auxiliary switches 2NO+2NC, without Closing coil (CC), manual operating mechanism with mechanical closing, without Remote trip alarm reset coil (RR), without 2nd shunt trip, without 1st Shunt trip | 79800 | 1 | Z\ | 1
3WA1108-4AA41-0AA0 |  | Non-automatic circuit breaker withdrawable version, with guide frame, IEC 60947-2, frame size 1, 4-poles, N-pole left, In=800A up to 690V AC 50/60Hz, breaking capacity M Icc=85/66kA at 500/690V, without electr. trip unit ETU, rear connection vertical, guide frame with shutter and w/o position signalling switch, without Com & metering function Manual operating mechanism with mechanical closing, without Spring charging motor, Ready-to-close signal. switch, Auxiliary switches 2NO+2NC, without Closing coil (CC), manual operating mechanism with mechanical closing, without Remote trip alarm reset coil (RR), without 2nd shunt trip, without 1st Shunt trip | 109000 | 1 | Z\ | 1
3WA1108-4AA42-0AA0 |  | Non-automatic circuit breaker withdrawable version, with guide frame, IEC 60947-2, frame size 1, 4-poles, N-pole left, In=800A up to 690V AC 50/60Hz, breaking capacity M Icc=85/66kA at 500/690V, without electr. trip unit ETU, rear connection horizontal, guide frame with shutter and w/o position signalling switch, without Com & metering function Manual operating mechanism with mechanical closing, without Spring charging motor, Ready-to-close signal. switch, Auxiliary switches 2NO+2NC, without Closing coil (CC), manual operating mechanism with mechanical closing, without Remote trip alarm reset coil (RR), without 2nd shunt trip, without 1st Shunt trip | 105000 | 1 | Z\ | 1
3WA1108-4AA43-0AA0 |  | Non-automatic circuit breaker withdrawable version, with guide frame, IEC 60947-2, frame size 1, 4-poles, N-pole left, In=800A up to 690V AC 50/60Hz, breaking capacity M Icc=85/66kA at 500/690V, without electr. trip unit ETU, front connection double hole, guide frame with shutter and w/o position signalling switch, without Com & metering function Manual operating mechanism with mechanical closing, without Spring charging motor, Ready-to-close signal. switch, Auxiliary switches 2NO+2NC, without Closing coil (CC), manual operating mechanism with mechanical closing, without Remote trip alarm reset coil (RR), without 2nd shunt trip, without 1st Shunt trip | 117000 | 1 | Z\ | 1
3WA1108-4AA44-0AA0 |  | Non-automatic circuit breaker withdrawable version, with guide frame, IEC 60947-2, frame size 1, 4-poles, N-pole left, In=800A up to 690V AC 50/60Hz, breaking capacity M Icc=85/66kA at 500/690V, without electr. trip unit ETU, rear connection flange, guide frame with shutter and w/o position signalling switch, without Com & metering function Manual operating mechanism with mechanical closing, without Spring charging motor, Ready-to-close signal. switch, Auxiliary switches 2NO+2NC, without Closing coil (CC), manual operating mechanism with mechanical closing, without Remote trip alarm reset coil (RR), without 2nd shunt trip, without 1st Shunt trip | 105000 | 1 | Z\ | 1
3WA1108-4AB01-0AA0 |  | Fixed-mounted circuit breaker IEC 60947-2, frame size 1, 3-poles, In=800A up to 690V AC 50/60Hz, breaking capacity M Icu=85/66kA at 500/690V, Trip unit ETU300 LSI optimized for standard applica- tions, without display Protection LT, ST, INST, N-protection required an external N-sensor, incl. trip alarm switch (1xCO), rear connection vertical, without Com & metering function Manual operating mechanism with mechanical closing, without Spring charging motor, Ready-to-close signal. switch, Auxiliary switches 2NO+2NC, without Closing coil (CC), manual operating mechanism with mechanical closing, without Remote trip alarm reset coil (RR), without 2nd shunt trip, without 1st Shunt trip | 60100 | 1 | Z\ | 1
3WA1108-4AB02-0AA0 |  | Fixed-mounted circuit breaker IEC 60947-2, frame size 1, 3-poles, In=800A up to 690V AC 50/60Hz, breaking capacity M Icu=85/66kA at 500/690V, Trip unit ETU300 LSI optimized for standard applica- tions, without display Protection LT, ST, INST, N-protection required an external N-sensor, incl. trip alarm switch (1xCO), rear connection horizontal, without Com & metering function Manual operating mechanism with mechanical closing, without Spring charging motor, Ready-to-close signal. switch, Auxiliary switches 2NO+2NC, without Closing coil (CC), manual operating mechanism with mechanical closing, without Remote trip alarm reset coil (RR), without 2nd shunt trip, without 1st Shunt trip | 58400 | 1 | Z\ | 1
3WA1108-4AB03-0AA0 |  | Fixed-mounted circuit breaker IEC 60947-2, frame size 1, 3-poles, In=800A up to 690V AC 50/60Hz, breaking capacity M Icu=85/66kA at 500/690V, Trip unit ETU300 LSI optimized for standard applica- tions, without display Protection LT, ST, INST, N-protection required an external N-sensor, incl. trip alarm switch (1xCO), front connection double hole, without Com & metering function Manual operating mechanism with mechanical closing, without Spring charging motor, Ready-to-close signal. switch, Auxiliary switches 2NO+2NC, without Closing coil (CC), manual operating mechanism with mechanical closing, without Remote trip alarm reset coil (RR), without 2nd shunt trip, without 1st Shunt trip | 63500 | 1 | Z\ | 1
3WA1108-4AB11-0AA0 |  | Fixed-mounted circuit breaker IEC 60947-2, frame size 1, 4-poles, N-pole left, In=800A up to 690V AC 50/60Hz, breaking capacity M Icu=85/66kA at 500/690V, Trip unit ETU300 LSI optimized for standard applica- tions, without display Protection LT, ST, INST, include N-protection, (internal N-sensor available), incl. trip alarm switch (1xCO), rear connection vertical, without Com & metering function Manual operating mechanism with mechanical closing, without Spring charging motor, Ready-to-close signal. switch, Auxiliary switches 2NO+2NC, without Closing coil (CC), manual operating mechanism with mechanical closing, without Remote trip alarm reset coil (RR), without 2nd shunt trip, without 1st Shunt trip | 80900 | 1 | Z\ | 1
3WA1108-4AB12-0AA0 |  | Fixed-mounted circuit breaker IEC 60947-2, frame size 1, 4-poles, N-pole left, In=800A up to 690V AC 50/60Hz, breaking capacity M Icu=85/66kA at 500/690V, Trip unit ETU300 LSI optimized for standard applica- tions, without display Protection LT, ST, INST, include N-protection, (internal N-sensor available), incl. trip alarm switch (1xCO), rear connection horizontal, without Com & metering function Manual operating mechanism with mechanical closing, without Spring charging motor, Ready-to-close signal. switch, Auxiliary switches 2NO+2NC, without Closing coil (CC), manual operating mechanism with mechanical closing, without Remote trip alarm reset coil (RR), without 2nd shunt trip, without 1st Shunt trip | 78600 | 1 | Z\ | 1
3WA1108-4AB13-0AA0 |  | Fixed-mounted circuit breaker IEC 60947-2, frame size 1, 4-poles, N-pole left, In=800A up to 690V AC 50/60Hz, breaking capacity M Icu=85/66kA at 500/690V, Trip unit ETU300 LSI optimized for standard applica- tions, without display Protection LT, ST, INST, include N-protection, (internal N-sensor available), incl. trip alarm switch (1xCO), front connection double hole, without Com & metering function Manual operating mechanism with mechanical closing, without Spring charging motor, Ready-to-close signal. switch, Auxiliary switches 2NO+2NC, without Closing coil (CC), manual operating mechanism with mechanical closing, without Remote trip alarm reset coil (RR), without 2nd shunt trip, without 1st Shunt trip | 85500 | 1 | Z\ | 1
3WA1108-4AB21-0AA0 |  | fixed-mounted circuit breaker, IEC 60947-2, size 1, 4-pole, N pole on right, In=800 A up to 690 V AC 50/60 Hz, breaking capacity M Icu=85/66 kA at 500/690 V, tripping unit ETU300 LSI optimized for standard applications, without display, basic protection LT, ST, INST, including protection of the N conductor (internal neutral point sensor available) trip alarm switch (1 x CO), connection at rear vertical, without Com & metering function Manual operating mechanism with mechanical closing, without Spring charging motor, Ready-to-close signal. switch, Auxiliary switches 2NO+2NC, without Closing coil (CC), manual operating mechanism with mechanical closing, without Remote trip alarm reset coil (RR), without 2nd shunt trip, without 1st Shunt trip | 80900 | 1 | Z\ | 1
3WA1108-4AB22-0AA0 |  | fixed-mounted circuit breaker, IEC 60947-2, size 1, 4-pole, N pole on right, In=800 A up to 690 V AC 50/60 Hz, breaking capacity M Icu=85/66 kA at 500/690 V, tripping unit ETU300 LSI optimized for standard applications, without display, basic protection LT, ST, INST, including protection of the N conductor (internal neutral point sensor available) trip alarm switch (1 x CO), connection at rear horizontal without Com & metering function Manual operating mechanism with mechanical closing, without Spring charging motor, Ready-to-close signal. switch, Auxiliary switches 2NO+2NC, without Closing coil (CC), manual operating mechanism with mechanical closing, without Remote trip alarm reset coil (RR), without 2nd shunt trip, without 1st Shunt trip | 78600 | 1 | Z\ | 1
3WA1108-4AB23-0AA0 |  | fixed-mounted circuit breaker, IEC 60947-2, size 1, 4-pole, N pole on right, In=800 A up to 690 V AC 50/60 Hz, breaking capacity M Icu=85/66 kA at 500/690 V, tripping unit ETU300 LSI optimized for standard applications, without display, basic protection LT, ST, INST, including protection of the N conductor (internal neutral point sensor available) trip alarm switch (1 x CO), front connection double hole, without Com & metering function Manual operating mechanism with mechanical closing, without Spring charging motor, Ready-to-close signal. switch, Auxiliary switches 2NO+2NC, without Closing coil (CC), manual operating mechanism with mechanical closing, without Remote trip alarm reset coil (RR), without 2nd shunt trip, without 1st Shunt trip | 85500 | 1 | Z\ | 1
3WA1108-4AB31-0AA0 |  | Withdrawable circuit breaker with guide frame, IEC 60947-2, frame size 1, 3-poles, In=800A up to 690V AC 50/60Hz, breaking capacity M Icu=85/66kA at 500/690V, Trip unit ETU300 LSI optimized for standard applica- tions, without display Protection LT, ST, INST, N-protection required an external N-sensor, incl. trip alarm switch (1xCO), rear connection vertical, guide frame with shutter and w/o position signalling switch, without Com & metering function Manual operating mechanism with mechanical closing, without Spring charging motor, Ready-to-close signal. switch, Auxiliary switches 2NO+2NC, without Closing coil (CC), manual operating mechanism with mechanical closing, without Remote trip alarm reset coil (RR), without 2nd shunt trip, without 1st Shunt trip | 88200 | 1 | Z\ | 1
3WA1108-4AB32-0AA0 |  | Withdrawable circuit breaker with guide frame, IEC 60947-2, frame size 1, 3-poles, In=800A up to 690V AC 50/60Hz, breaking capacity M Icu=85/66kA at 500/690V, Trip unit ETU300 LSI optimized for standard applica- tions, without display Protection LT, ST, INST, N-protection required an external N-sensor, incl. trip alarm switch (1xCO), rear connection horizontal, guide frame with shutter and w/o position signalling switch, without Com & metering function Manual operating mechanism with mechanical closing, without Spring charging motor, Ready-to-close signal. switch, Auxiliary switches 2NO+2NC, without Closing coil (CC), manual operating mechanism with mechanical closing, without Remote trip alarm reset coil (RR), without 2nd shunt trip, without 1st Shunt trip | 85300 | 1 | Z\ | 1
3WA1108-4AB33-0AA0 |  | Withdrawable circuit breaker with guide frame, IEC 60947-2, frame size 1, 3-poles, In=800A up to 690V AC 50/60Hz, breaking capacity M Icu=85/66kA at 500/690V, Trip unit ETU300 LSI optimized for standard applica- tions, without display Protection LT, ST, INST, N-protection required an external N-sensor, incl. trip alarm switch (1xCO), front connection double hole, guide frame with shutter and w/o position signalling switch, without Com & metering function Manual operating mechanism with mechanical closing, without Spring charging motor, Ready-to-close signal. switch, Auxiliary switches 2NO+2NC, without Closing coil (CC), manual operating mechanism with mechanical closing, without Remote trip alarm reset coil (RR), without 2nd shunt trip, without 1st Shunt trip | 94000 | 1 | Z\ | 1
3WA1108-4AB34-0AA0 |  | Withdrawable circuit breaker with guide frame, IEC 60947-2, frame size 1, 3-poles, In=800A up to 690V AC 50/60Hz, breaking capacity M Icu=85/66kA at 500/690V, Trip unit ETU300 LSI optimized for standard applica- tions, without display Protection LT, ST, INST, N-protection required an external N-sensor, incl. trip alarm switch (1xCO), rear connection flange, guide frame with shutter and w/o position signalling switch, without Com & metering function Manual operating mechanism with mechanical closing, without Spring charging motor, Ready-to-close signal. switch, Auxiliary switches 2NO+2NC, without Closing coil (CC), manual operating mechanism with mechanical closing, without Remote trip alarm reset coil (RR), without 2nd shunt trip, without 1st Shunt trip | 85300 | 1 | Z\ | 1
3WA1108-4AB41-0AA0 |  | Withdrawable circuit breaker with guide frame, IEC 60947-2, frame size 1, 4-poles, N-pole left, In=800A up to 690V AC 50/60Hz, breaking capacity M Icu=85/66kA at 500/690V, Trip unit ETU300 LSI optimized for standard applica- tions, without display Protection LT, ST, INST, include N-protection, (internal N-sensor available), incl. trip alarm switch (1xCO), rear connection vertical, guide frame with shutter and w/o position signalling switch, without Com & metering function Manual operating mechanism with mechanical closing, without Spring charging motor, Ready-to-close signal. switch, Auxiliary switches 2NO+2NC, without Closing coil (CC), manual operating mechanism with mechanical closing, without Remote trip alarm reset coil (RR), without 2nd shunt trip, without 1st Shunt trip | 118000 | 1 | Z\ | 1
3WA1108-4AB42-0AA0 |  | Withdrawable circuit breaker with guide frame, IEC 60947-2, frame size 1, 4-poles, N-pole left, In=800A up to 690V AC 50/60Hz, breaking capacity M Icu=85/66kA at 500/690V, Trip unit ETU300 LSI optimized for standard applica- tions, without display Protection LT, ST, INST, include N-protection, (internal N-sensor available), incl. trip alarm switch (1xCO), rear connection horizontal, guide frame with shutter and w/o position signalling switch, without Com & metering function Manual operating mechanism with mechanical closing, without Spring charging motor, Ready-to-close signal. switch, Auxiliary switches 2NO+2NC, without Closing coil (CC), manual operating mechanism with mechanical closing, without Remote trip alarm reset coil (RR), without 2nd shunt trip, without 1st Shunt trip | 114000 | 1 | Z\ | 1
3WA1108-4AB43-0AA0 |  | Withdrawable circuit breaker with guide frame, IEC 60947-2, frame size 1, 4-poles, N-pole left, In=800A up to 690V AC 50/60Hz, breaking capacity M Icu=85/66kA at 500/690V, Trip unit ETU300 LSI optimized for standard applica- tions, without display Protection LT, ST, INST, include N-protection, (internal N-sensor available), incl. trip alarm switch (1xCO), front connection double hole, guide frame with shutter and w/o position signalling switch, without Com & metering function Manual operating mechanism with mechanical closing, without Spring charging motor, Ready-to-close signal. switch, Auxiliary switches 2NO+2NC, without Closing coil (CC), manual operating mechanism with mechanical closing, without Remote trip alarm reset coil (RR), without 2nd shunt trip, without 1st Shunt trip | 126000 | 1 | Z\ | 1
3WA1108-4AB44-0AA0 |  | Withdrawable circuit breaker with guide frame, IEC 60947-2, frame size 1, 4-poles, N-pole left, In=800A up to 690V AC 50/60Hz, breaking capacity M Icu=85/66kA at 500/690V, Trip unit ETU300 LSI optimized for standard applica- tions, without display Protection LT, ST, INST, include N-protection, (internal N-sensor available), incl. trip alarm switch (1xCO), rear connection flange, guide frame with shutter and w/o position signalling switch, without Com & metering function Manual operating mechanism with mechanical closing, without Spring charging motor, Ready-to-close signal. switch, Auxiliary switches 2NO+2NC, without Closing coil (CC), manual operating mechanism with mechanical closing, without Remote trip alarm reset coil (RR), without 2nd shunt trip, without 1st Shunt trip | 114000 | 1 | Z\ | 1
3WA1108-4AC01-0AA0 |  | Fixed-mounted circuit breaker IEC 60947-2, frame size 1, 3-poles, In=800A up to 690V AC 50/60Hz, breaking capacity M Icu=85/66kA at 500/690V, Trip unit ETU300 LSIG optimized for standard applica- tions, without display Protection LT, ST, INST, GF, N-protection required an external N-sensor, incl. trip alarm switch (1xCO), rear connection vertical, without Com & metering function Manual operating mechanism with mechanical closing, without Spring charging motor, Ready-to-close signal. switch, Auxiliary switches 2NO+2NC, without Closing coil (CC), manual operating mechanism with mechanical closing, without Remote trip alarm reset coil (RR), without 2nd shunt trip, without 1st Shunt trip | 66200 | 1 | Z\ | 1
3WA1108-4AC02-0AA0 |  | Fixed-mounted circuit breaker IEC 60947-2, frame size 1, 3-poles, In=800A up to 690V AC 50/60Hz, breaking capacity M Icu=85/66kA at 500/690V, Trip unit ETU300 LSIG optimized for standard applica- tions, without display Protection LT, ST, INST, GF, N-protection required an external N-sensor, incl. trip alarm switch (1xCO), rear connection horizontal, without Com & metering function Manual operating mechanism with mechanical closing, without Spring charging motor, Ready-to-close signal. switch, Auxiliary switches 2NO+2NC, without Closing coil (CC), manual operating mechanism with mechanical closing, without Remote trip alarm reset coil (RR), without 2nd shunt trip, without 1st Shunt trip | 64500 | 1 | Z\ | 1
3WA1108-4AC03-0AA0 |  | Fixed-mounted circuit breaker IEC 60947-2, frame size 1, 3-poles, In=800A up to 690V AC 50/60Hz, breaking capacity M Icu=85/66kA at 500/690V, Trip unit ETU300 LSIG optimized for standard applica- tions, without display Protection LT, ST, INST, GF, N-protection required an external N-sensor, incl. trip alarm switch (1xCO), front connection double hole, without Com & metering function Manual operating mechanism with mechanical closing, without Spring charging motor, Ready-to-close signal. switch, Auxiliary switches 2NO+2NC, without Closing coil (CC), manual operating mechanism with mechanical closing, without Remote trip alarm reset coil (RR), without 2nd shunt trip, without 1st Shunt trip | 69700 | 1 | Z\ | 1
3WA1108-4AC11-0AA0 |  | Fixed-mounted circuit breaker IEC 60947-2, frame size 1, 4-poles, N-pole left, In=800A up to 690V AC 50/60Hz, breaking capacity M Icu=85/66kA at 500/690V, Trip unit ETU300 LSIG optimized for standard applica- tions, without display Protection LT, ST, INST, GF, include N-protection, (internal N-sensor available), incl. trip alarm switch (1xCO), rear connection vertical, without Com & metering function Manual operating mechanism with mechanical closing, without Spring charging motor, Ready-to-close signal. switch, Auxiliary switches 2NO+2NC, without Closing coil (CC), manual operating mechanism with mechanical closing, without Remote trip alarm reset coil (RR), without 2nd shunt trip, without 1st Shunt trip | 87100 | 1 | Z\ | 1
3WA1108-4AC12-0AA0 |  | Fixed-mounted circuit breaker IEC 60947-2, frame size 1, 4-poles, N-pole left, In=800A up to 690V AC 50/60Hz, breaking capacity M Icu=85/66kA at 500/690V, Trip unit ETU300 LSIG optimized for standard applica- tions, without display Protection LT, ST, INST, GF, include N-protection, (internal N-sensor available), incl. trip alarm switch (1xCO), rear connection horizontal, without Com & metering function Manual operating mechanism with mechanical closing, without Spring charging motor, Ready-to-close signal. switch, Auxiliary switches 2NO+2NC, without Closing coil (CC), manual operating mechanism with mechanical closing, without Remote trip alarm reset coil (RR), without 2nd shunt trip, without 1st Shunt trip | 84800 | 1 | Z\ | 1
3WA1108-4AC13-0AA0 |  | Fixed-mounted circuit breaker IEC 60947-2, frame size 1, 4-poles, N-pole left, In=800A up to 690V AC 50/60Hz, breaking capacity M Icu=85/66kA at 500/690V, Trip unit ETU300 LSIG optimized for standard applica- tions, without display Protection LT, ST, INST, GF, include N-protection, (internal N-sensor available), incl. trip alarm switch (1xCO), front connection double hole, without Com & metering function Manual operating mechanism with mechanical closing, without Spring charging motor, Ready-to-close signal. switch, Auxiliary switches 2NO+2NC, without Closing coil (CC), manual operating mechanism with mechanical closing, without Remote trip alarm reset coil (RR), without 2nd shunt trip, without 1st Shunt trip | 91700 | 1 | Z\ | 1
3WA1108-4AC21-0AA0 |  | fixed-mounted circuit breaker, IEC 60947-2, size 1, 4-pole, N pole on right, In=800 A up to 690 V AC 50/60 Hz, breaking capacity M Icu=85/66 kA at 500/690 V, tripping unit ETU300 LSI G optimized for standard applications, without display, basic protection LT, ST, INST, GF, including protection of the N conductor (internal neutral point sensor available), trip alarm switch (1 x CO), connection at rear vertical, without Com & metering function Manual operating mechanism with mechanical closing, without Spring charging motor, Ready-to-close signal. switch, Auxiliary switches 2NO+2NC, without Closing coil (CC), manual operating mechanism with mechanical closing, without Remote trip alarm reset coil (RR), without 2nd shunt trip, without 1st Shunt trip | 87100 | 1 | Z\ | 1
3WA1108-4AC22-0AA0 |  | fixed-mounted circuit breaker, IEC 60947-2, size 1, 4-pole, N pole on right, In=800 A up to 690 V AC 50/60 Hz, breaking capacity M Icu=85/66 kA at 500/690 V, tripping unit ETU300 LSI G optimized for standard applications, without display, basic protection LT, ST, INST, GF, including protection of the N conductor (internal neutral point sensor available), trip alarm switch (1 x CO), connection at rear horizontal without Com & metering function Manual operating mechanism with mechanical closing, without Spring charging motor, Ready-to-close signal. switch, Auxiliary switches 2NO+2NC, without Closing coil (CC), manual operating mechanism with mechanical closing, without Remote trip alarm reset coil (RR), without 2nd shunt trip, without 1st Shunt trip | 84800 | 1 | Z\ | 1
3WA1108-4AC23-0AA0 |  | fixed-mounted circuit breaker, IEC 60947-2, size 1, 4-pole, N pole on right, In=800 A up to 690 V AC 50/60 Hz, breaking capacity M Icu=85/66 kA at 500/690 V, tripping unit ETU300 LSI G optimized for standard applications, without display, basic protection LT, ST, INST, GF, including protection of the N conductor (internal neutral point sensor available), trip alarm switch (1 x CO), front connection double hole, without Com & metering function Manual operating mechanism with mechanical closing, without Spring charging motor, Ready-to-close signal. switch, Auxiliary switches 2NO+2NC, without Closing coil (CC), manual operating mechanism with mechanical closing, without Remote trip alarm reset coil (RR), without 2nd shunt trip, without 1st Shunt trip | 91700 | 1 | Z\ | 1
3WA1108-4AC31-0AA0 |  | Withdrawable circuit breaker with guide frame, IEC 60947-2, frame size 1, 3-poles, In=800A up to 690V AC 50/60Hz, breaking capacity M Icu=85/66kA at 500/690V, Trip unit ETU300 LSIG optimized for standard applica- tions, without display Protection LT, ST, INST, GF, N-protection required an external N-sensor, incl. trip alarm switch (1xCO), rear connection vertical, guide frame with shutter and w/o position signalling switch, without Com & metering function Manual operating mechanism with mechanical closing, without Spring charging motor, Ready-to-close signal. switch, Auxiliary switches 2NO+2NC, without Closing coil (CC), manual operating mechanism with mechanical closing, without Remote trip alarm reset coil (RR), without 2nd shunt trip, without 1st Shunt trip | 94400 | 1 | Z\ | 1
3WA1108-4AC32-0AA0 |  | Withdrawable circuit breaker with guide frame, IEC 60947-2, frame size 1, 3-poles, In=800A up to 690V AC 50/60Hz, breaking capacity M Icu=85/66kA at 500/690V, Trip unit ETU300 LSIG optimized for standard applica- tions, without display Protection LT, ST, INST, GF, N-protection required an external N-sensor, incl. trip alarm switch (1xCO), rear connection horizontal, guide frame with shutter and w/o position signalling switch, without Com & metering function Manual operating mechanism with mechanical closing, without Spring charging motor, Ready-to-close signal. switch, Auxiliary switches 2NO+2NC, without Closing coil (CC), manual operating mechanism with mechanical closing, without Remote trip alarm reset coil (RR), without 2nd shunt trip, without 1st Shunt trip | 91500 | 1 | Z\ | 1
3WA1108-4AC33-0AA0 |  | Withdrawable circuit breaker with guide frame, IEC 60947-2, frame size 1, 3-poles, In=800A up to 690V AC 50/60Hz, breaking capacity M Icu=85/66kA at 500/690V, Trip unit ETU300 LSIG optimized for standard applica- tions, without display Protection LT, ST, INST, GF, N-protection required an external N-sensor, incl. trip alarm switch (1xCO), front connection double hole, guide frame with shutter and w/o position signalling switch, without Com & metering function Manual operating mechanism with mechanical closing, without Spring charging motor, Ready-to-close signal. switch, Auxiliary switches 2NO+2NC, without Closing coil (CC), manual operating mechanism with mechanical closing, without Remote trip alarm reset coil (RR), without 2nd shunt trip, without 1st Shunt trip | 100000 | 1 | Z\ | 1
3WA1108-4AC34-0AA0 |  | Withdrawable circuit breaker with guide frame, IEC 60947-2, frame size 1, 3-poles, In=800A up to 690V AC 50/60Hz, breaking capacity M Icu=85/66kA at 500/690V, Trip unit ETU300 LSIG optimized for standard applica- tions, without display Protection LT, ST, INST, GF, N-protection required an external N-sensor, incl. trip alarm switch (1xCO), rear connection flange, guide frame with shutter and w/o position signalling switch, without Com & metering function Manual operating mechanism with mechanical closing, without Spring charging motor, Ready-to-close signal. switch, Auxiliary switches 2NO+2NC, without Closing coil (CC), manual operating mechanism with mechanical closing, without Remote trip alarm reset coil (RR), without 2nd shunt trip, without 1st Shunt trip | 91500 | 1 | Z\ | 1
3WA1108-4AC41-0AA0 |  | Withdrawable circuit breaker with guide frame, IEC 60947-2, frame size 1, 4-poles, N-pole left, In=800A up to 690V AC 50/60Hz, breaking capacity M Icu=85/66kA at 500/690V, Trip unit ETU300 LSIG optimized for standard applica- tions, without display Protection LT, ST, INST, GF, include N-protection, (internal N-sensor available), incl. trip alarm switch (1xCO), rear connection vertical, guide frame with shutter and w/o position signalling switch, without Com & metering function Manual operating mechanism with mechanical closing, without Spring charging motor, Ready-to-close signal. switch, Auxiliary switches 2NO+2NC, without Closing coil (CC), manual operating mechanism with mechanical closing, without Remote trip alarm reset coil (RR), without 2nd shunt trip, without 1st Shunt trip | 124000 | 1 | Z\ | 1
3WA1108-4AC42-0AA0 |  | Withdrawable circuit breaker with guide frame, IEC 60947-2, frame size 1, 4-poles, N-pole left, In=800A up to 690V AC 50/60Hz, breaking capacity M Icu=85/66kA at 500/690V, Trip unit ETU300 LSIG optimized for standard applica- tions, without display Protection LT, ST, INST, GF, include N-protection, (internal N-sensor available), incl. trip alarm switch (1xCO), rear connection horizontal, guide frame with shutter and w/o position signalling switch, without Com & metering function Manual operating mechanism with mechanical closing, without Spring charging motor, Ready-to-close signal. switch, Auxiliary switches 2NO+2NC, without Closing coil (CC), manual operating mechanism with mechanical closing, without Remote trip alarm reset coil (RR), without 2nd shunt trip, without 1st Shunt trip | 120000 | 1 | Z\ | 1
3WA1108-4AC43-0AA0 |  | Withdrawable circuit breaker with guide frame, IEC 60947-2, frame size 1, 4-poles, N-pole left, In=800A up to 690V AC 50/60Hz, breaking capacity M Icu=85/66kA at 500/690V, Trip unit ETU300 LSIG optimized for standard applica- tions, without display Protection LT, ST, INST, GF, include N-protection, (internal N-sensor available), incl. trip alarm switch (1xCO), front connection double hole, guide frame with shutter and w/o position signalling switch, without Com & metering function Manual operating mechanism with mechanical closing, without Spring charging motor, Ready-to-close signal. switch, Auxiliary switches 2NO+2NC, without Closing coil (CC), manual operating mechanism with mechanical closing, without Remote trip alarm reset coil (RR), without 2nd shunt trip, without 1st Shunt trip | 132000 | 1 | Z\ | 1
3WA1108-4AC44-0AA0 |  | Withdrawable circuit breaker with guide frame, IEC 60947-2, frame size 1, 4-poles, N-pole left, In=800A up to 690V AC 50/60Hz, breaking capacity M Icu=85/66kA at 500/690V, Trip unit ETU300 LSIG optimized for standard applica- tions, without display Protection LT, ST, INST, GF, include N-protection, (internal N-sensor available), incl. trip alarm switch (1xCO), rear connection flange, guide frame with shutter and w/o position signalling switch, without Com & metering function Manual operating mechanism with mechanical closing, without Spring charging motor, Ready-to-close signal. switch, Auxiliary switches 2NO+2NC, without Closing coil (CC), manual operating mechanism with mechanical closing, without Remote trip alarm reset coil (RR), without 2nd shunt trip, without 1st Shunt trip | 120000 | 1 | Z\ | 1
3WA1108-4AE01-0AA0 |  | Fixed-mounted circuit breaker IEC 60947-2, frame size 1, 3-poles, In=800A up to 690V AC 50/60Hz, breaking capacity M Icu=85/66kA at 500/690V, Trip unit ETU600 LSI upgrade ready , colordisplay, bluetooth and USB interface, Protection LT, ST, INST, N-protection required an external N-sensor, incl. trip alarm switch (1xCO), rear connection vertical, without Com & metering function Manual operating mechanism with mechanical closing, without Spring charging motor, Ready-to-close signal. switch, Auxiliary switches 2NO+2NC, without Closing coil (CC), manual operating mechanism with mechanical closing, without Remote trip alarm reset coil (RR), without 2nd shunt trip, without 1st Shunt trip | 65200 | 1 | Z\ | 1
3WA1108-4AE02-0AA0 |  | Fixed-mounted circuit breaker IEC 60947-2, frame size 1, 3-poles, In=800A up to 690V AC 50/60Hz, breaking capacity M Icu=85/66kA at 500/690V, Trip unit ETU600 LSI upgrade ready , colordisplay, bluetooth and USB interface, Protection LT, ST, INST, N-protection required an external N-sensor, incl. trip alarm switch (1xCO), rear connection horizontal, without Com & metering function Manual operating mechanism with mechanical closing, without Spring charging motor, Ready-to-close signal. switch, Auxiliary switches 2NO+2NC, without Closing coil (CC), manual operating mechanism with mechanical closing, without Remote trip alarm reset coil (RR), without 2nd shunt trip, without 1st Shunt trip | 63400 | 1 | Z\ | 1
3WA1108-4AE03-0AA0 |  | Fixed-mounted circuit breaker IEC 60947-2, frame size 1, 3-poles, In=800A up to 690V AC 50/60Hz, breaking capacity M Icu=85/66kA at 500/690V, Trip unit ETU600 LSI upgrade ready , colordisplay, bluetooth and USB interface, Protection LT, ST, INST, N-protection required an external N-sensor, incl. trip alarm switch (1xCO), front connection double hole, without Com & metering function Manual operating mechanism with mechanical closing, without Spring charging motor, Ready-to-close signal. switch, Auxiliary switches 2NO+2NC, without Closing coil (CC), manual operating mechanism with mechanical closing, without Remote trip alarm reset coil (RR), without 2nd shunt trip, without 1st Shunt trip | 68600 | 1 | Z\ | 1
3WA1108-4AE11-0AA0 |  | Fixed-mounted circuit breaker IEC 60947-2, frame size 1, 4-poles, N-pole left, In=800A up to 690V AC 50/60Hz, breaking capacity M Icu=85/66kA at 500/690V, Trip unit ETU600 LSI upgrade ready , colordisplay, bluetooth and USB interface, Protection LT, ST, INST, include N-protection, (internal N-sensor available), incl. trip alarm switch (1xCO), rear connection vertical, without Com & metering function Manual operating mechanism with mechanical closing, without Spring charging motor, Ready-to-close signal. switch, Auxiliary switches 2NO+2NC, without Closing coil (CC), manual operating mechanism with mechanical closing, without Remote trip alarm reset coil (RR), without 2nd shunt trip, without 1st Shunt trip | 86000 | 1 | Z\ | 1
3WA1108-4AE12-0AA0 |  | Fixed-mounted circuit breaker IEC 60947-2, frame size 1, 4-poles, N-pole left, In=800A up to 690V AC 50/60Hz, breaking capacity M Icu=85/66kA at 500/690V, Trip unit ETU600 LSI upgrade ready , colordisplay, bluetooth and USB interface, Protection LT, ST, INST, include N-protection, (internal N-sensor available), incl. trip alarm switch (1xCO), rear connection horizontal, without Com & metering function Manual operating mechanism with mechanical closing, without Spring charging motor, Ready-to-close signal. switch, Auxiliary switches 2NO+2NC, without Closing coil (CC), manual operating mechanism with mechanical closing, without Remote trip alarm reset coil (RR), without 2nd shunt trip, without 1st Shunt trip | 83700 | 1 | Z\ | 1
3WA1108-4AE13-0AA0 |  | Fixed-mounted circuit breaker IEC 60947-2, frame size 1, 4-poles, N-pole left, In=800A up to 690V AC 50/60Hz, breaking capacity M Icu=85/66kA at 500/690V, Trip unit ETU600 LSI upgrade ready , colordisplay, bluetooth and USB interface, Protection LT, ST, INST, include N-protection, (internal N-sensor available), incl. trip alarm switch (1xCO), front connection double hole, without Com & metering function Manual operating mechanism with mechanical closing, without Spring charging motor, Ready-to-close signal. switch, Auxiliary switches 2NO+2NC, without Closing coil (CC), manual operating mechanism with mechanical closing, without Remote trip alarm reset coil (RR), without 2nd shunt trip, without 1st Shunt trip | 90600 | 1 | Z\ | 1
3WA1108-4AE21-0AA0 |  | fixed-mounted circuit breaker, IEC 60947-2, size 1, 4-pole, N pole on right, In=800 A up to 690 V AC 50/60 Hz, breaking capacity M Icu=85/66 kA at 500/690 V, tripping unit ETU600 LSI upgradeable, color display, Bluetooth, USB interface, basic protection LT, ST, INST, including protection of the N conductor (internal neutral point sensor available), trip alarm switch (1 x CO), connection at rear vertical, without Com & metering function Manual operating mechanism with mechanical closing, without Spring charging motor, Ready-to-close signal. switch, Auxiliary switches 2NO+2NC, without Closing coil (CC), manual operating mechanism with mechanical closing, without Remote trip alarm reset coil (RR), without 2nd shunt trip, without 1st Shunt trip | 86000 | 1 | Z\ | 1
3WA1108-4AE22-0AA0 |  | fixed-mounted circuit breaker, IEC 60947-2, size 1, 4-pole, N pole on right, In=800 A up to 690 V AC 50/60 Hz, breaking capacity M Icu=85/66 kA at 500/690 V, tripping unit ETU600 LSI upgradeable, color display, Bluetooth, USB interface, basic protection LT, ST, INST, including protection of the N conductor (internal neutral point sensor available), trip alarm switch (1 x CO), connection at rear horizontal without Com & metering function Manual operating mechanism with mechanical closing, without Spring charging motor, Ready-to-close signal. switch, Auxiliary switches 2NO+2NC, without Closing coil (CC), manual operating mechanism with mechanical closing, without Remote trip alarm reset coil (RR), without 2nd shunt trip, without 1st Shunt trip | 83700 | 1 | Z\ | 1
3WA1108-4AE23-0AA0 |  | fixed-mounted circuit breaker, IEC 60947-2, size 1, 4-pole, N pole on right, In=800 A up to 690 V AC 50/60 Hz, breaking capacity M Icu=85/66 kA at 500/690 V, tripping unit ETU600 LSI upgradeable, color display, Bluetooth, USB interface, basic protection LT, ST, INST, including protection of the N conductor (internal neutral point sensor available), trip alarm switch (1 x CO), front connection double hole, without Com & metering function Manual operating mechanism with mechanical closing, without Spring charging motor, Ready-to-close signal. switch, Auxiliary switches 2NO+2NC, without Closing coil (CC), manual operating mechanism with mechanical closing, without Remote trip alarm reset coil (RR), without 2nd shunt trip, without 1st Shunt trip | 90600 | 1 | Z\ | 1
3WA1108-4AE31-0AA0 |  | Withdrawable circuit breaker with guide frame, IEC 60947-2, frame size 1, 3-poles, In=800A up to 690V AC 50/60Hz, breaking capacity M Icu=85/66kA at 500/690V, Trip unit ETU600 LSI upgrade ready , colordisplay, bluetooth and USB interface, Protection LT, ST, INST, N-protection required an external N-sensor, incl. trip alarm switch (1xCO), rear connection vertical, guide frame with shutter and w/o position signalling switch, without Com & metering function Manual operating mechanism with mechanical closing, without Spring charging motor, Ready-to-close signal. switch, Auxiliary switches 2NO+2NC, without Closing coil (CC), manual operating mechanism with mechanical closing, without Remote trip alarm reset coil (RR), without 2nd shunt trip, without 1st Shunt trip | 93300 | 1 | Z\ | 1
3WA1108-4AE32-0AA0 |  | Withdrawable circuit breaker with guide frame, IEC 60947-2, frame size 1, 3-poles, In=800A up to 690V AC 50/60Hz, breaking capacity M Icu=85/66kA at 500/690V, Trip unit ETU600 LSI upgrade ready , colordisplay, bluetooth and USB interface, Protection LT, ST, INST, N-protection required an external N-sensor, incl. trip alarm switch (1xCO), rear connection horizontal, guide frame with shutter and w/o position signalling switch, without Com & metering function Manual operating mechanism with mechanical closing, without Spring charging motor, Ready-to-close signal. switch, Auxiliary switches 2NO+2NC, without Closing coil (CC), manual operating mechanism with mechanical closing, without Remote trip alarm reset coil (RR), without 2nd shunt trip, without 1st Shunt trip | 90400 | 1 | Z\ | 1
3WA1108-4AE33-0AA0 |  | Withdrawable circuit breaker with guide frame, IEC 60947-2, frame size 1, 3-poles, In=800A up to 690V AC 50/60Hz, breaking capacity M Icu=85/66kA at 500/690V, Trip unit ETU600 LSI upgrade ready , colordisplay, bluetooth and USB interface, Protection LT, ST, INST, N-protection required an external N-sensor, incl. trip alarm switch (1xCO), front connection double hole, guide frame with shutter and w/o position signalling switch, without Com & metering function Manual operating mechanism with mechanical closing, without Spring charging motor, Ready-to-close signal. switch, Auxiliary switches 2NO+2NC, without Closing coil (CC), manual operating mechanism with mechanical closing, without Remote trip alarm reset coil (RR), without 2nd shunt trip, without 1st Shunt trip | 99100 | 1 | Z\ | 1
3WA1108-4AE34-0AA0 |  | Withdrawable circuit breaker with guide frame, IEC 60947-2, frame size 1, 3-poles, In=800A up to 690V AC 50/60Hz, breaking capacity M Icu=85/66kA at 500/690V, Trip unit ETU600 LSI upgrade ready , colordisplay, bluetooth and USB interface, Protection LT, ST, INST, N-protection required an external N-sensor, incl. trip alarm switch (1xCO), rear connection flange, guide frame with shutter and w/o position signalling switch, without Com & metering function Manual operating mechanism with mechanical closing, without Spring charging motor, Ready-to-close signal. switch, Auxiliary switches 2NO+2NC, without Closing coil (CC), manual operating mechanism with mechanical closing, without Remote trip alarm reset coil (RR), without 2nd shunt trip, without 1st Shunt trip | 90400 | 1 | Z\ | 1
3WA1108-4AE41-0AA0 |  | Withdrawable circuit breaker with guide frame, IEC 60947-2, frame size 1, 4-poles, N-pole left, In=800A up to 690V AC 50/60Hz, breaking capacity M Icu=85/66kA at 500/690V, Trip unit ETU600 LSI upgrade ready , colordisplay, bluetooth and USB interface, Protection LT, ST, INST, include N-protection, (internal N-sensor available), incl. trip alarm switch (1xCO), rear connection vertical, guide frame with shutter and w/o position signalling switch, without Com & metering function Manual operating mechanism with mechanical closing, without Spring charging motor, Ready-to-close signal. switch, Auxiliary switches 2NO+2NC, without Closing coil (CC), manual operating mechanism with mechanical closing, without Remote trip alarm reset coil (RR), without 2nd shunt trip, without 1st Shunt trip | 123000 | 1 | Z\ | 1
3WA1108-4AE42-0AA0 |  | Withdrawable circuit breaker with guide frame, IEC 60947-2, frame size 1, 4-poles, N-pole left, In=800A up to 690V AC 50/60Hz, breaking capacity M Icu=85/66kA at 500/690V, Trip unit ETU600 LSI upgrade ready , colordisplay, bluetooth and USB interface, Protection LT, ST, INST, include N-protection, (internal N-sensor available), incl. trip alarm switch (1xCO), rear connection horizontal, guide frame with shutter and w/o position signalling switch, without Com & metering function Manual operating mechanism with mechanical closing, without Spring charging motor, Ready-to-close signal. switch, Auxiliary switches 2NO+2NC, without Closing coil (CC), manual operating mechanism with mechanical closing, without Remote trip alarm reset coil (RR), without 2nd shunt trip, without 1st Shunt trip | 119000 | 1 | Z\ | 1
3WA1108-4AE43-0AA0 |  | Withdrawable circuit breaker with guide frame, IEC 60947-2, frame size 1, 4-poles, N-pole left, In=800A up to 690V AC 50/60Hz, breaking capacity M Icu=85/66kA at 500/690V, Trip unit ETU600 LSI upgrade ready , colordisplay, bluetooth and USB interface, Protection LT, ST, INST, include N-protection, (internal N-sensor available), incl. trip alarm switch (1xCO), front connection double hole, guide frame with shutter and w/o position signalling switch, without Com & metering function Manual operating mechanism with mechanical closing, without Spring charging motor, Ready-to-close signal. switch, Auxiliary switches 2NO+2NC, without Closing coil (CC), manual operating mechanism with mechanical closing, without Remote trip alarm reset coil (RR), without 2nd shunt trip, without 1st Shunt trip | 131000 | 1 | Z\ | 1
3WA1108-4AE44-0AA0 |  | Withdrawable circuit breaker with guide frame, IEC 60947-2, frame size 1, 4-poles, N-pole left, In=800A up to 690V AC 50/60Hz, breaking capacity M Icu=85/66kA at 500/690V, Trip unit ETU600 LSI upgrade ready , colordisplay, bluetooth and USB interface, Protection LT, ST, INST, include N-protection, (internal N-sensor available), incl. trip alarm switch (1xCO), rear connection flange, guide frame with shutter and w/o position signalling switch, without Com & metering function Manual operating mechanism with mechanical closing, without Spring charging motor, Ready-to-close signal. switch, Auxiliary switches 2NO+2NC, without Closing coil (CC), manual operating mechanism with mechanical closing, without Remote trip alarm reset coil (RR), without 2nd shunt trip, without 1st Shunt trip | 119000 | 1 | Z\ | 1
3WA1108-4AF01-0AA0 |  | Fixed-mounted circuit breaker IEC 60947-2, frame size 1, 3-poles, In=800A up to 690V AC 50/60Hz, breaking capacity M Icu=85/66kA at 500/690V, Trip unit ETU600 LSIG upgrade ready , colordisplay, bluetooth and USB interface, Protection LT, ST, INST, GFx, N-protection required an external N-sensor, incl. trip alarm switch (1xCO), rear connection vertical, without Com & metering function Manual operating mechanism with mechanical closing, without Spring charging motor, Ready-to-close signal. switch, Auxiliary switches 2NO+2NC, without Closing coil (CC), manual operating mechanism with mechanical closing, without Remote trip alarm reset coil (RR), without 2nd shunt trip, without 1st Shunt trip | 75800 | 1 | Z\ | 1
3WA1108-4AF02-0AA0 |  | Fixed-mounted circuit breaker IEC 60947-2, frame size 1, 3-poles, In=800A up to 690V AC 50/60Hz, breaking capacity M Icu=85/66kA at 500/690V, Trip unit ETU600 LSIG upgrade ready , colordisplay, bluetooth and USB interface, Protection LT, ST, INST, GFx, N-protection required an external N-sensor, incl. trip alarm switch (1xCO), rear connection horizontal, without Com & metering function Manual operating mechanism with mechanical closing, without Spring charging motor, Ready-to-close signal. switch, Auxiliary switches 2NO+2NC, without Closing coil (CC), manual operating mechanism with mechanical closing, without Remote trip alarm reset coil (RR), without 2nd shunt trip, without 1st Shunt trip | 74100 | 1 | Z\ | 1
3WA1108-4AF03-0AA0 |  | Fixed-mounted circuit breaker IEC 60947-2, frame size 1, 3-poles, In=800A up to 690V AC 50/60Hz, breaking capacity M Icu=85/66kA at 500/690V, Trip unit ETU600 LSIG upgrade ready , colordisplay, bluetooth and USB interface, Protection LT, ST, INST, GFx, N-protection required an external N-sensor, incl. trip alarm switch (1xCO), front connection double hole, without Com & metering function Manual operating mechanism with mechanical closing, without Spring charging motor, Ready-to-close signal. switch, Auxiliary switches 2NO+2NC, without Closing coil (CC), manual operating mechanism with mechanical closing, without Remote trip alarm reset coil (RR), without 2nd shunt trip, without 1st Shunt trip | 79200 | 1 | Z\ | 1
3WA1108-4AF11-0AA0 |  | Fixed-mounted circuit breaker IEC 60947-2, frame size 1, 4-poles, N-pole left, In=800A up to 690V AC 50/60Hz, breaking capacity M Icu=85/66kA at 500/690V, Trip unit ETU600 LSIG upgrade ready , colordisplay, bluetooth and USB interface, Protection LT, ST, INST, GFx, include N-protection, (internal N-sensor available), incl. trip alarm switch (1xCO), rear connection vertical, without Com & metering function Manual operating mechanism with mechanical closing, without Spring charging motor, Ready-to-close signal. switch, Auxiliary switches 2NO+2NC, without Closing coil (CC), manual operating mechanism with mechanical closing, without Remote trip alarm reset coil (RR), without 2nd shunt trip, without 1st Shunt trip | 96600 | 1 | Z\ | 1
3WA1108-4AF12-0AA0 |  | Fixed-mounted circuit breaker IEC 60947-2, frame size 1, 4-poles, N-pole left, In=800A up to 690V AC 50/60Hz, breaking capacity M Icu=85/66kA at 500/690V, Trip unit ETU600 LSIG upgrade ready , colordisplay, bluetooth and USB interface, Protection LT, ST, INST, GFx, include N-protection, (internal N-sensor available), incl. trip alarm switch (1xCO), rear connection horizontal, without Com & metering function Manual operating mechanism with mechanical closing, without Spring charging motor, Ready-to-close signal. switch, Auxiliary switches 2NO+2NC, without Closing coil (CC), manual operating mechanism with mechanical closing, without Remote trip alarm reset coil (RR), without 2nd shunt trip, without 1st Shunt trip | 94400 | 1 | Z\ | 1
3WA1108-4AF13-0AA0 |  | Fixed-mounted circuit breaker IEC 60947-2, frame size 1, 4-poles, N-pole left, In=800A up to 690V AC 50/60Hz, breaking capacity M Icu=85/66kA at 500/690V, Trip unit ETU600 LSIG upgrade ready , colordisplay, bluetooth and USB interface, Protection LT, ST, INST, GFx, include N-protection, (internal N-sensor available), incl. trip alarm switch (1xCO), front connection double hole, without Com & metering function Manual operating mechanism with mechanical closing, without Spring charging motor, Ready-to-close signal. switch, Auxiliary switches 2NO+2NC, without Closing coil (CC), manual operating mechanism with mechanical closing, without Remote trip alarm reset coil (RR), without 2nd shunt trip, without 1st Shunt trip | 101000 | 1 | Z\ | 1
3WA1108-4AF21-0AA0 |  | fixed-mounted circuit breaker, IEC 60947-2, size 1, 4-pole, N pole on right, In=800 A up to 690 V AC 50/60 Hz, breaking capacity M Icu=85/66 kA at 500/690 V, tripping unit ETU600 LSIG upgradeable, color display, Bluetooth, USB interface, basic protection LT, ST, INST, GFx, including protection of the N conductor (internal neutral point sensor available), trip alarm switch (1 x CO), connection at rear vertical, without Com & metering function Manual operating mechanism with mechanical closing, without Spring charging motor, Ready-to-close signal. switch, Auxiliary switches 2NO+2NC, without Closing coil (CC), manual operating mechanism with mechanical closing, without Remote trip alarm reset coil (RR), without 2nd shunt trip, without 1st Shunt trip | 96600 | 1 | Z\ | 1
3WA1108-4AF22-0AA0 |  | fixed-mounted circuit breaker, IEC 60947-2, size 1, 4-pole, N pole on right, In=800 A up to 690 V AC 50/60 Hz, breaking capacity M Icu=85/66 kA at 500/690 V, tripping unit ETU600 LSIG upgradeable, color display, Bluetooth, USB interface, basic protection LT, ST, INST, GFx, including protection of the N conductor (internal neutral point sensor available), trip alarm switch (1 x CO), connection at rear horizontal without Com & metering function Manual operating mechanism with mechanical closing, without Spring charging motor, Ready-to-close signal. switch, Auxiliary switches 2NO+2NC, without Closing coil (CC), manual operating mechanism with mechanical closing, without Remote trip alarm reset coil (RR), without 2nd shunt trip, without 1st Shunt trip | 94400 | 1 | Z\ | 1
3WA1108-4AF23-0AA0 |  | fixed-mounted circuit breaker, IEC 60947-2, size 1, 4-pole, N pole on right, In=800 A up to 690 V AC 50/60 Hz, breaking capacity M Icu=85/66 kA at 500/690 V, tripping unit ETU600 LSIG upgradeable, color display, Bluetooth, USB interface, basic protection LT, ST, INST, GFx, including protection of the N conductor (internal neutral point sensor available), trip alarm switch (1 x CO), front connection double hole, without Com & metering function Manual operating mechanism with mechanical closing, without Spring charging motor, Ready-to-close signal. switch, Auxiliary switches 2NO+2NC, without Closing coil (CC), manual operating mechanism with mechanical closing, without Remote trip alarm reset coil (RR), without 2nd shunt trip, without 1st Shunt trip | 101000 | 1 | Z\ | 1
3WA1108-4AF31-0AA0 |  | Withdrawable circuit breaker with guide frame, IEC 60947-2, frame size 1, 3-poles, In=800A up to 690V AC 50/60Hz, breaking capacity M Icu=85/66kA at 500/690V, Trip unit ETU600 LSIG upgrade ready , colordisplay, bluetooth and USB interface, Protection LT, ST, INST, GFx, N-protection required an external N-sensor, incl. trip alarm switch (1xCO), rear connection vertical, guide frame with shutter and w/o position signalling switch, without Com & metering function Manual operating mechanism with mechanical closing, without Spring charging motor, Ready-to-close signal. switch, Auxiliary switches 2NO+2NC, without Closing coil (CC), manual operating mechanism with mechanical closing, without Remote trip alarm reset coil (RR), without 2nd shunt trip, without 1st Shunt trip | 104000 | 1 | Z\ | 1
3WA1108-4AF32-0AA0 |  | Withdrawable circuit breaker with guide frame, IEC 60947-2, frame size 1, 3-poles, In=800A up to 690V AC 50/60Hz, breaking capacity M Icu=85/66kA at 500/690V, Trip unit ETU600 LSIG upgrade ready , colordisplay, bluetooth and USB interface, Protection LT, ST, INST, GFx, N-protection required an external N-sensor, incl. trip alarm switch (1xCO), rear connection horizontal, guide frame with shutter and w/o position signalling switch, without Com & metering function Manual operating mechanism with mechanical closing, without Spring charging motor, Ready-to-close signal. switch, Auxiliary switches 2NO+2NC, without Closing coil (CC), manual operating mechanism with mechanical closing, without Remote trip alarm reset coil (RR), without 2nd shunt trip, without 1st Shunt trip | 101000 | 1 | Z\ | 1
3WA1108-4AF33-0AA0 |  | Withdrawable circuit breaker with guide frame, IEC 60947-2, frame size 1, 3-poles, In=800A up to 690V AC 50/60Hz, breaking capacity M Icu=85/66kA at 500/690V, Trip unit ETU600 LSIG upgrade ready , colordisplay, bluetooth and USB interface, Protection LT, ST, INST, GFx, N-protection required an external N-sensor, incl. trip alarm switch (1xCO), front connection double hole, guide frame with shutter and w/o position signalling switch, without Com & metering function Manual operating mechanism with mechanical closing, without Spring charging motor, Ready-to-close signal. switch, Auxiliary switches 2NO+2NC, without Closing coil (CC), manual operating mechanism with mechanical closing, without Remote trip alarm reset coil (RR), without 2nd shunt trip, without 1st Shunt trip | 110000 | 1 | Z\ | 1
3WA1108-4AF34-0AA0 |  | Withdrawable circuit breaker with guide frame, IEC 60947-2, frame size 1, 3-poles, In=800A up to 690V AC 50/60Hz, breaking capacity M Icu=85/66kA at 500/690V, Trip unit ETU600 LSIG upgrade ready , colordisplay, bluetooth and USB interface, Protection LT, ST, INST, GFx, N-protection required an external N-sensor, incl. trip alarm switch (1xCO), rear connection flange, guide frame with shutter and w/o position signalling switch, without Com & metering function Manual operating mechanism with mechanical closing, without Spring charging motor, Ready-to-close signal. switch, Auxiliary switches 2NO+2NC, without Closing coil (CC), manual operating mechanism with mechanical closing, without Remote trip alarm reset coil (RR), without 2nd shunt trip, without 1st Shunt trip | 101000 | 1 | Z\ | 1
3WA1108-4AF41-0AA0 |  | Withdrawable circuit breaker with guide frame, IEC 60947-2, frame size 1, 4-poles, N-pole left, In=800A up to 690V AC 50/60Hz, breaking capacity M Icu=85/66kA at 500/690V, Trip unit ETU600 LSIG upgrade ready , colordisplay, bluetooth and USB interface, Protection LT, ST, INST, GFx, include N-protection, (internal N-sensor available), incl. trip alarm switch (1xCO), rear connection vertical, guide frame with shutter and w/o position signalling switch, without Com & metering function Manual operating mechanism with mechanical closing, without Spring charging motor, Ready-to-close signal. switch, Auxiliary switches 2NO+2NC, without Closing coil (CC), manual operating mechanism with mechanical closing, without Remote trip alarm reset coil (RR), without 2nd shunt trip, without 1st Shunt trip | 134000 | 1 | Z\ | 1
3WA1108-4AF42-0AA0 |  | Withdrawable circuit breaker with guide frame, IEC 60947-2, frame size 1, 4-poles, N-pole left, In=800A up to 690V AC 50/60Hz, breaking capacity M Icu=85/66kA at 500/690V, Trip unit ETU600 LSIG upgrade ready , colordisplay, bluetooth and USB interface, Protection LT, ST, INST, GFx, include N-protection, (internal N-sensor available), incl. trip alarm switch (1xCO), rear connection horizontal, guide frame with shutter and w/o position signalling switch, without Com & metering function Manual operating mechanism with mechanical closing, without Spring charging motor, Ready-to-close signal. switch, Auxiliary switches 2NO+2NC, without Closing coil (CC), manual operating mechanism with mechanical closing, without Remote trip alarm reset coil (RR), without 2nd shunt trip, without 1st Shunt trip | 130000 | 1 | Z\ | 1
3WA1108-4AF43-0AA0 |  | Withdrawable circuit breaker with guide frame, IEC 60947-2, frame size 1, 4-poles, N-pole left, In=800A up to 690V AC 50/60Hz, breaking capacity M Icu=85/66kA at 500/690V, Trip unit ETU600 LSIG upgrade ready , colordisplay, bluetooth and USB interface, Protection LT, ST, INST, GFx, include N-protection, (internal N-sensor available), incl. trip alarm switch (1xCO), front connection double hole, guide frame with shutter and w/o position signalling switch, without Com & metering function Manual operating mechanism with mechanical closing, without Spring charging motor, Ready-to-close signal. switch, Auxiliary switches 2NO+2NC, without Closing coil (CC), manual operating mechanism with mechanical closing, without Remote trip alarm reset coil (RR), without 2nd shunt trip, without 1st Shunt trip | 142000 | 1 | Z\ | 1
3WA1108-4AF44-0AA0 |  | Withdrawable circuit breaker with guide frame, IEC 60947-2, frame size 1, 4-poles, N-pole left, In=800A up to 690V AC 50/60Hz, breaking capacity M Icu=85/66kA at 500/690V, Trip unit ETU600 LSIG upgrade ready , colordisplay, bluetooth and USB interface, Protection LT, ST, INST, GFx, include N-protection, (internal N-sensor available), incl. trip alarm switch (1xCO), rear connection flange, guide frame with shutter and w/o position signalling switch, without Com & metering function Manual operating mechanism with mechanical closing, without Spring charging motor, Ready-to-close signal. switch, Auxiliary switches 2NO+2NC, without Closing coil (CC), manual operating mechanism with mechanical closing, without Remote trip alarm reset coil (RR), without 2nd shunt trip, without 1st Shunt trip | 130000 | 1 | Z\ | 1
3WA1108-4CA01-0AA0 |  | Non-automatic circuit breaker Fixed-mounted version, IEC 60947-2, frame size 1, 3-poles, In=800A up to 690V AC 50/60Hz, breaking capacity M Icc=85/66kA at 500/690V, without electr. trip unit ETU, rear connection vertical, able to communication, Manual operating mechanism with mechanical closing, without Spring charging motor, Ready-to-close signal. switch, Auxiliary switches 2NO+2NC, without Closing coil (CC), manual operating mechanism with mechanical closing, without Remote trip alarm reset coil (RR), without 2nd shunt trip, without 1st Shunt trip | 62130 | 1 | Z\ | 1
3WA1108-4CA02-0AA0 |  | Non-automatic circuit breaker Fixed-mounted version, IEC 60947-2, frame size 1, 3-poles, In=800A up to 690V AC 50/60Hz, breaking capacity M Icc=85/66kA at 500/690V, without electr. trip unit ETU, rear connection horizontal, able to communication, Manual operating mechanism with mechanical closing, without Spring charging motor, Ready-to-close signal. switch, Auxiliary switches 2NO+2NC, without Closing coil (CC), manual operating mechanism with mechanical closing, without Remote trip alarm reset coil (RR), without 2nd shunt trip, without 1st Shunt trip | 60430 | 1 | Z\ | 1
3WA1108-4CA03-0AA0 |  | Non-automatic circuit breaker Fixed-mounted version, IEC 60947-2, frame size 1, 3-poles, In=800A up to 690V AC 50/60Hz, breaking capacity M Icc=85/66kA at 500/690V, without electr. trip unit ETU, front connection double hole, able to communication, Manual operating mechanism with mechanical closing, without Spring charging motor, Ready-to-close signal. switch, Auxiliary switches 2NO+2NC, without Closing coil (CC), manual operating mechanism with mechanical closing, without Remote trip alarm reset coil (RR), without 2nd shunt trip, without 1st Shunt trip | 65530 | 1 | Z\ | 1
3WA1108-4CA11-0AA0 |  | Non-automatic circuit breaker Fixed-mounted version, IEC 60947-2, frame size 1, 4-poles, N-pole left, In=800A up to 690V AC 50/60Hz, breaking capacity M Icc=85/66kA at 500/690V, without electr. trip unit ETU, rear connection vertical, able to communication, Manual operating mechanism with mechanical closing, without Spring charging motor, Ready-to-close signal. switch, Auxiliary switches 2NO+2NC, without Closing coil (CC), manual operating mechanism with mechanical closing, without Remote trip alarm reset coil (RR), without 2nd shunt trip, without 1st Shunt trip | 80630 | 1 | Z\ | 1
3WA1108-4CA12-0AA0 |  | Non-automatic circuit breaker Fixed-mounted version, IEC 60947-2, frame size 1, 4-poles, N-pole left, In=800A up to 690V AC 50/60Hz, breaking capacity M Icc=85/66kA at 500/690V, without electr. trip unit ETU, rear connection horizontal, able to communication, Manual operating mechanism with mechanical closing, without Spring charging motor, Ready-to-close signal. switch, Auxiliary switches 2NO+2NC, without Closing coil (CC), manual operating mechanism with mechanical closing, without Remote trip alarm reset coil (RR), without 2nd shunt trip, without 1st Shunt trip | 78330 | 1 | Z\ | 1
3WA1108-4CA13-0AA0 |  | Non-automatic circuit breaker Fixed-mounted version, IEC 60947-2, frame size 1, 4-poles, N-pole left, In=800A up to 690V AC 50/60Hz, breaking capacity M Icc=85/66kA at 500/690V, without electr. trip unit ETU, front connection double hole, able to communication, Manual operating mechanism with mechanical closing, without Spring charging motor, Ready-to-close signal. switch, Auxiliary switches 2NO+2NC, without Closing coil (CC), manual operating mechanism with mechanical closing, without Remote trip alarm reset coil (RR), without 2nd shunt trip, without 1st Shunt trip | 85230 | 1 | Z\ | 1
3WA1108-4CA21-0AA0 |  | AC non-automatic air circuit breaker 3WA, fixed-mounted version, IEC 60947-2, size 1, 4-pole, N pole on right, In=800 A up to 690 V AC 50/60 Hz, breaking capacity M, Icc=85/66 kA at 500/690 V, without electronic trip unit ETU, connection at rear vertical, able to communication, Manual operating mechanism with mechanical closing, without Spring charging motor, Ready-to-close signal. switch, Auxiliary switches 2NO+2NC, without Closing coil (CC), manual operating mechanism with mechanical closing, without Remote trip alarm reset coil (RR), without 2nd shunt trip, without 1st Shunt trip | 80630 | 1 | Z\ | 1
3WA1108-4CA22-0AA0 |  | AC non-automatic air circuit breaker 3WA, fixed-mounted version, IEC 60947-2, size 1, 4-pole, N pole on right, In=800 A up to 690 V AC 50/60 Hz, breaking capacity M, Icc=85/66 kA at 500/690 V, without electronic trip unit ETU, connection at rear horizontal able to communication, Manual operating mechanism with mechanical closing, without Spring charging motor, Ready-to-close signal. switch, Auxiliary switches 2NO+2NC, without Closing coil (CC), manual operating mechanism with mechanical closing, without Remote trip alarm reset coil (RR), without 2nd shunt trip, without 1st Shunt trip | 78330 | 1 | Z\ | 1
3WA1108-4CA23-0AA0 |  | AC non-automatic air circuit breaker 3WA, fixed-mounted version, IEC 60947-2, size 1, 4-pole, N pole on right, In=800 A up to 690 V AC 50/60 Hz, breaking capacity M, Icc=85/66 kA at 500/690 V, without electronic trip unit ETU, front connection double hole, able to communication, Manual operating mechanism with mechanical closing, without Spring charging motor, Ready-to-close signal. switch, Auxiliary switches 2NO+2NC, without Closing coil (CC), manual operating mechanism with mechanical closing, without Remote trip alarm reset coil (RR), without 2nd shunt trip, without 1st Shunt trip | 85230 | 1 | Z\ | 1
3WA1108-4CA31-0AA0 |  | Non-automatic circuit breaker withdrawable version, with guide frame, IEC 60947-2, frame size 1, 3-poles, In=800A up to 690V AC 50/60Hz, breaking capacity M Icc=85/66kA at 500/690V, without electr. trip unit ETU, rear connection vertical, guide frame with shutter and w/o position signalling switch, able to communication, Manual operating mechanism with mechanical closing, without Spring charging motor, Ready-to-close signal. switch, Auxiliary switches 2NO+2NC, without Closing coil (CC), manual operating mechanism with mechanical closing, without Remote trip alarm reset coil (RR), without 2nd shunt trip, without 1st Shunt trip | 87130 | 1 | Z\ | 1
3WA1108-4CA32-0AA0 |  | Non-automatic circuit breaker withdrawable version, with guide frame, IEC 60947-2, frame size 1, 3-poles, In=800A up to 690V AC 50/60Hz, breaking capacity M Icc=85/66kA at 500/690V, without electr. trip unit ETU, rear connection horizontal, guide frame with shutter and w/o position signalling switch, able to communication, Manual operating mechanism with mechanical closing, without Spring charging motor, Ready-to-close signal. switch, Auxiliary switches 2NO+2NC, without Closing coil (CC), manual operating mechanism with mechanical closing, without Remote trip alarm reset coil (RR), without 2nd shunt trip, without 1st Shunt trip | 84230 | 1 | Z\ | 1
3WA1108-4CA33-0AA0 |  | Non-automatic circuit breaker withdrawable version, with guide frame, IEC 60947-2, frame size 1, 3-poles, In=800A up to 690V AC 50/60Hz, breaking capacity M Icc=85/66kA at 500/690V, without electr. trip unit ETU, front connection double hole, guide frame with shutter and w/o position signalling switch, able to communication, Manual operating mechanism with mechanical closing, without Spring charging motor, Ready-to-close signal. switch, Auxiliary switches 2NO+2NC, without Closing coil (CC), manual operating mechanism with mechanical closing, without Remote trip alarm reset coil (RR), without 2nd shunt trip, without 1st Shunt trip | 92930 | 1 | Z\ | 1
3WA1108-4CA34-0AA0 |  | Non-automatic circuit breaker withdrawable version, with guide frame, IEC 60947-2, frame size 1, 3-poles, In=800A up to 690V AC 50/60Hz, breaking capacity M Icc=85/66kA at 500/690V, without electr. trip unit ETU, rear connection flange, guide frame with shutter and w/o position signalling switch, able to communication, Manual operating mechanism with mechanical closing, without Spring charging motor, Ready-to-close signal. switch, Auxiliary switches 2NO+2NC, without Closing coil (CC), manual operating mechanism with mechanical closing, without Remote trip alarm reset coil (RR), without 2nd shunt trip, without 1st Shunt trip | 84230 | 1 | Z\ | 1
3WA1108-4CA41-0AA0 |  | Non-automatic circuit breaker withdrawable version, with guide frame, IEC 60947-2, frame size 1, 4-poles, N-pole left, In=800A up to 690V AC 50/60Hz, breaking capacity M Icc=85/66kA at 500/690V, without electr. trip unit ETU, rear connection vertical, guide frame with shutter and w/o position signalling switch, able to communication, Manual operating mechanism with mechanical closing, without Spring charging motor, Ready-to-close signal. switch, Auxiliary switches 2NO+2NC, without Closing coil (CC), manual operating mechanism with mechanical closing, without Remote trip alarm reset coil (RR), without 2nd shunt trip, without 1st Shunt trip | 113430 | 1 | Z\ | 1
3WA1108-4CA42-0AA0 |  | Non-automatic circuit breaker withdrawable version, with guide frame, IEC 60947-2, frame size 1, 4-poles, N-pole left, In=800A up to 690V AC 50/60Hz, breaking capacity M Icc=85/66kA at 500/690V, without electr. trip unit ETU, rear connection horizontal, guide frame with shutter and w/o position signalling switch, able to communication, Manual operating mechanism with mechanical closing, without Spring charging motor, Ready-to-close signal. switch, Auxiliary switches 2NO+2NC, without Closing coil (CC), manual operating mechanism with mechanical closing, without Remote trip alarm reset coil (RR), without 2nd shunt trip, without 1st Shunt trip | 109430 | 1 | Z\ | 1
3WA1108-4CA43-0AA0 |  | Non-automatic circuit breaker withdrawable version, with guide frame, IEC 60947-2, frame size 1, 4-poles, N-pole left, In=800A up to 690V AC 50/60Hz, breaking capacity M Icc=85/66kA at 500/690V, without electr. trip unit ETU, front connection double hole, guide frame with shutter and w/o position signalling switch, able to communication, Manual operating mechanism with mechanical closing, without Spring charging motor, Ready-to-close signal. switch, Auxiliary switches 2NO+2NC, without Closing coil (CC), manual operating mechanism with mechanical closing, without Remote trip alarm reset coil (RR), without 2nd shunt trip, without 1st Shunt trip | 121430 | 1 | Z\ | 1
3WA1108-4CA44-0AA0 |  | Non-automatic circuit breaker withdrawable version, with guide frame, IEC 60947-2, frame size 1, 4-poles, N-pole left, In=800A up to 690V AC 50/60Hz, breaking capacity M Icc=85/66kA at 500/690V, without electr. trip unit ETU, rear connection flange, guide frame with shutter and w/o position signalling switch, able to communication, Manual operating mechanism with mechanical closing, without Spring charging motor, Ready-to-close signal. switch, Auxiliary switches 2NO+2NC, without Closing coil (CC), manual operating mechanism with mechanical closing, without Remote trip alarm reset coil (RR), without 2nd shunt trip, without 1st Shunt trip | 109430 | 1 | Z\ | 1
3WA1108-4EE01-0AA0 |  | Fixed-mounted circuit breaker IEC 60947-2, frame size 1, 3-poles, In=800A up to 690V AC 50/60Hz, breaking capacity M Icu=85/66kA at 500/690V, Trip unit ETU600 LSI upgrade ready , colordisplay, bluetooth and USB interface, Protection LT, ST, INST, N-protection required an external N-sensor, incl. trip alarm switch (1xCO), rear connection vertical, with internal voltage tap on lower stab of circuit breaker, with voltage tap module VTM680 and power supply of ETU600, able to communication, integrated metering type PMF-1 Energy Efficiency, Voltage, Active energy Ea Manual operating mechanism with mechanical closing, without Spring charging motor, Ready-to-close signal. switch, Auxiliary switches 2NO+2NC, without Closing coil (CC), manual operating mechanism with mechanical closing, without Remote trip alarm reset coil (RR), without 2nd shunt trip, without 1st Shunt trip | 74070 | 1 | Z\ | 1
3WA1108-4EE02-0AA0 |  | Fixed-mounted circuit breaker IEC 60947-2, frame size 1, 3-poles, In=800A up to 690V AC 50/60Hz, breaking capacity M Icu=85/66kA at 500/690V, Trip unit ETU600 LSI upgrade ready , colordisplay, bluetooth and USB interface, Protection LT, ST, INST, N-protection required an external N-sensor, incl. trip alarm switch (1xCO), rear connection horizontal, with internal voltage tap on lower stab of circuit breaker, with voltage tap module VTM680 and power supply of ETU600, able to communication, integrated metering type PMF-1 Energy Efficiency, Voltage, Active energy Ea Manual operating mechanism with mechanical closing, without Spring charging motor, Ready-to-close signal. switch, Auxiliary switches 2NO+2NC, without Closing coil (CC), manual operating mechanism with mechanical closing, without Remote trip alarm reset coil (RR), without 2nd shunt trip, without 1st Shunt trip | 72270 | 1 | Z\ | 1
3WA1108-4EE03-0AA0 |  | Fixed-mounted circuit breaker IEC 60947-2, frame size 1, 3-poles, In=800A up to 690V AC 50/60Hz, breaking capacity M Icu=85/66kA at 500/690V, Trip unit ETU600 LSI upgrade ready , colordisplay, bluetooth and USB interface, Protection LT, ST, INST, N-protection required an external N-sensor, incl. trip alarm switch (1xCO), front connection double hole, with internal voltage tap on lower stab of circuit breaker, with voltage tap module VTM680 and power supply of ETU600, able to communication, integrated metering type PMF-1 Energy Efficiency, Voltage, Active energy Ea Manual operating mechanism with mechanical closing, without Spring charging motor, Ready-to-close signal. switch, Auxiliary switches 2NO+2NC, without Closing coil (CC), manual operating mechanism with mechanical closing, without Remote trip alarm reset coil (RR), without 2nd shunt trip, without 1st Shunt trip | 77470 | 1 | Z\ | 1
3WA1108-4EE11-0AA0 |  | Fixed-mounted circuit breaker IEC 60947-2, frame size 1, 4-poles, N-pole left, In=800A up to 690V AC 50/60Hz, breaking capacity M Icu=85/66kA at 500/690V, Trip unit ETU600 LSI upgrade ready , colordisplay, bluetooth and USB interface, Protection LT, ST, INST, include N-protection, (internal N-sensor available), incl. trip alarm switch (1xCO), rear connection vertical, with internal voltage tap on lower stab of circuit breaker, with voltage tap module VTM680 and power supply of ETU600, able to communication, integrated metering type PMF-1 Energy Efficiency, Voltage, Active energy Ea Manual operating mechanism with mechanical closing, without Spring charging motor, Ready-to-close signal. switch, Auxiliary switches 2NO+2NC, without Closing coil (CC), manual operating mechanism with mechanical closing, without Remote trip alarm reset coil (RR), without 2nd shunt trip, without 1st Shunt trip | 94870 | 1 | Z\ | 1
3WA1108-4EE12-0AA0 |  | Fixed-mounted circuit breaker IEC 60947-2, frame size 1, 4-poles, N-pole left, In=800A up to 690V AC 50/60Hz, breaking capacity M Icu=85/66kA at 500/690V, Trip unit ETU600 LSI upgrade ready , colordisplay, bluetooth and USB interface, Protection LT, ST, INST, include N-protection, (internal N-sensor available), incl. trip alarm switch (1xCO), rear connection horizontal, with internal voltage tap on lower stab of circuit breaker, with voltage tap module VTM680 and power supply of ETU600, able to communication, integrated metering type PMF-1 Energy Efficiency, Voltage, Active energy Ea Manual operating mechanism with mechanical closing, without Spring charging motor, Ready-to-close signal. switch, Auxiliary switches 2NO+2NC, without Closing coil (CC), manual operating mechanism with mechanical closing, without Remote trip alarm reset coil (RR), without 2nd shunt trip, without 1st Shunt trip | 92570 | 1 | Z\ | 1
3WA1108-4EE13-0AA0 |  | Fixed-mounted circuit breaker IEC 60947-2, frame size 1, 4-poles, N-pole left, In=800A up to 690V AC 50/60Hz, breaking capacity M Icu=85/66kA at 500/690V, Trip unit ETU600 LSI upgrade ready , colordisplay, bluetooth and USB interface, Protection LT, ST, INST, include N-protection, (internal N-sensor available), incl. trip alarm switch (1xCO), front connection double hole, with internal voltage tap on lower stab of circuit breaker, with voltage tap module VTM680 and power supply of ETU600, able to communication, integrated metering type PMF-1 Energy Efficiency, Voltage, Active energy Ea Manual operating mechanism with mechanical closing, without Spring charging motor, Ready-to-close signal. switch, Auxiliary switches 2NO+2NC, without Closing coil (CC), manual operating mechanism with mechanical closing, without Remote trip alarm reset coil (RR), without 2nd shunt trip, without 1st Shunt trip | 99470 | 1 | Z\ | 1
3WA1108-4EE21-0AA0 |  | fixed-mounted circuit breaker, IEC 60947-2, size 1, 4-pole, N pole on right, In=800 A up to 690 V AC 50/60 Hz, breaking capacity M Icu=85/66 kA at 500/690 V, tripping unit ETU600 LSI upgradeable, color display, Bluetooth, USB interface, basic protection LT, ST, INST, including protection of the N conductor (internal neutral point sensor available), trip alarm switch (1 x CO), connection at rear vertical, with internal voltage tap on lower stab of circuit breaker, with voltage tap module VTM680 and power supply of ETU600, able to communication, integrated metering type PMF-1 Energy Efficiency, Voltage, Active energy Ea Manual operating mechanism with mechanical closing, without Spring charging motor, Ready-to-close signal. switch, Auxiliary switches 2NO+2NC, without Closing coil (CC), manual operating mechanism with mechanical closing, without Remote trip alarm reset coil (RR), without 2nd shunt trip, without 1st Shunt trip | 94870 | 1 | Z\ | 1
3WA1108-4EE22-0AA0 |  | fixed-mounted circuit breaker, IEC 60947-2, size 1, 4-pole, N pole on right, In=800 A up to 690 V AC 50/60 Hz, breaking capacity M Icu=85/66 kA at 500/690 V, tripping unit ETU600 LSI upgradeable, color display, Bluetooth, USB interface, basic protection LT, ST, INST, including protection of the N conductor (internal neutral point sensor available), trip alarm switch (1 x CO), connection at rear horizontal with internal voltage tap on lower stab of circuit breaker, with voltage tap module VTM680 and power supply of ETU600, able to communication, integrated metering type PMF-1 Energy Efficiency, Voltage, Active energy Ea Manual operating mechanism with mechanical closing, without Spring charging motor, Ready-to-close signal. switch, Auxiliary switches 2NO+2NC, without Closing coil (CC), manual operating mechanism with mechanical closing, without Remote trip alarm reset coil (RR), without 2nd shunt trip, without 1st Shunt trip | 92570 | 1 | Z\ | 1
3WA1108-4EE23-0AA0 |  | fixed-mounted circuit breaker, IEC 60947-2, size 1, 4-pole, N pole on right, In=800 A up to 690 V AC 50/60 Hz, breaking capacity M Icu=85/66 kA at 500/690 V, tripping unit ETU600 LSI upgradeable, color display, Bluetooth, USB interface, basic protection LT, ST, INST, including protection of the N conductor (internal neutral point sensor available), trip alarm switch (1 x CO), front connection double hole, with internal voltage tap on lower stab of circuit breaker, with voltage tap module VTM680 and power supply of ETU600, able to communication, integrated metering type PMF-1 Energy Efficiency, Voltage, Active energy Ea Manual operating mechanism with mechanical closing, without Spring charging motor, Ready-to-close signal. switch, Auxiliary switches 2NO+2NC, without Closing coil (CC), manual operating mechanism with mechanical closing, without Remote trip alarm reset coil (RR), without 2nd shunt trip, without 1st Shunt trip | 99470 | 1 | Z\ | 1
3WA1108-4EE31-0AA0 |  | Withdrawable circuit breaker with guide frame, IEC 60947-2, frame size 1, 3-poles, In=800A up to 690V AC 50/60Hz, breaking capacity M Icu=85/66kA at 500/690V, Trip unit ETU600 LSI upgrade ready , colordisplay, bluetooth and USB interface, Protection LT, ST, INST, N-protection required an external N-sensor, incl. trip alarm switch (1xCO), rear connection vertical, guide frame with shutter and w/o position signalling switch, with internal voltage tap on lower stab of circuit breaker, with voltage tap module VTM680 and power supply of ETU600, able to communication, integrated metering type PMF-1 Energy Efficiency, Voltage, Active energy Ea Manual operating mechanism with mechanical closing, without Spring charging motor, Ready-to-close signal. switch, Auxiliary switches 2NO+2NC, without Closing coil (CC), manual operating mechanism with mechanical closing, without Remote trip alarm reset coil (RR), without 2nd shunt trip, without 1st Shunt trip | 102170 | 1 | Z\ | 1
3WA1108-4EE32-0AA0 |  | Withdrawable circuit breaker with guide frame, IEC 60947-2, frame size 1, 3-poles, In=800A up to 690V AC 50/60Hz, breaking capacity M Icu=85/66kA at 500/690V, Trip unit ETU600 LSI upgrade ready , colordisplay, bluetooth and USB interface, Protection LT, ST, INST, N-protection required an external N-sensor, incl. trip alarm switch (1xCO), rear connection horizontal, guide frame with shutter and w/o position signalling switch, with internal voltage tap on lower stab of circuit breaker, with voltage tap module VTM680 and power supply of ETU600, able to communication, integrated metering type PMF-1 Energy Efficiency, Voltage, Active energy Ea Manual operating mechanism with mechanical closing, without Spring charging motor, Ready-to-close signal. switch, Auxiliary switches 2NO+2NC, without Closing coil (CC), manual operating mechanism with mechanical closing, without Remote trip alarm reset coil (RR), without 2nd shunt trip, without 1st Shunt trip | 99270 | 1 | Z\ | 1
3WA1108-4EE33-0AA0 |  | Withdrawable circuit breaker with guide frame, IEC 60947-2, frame size 1, 3-poles, In=800A up to 690V AC 50/60Hz, breaking capacity M Icu=85/66kA at 500/690V, Trip unit ETU600 LSI upgrade ready , colordisplay, bluetooth and USB interface, Protection LT, ST, INST, N-protection required an external N-sensor, incl. trip alarm switch (1xCO), front connection double hole, guide frame with shutter and w/o position signalling switch, with internal voltage tap on lower stab of circuit breaker, with voltage tap module VTM680 and power supply of ETU600, able to communication, integrated metering type PMF-1 Energy Efficiency, Voltage, Active energy Ea Manual operating mechanism with mechanical closing, without Spring charging motor, Ready-to-close signal. switch, Auxiliary switches 2NO+2NC, without Closing coil (CC), manual operating mechanism with mechanical closing, without Remote trip alarm reset coil (RR), without 2nd shunt trip, without 1st Shunt trip | 107970 | 1 | Z\ | 1
3WA1108-4EE34-0AA0 |  | Withdrawable circuit breaker with guide frame, IEC 60947-2, frame size 1, 3-poles, In=800A up to 690V AC 50/60Hz, breaking capacity M Icu=85/66kA at 500/690V, Trip unit ETU600 LSI upgrade ready , colordisplay, bluetooth and USB interface, Protection LT, ST, INST, N-protection required an external N-sensor, incl. trip alarm switch (1xCO), rear connection flange, guide frame with shutter and w/o position signalling switch, with internal voltage tap on lower stab of circuit breaker, with voltage tap module VTM680 and power supply of ETU600, able to communication, integrated metering type PMF-1 Energy Efficiency, Voltage, Active energy Ea Manual operating mechanism with mechanical closing, without Spring charging motor, Ready-to-close signal. switch, Auxiliary switches 2NO+2NC, without Closing coil (CC), manual operating mechanism with mechanical closing, without Remote trip alarm reset coil (RR), without 2nd shunt trip, without 1st Shunt trip | 99270 | 1 | Z\ | 1
3WA1108-4EE41-0AA0 |  | Withdrawable circuit breaker with guide frame, IEC 60947-2, frame size 1, 4-poles, N-pole left, In=800A up to 690V AC 50/60Hz, breaking capacity M Icu=85/66kA at 500/690V, Trip unit ETU600 LSI upgrade ready , colordisplay, bluetooth and USB interface, Protection LT, ST, INST, include N-protection, (internal N-sensor available), incl. trip alarm switch (1xCO), rear connection vertical, guide frame with shutter and w/o position signalling switch, with internal voltage tap on lower stab of circuit breaker, with voltage tap module VTM680 and power supply of ETU600, able to communication, integrated metering type PMF-1 Energy Efficiency, Voltage, Active energy Ea Manual operating mechanism with mechanical closing, without Spring charging motor, Ready-to-close signal. switch, Auxiliary switches 2NO+2NC, without Closing coil (CC), manual operating mechanism with mechanical closing, without Remote trip alarm reset coil (RR), without 2nd shunt trip, without 1st Shunt trip | 131870 | 1 | Z\ | 1
3WA1108-4EE42-0AA0 |  | Withdrawable circuit breaker with guide frame, IEC 60947-2, frame size 1, 4-poles, N-pole left, In=800A up to 690V AC 50/60Hz, breaking capacity M Icu=85/66kA at 500/690V, Trip unit ETU600 LSI upgrade ready , colordisplay, bluetooth and USB interface, Protection LT, ST, INST, include N-protection, (internal N-sensor available), incl. trip alarm switch (1xCO), rear connection horizontal, guide frame with shutter and w/o position signalling switch, with internal voltage tap on lower stab of circuit breaker, with voltage tap module VTM680 and power supply of ETU600, able to communication, integrated metering type PMF-1 Energy Efficiency, Voltage, Active energy Ea Manual operating mechanism with mechanical closing, without Spring charging motor, Ready-to-close signal. switch, Auxiliary switches 2NO+2NC, without Closing coil (CC), manual operating mechanism with mechanical closing, without Remote trip alarm reset coil (RR), without 2nd shunt trip, without 1st Shunt trip | 127870 | 1 | Z\ | 1
3WA1108-4EE43-0AA0 |  | Withdrawable circuit breaker with guide frame, IEC 60947-2, frame size 1, 4-poles, N-pole left, In=800A up to 690V AC 50/60Hz, breaking capacity M Icu=85/66kA at 500/690V, Trip unit ETU600 LSI upgrade ready , colordisplay, bluetooth and USB interface, Protection LT, ST, INST, include N-protection, (internal N-sensor available), incl. trip alarm switch (1xCO), front connection double hole, guide frame with shutter and w/o position signalling switch, with internal voltage tap on lower stab of circuit breaker, with voltage tap module VTM680 and power supply of ETU600, able to communication, integrated metering type PMF-1 Energy Efficiency, Voltage, Active energy Ea Manual operating mechanism with mechanical closing, without Spring charging motor, Ready-to-close signal. switch, Auxiliary switches 2NO+2NC, without Closing coil (CC), manual operating mechanism with mechanical closing, without Remote trip alarm reset coil (RR), without 2nd shunt trip, without 1st Shunt trip | 139870 | 1 | Z\ | 1
3WA1108-4EE44-0AA0 |  | Withdrawable circuit breaker with guide frame, IEC 60947-2, frame size 1, 4-poles, N-pole left, In=800A up to 690V AC 50/60Hz, breaking capacity M Icu=85/66kA at 500/690V, Trip unit ETU600 LSI upgrade ready , colordisplay, bluetooth and USB interface, Protection LT, ST, INST, include N-protection, (internal N-sensor available), incl. trip alarm switch (1xCO), rear connection flange, guide frame with shutter and w/o position signalling switch, with internal voltage tap on lower stab of circuit breaker, with voltage tap module VTM680 and power supply of ETU600, able to communication, integrated metering type PMF-1 Energy Efficiency, Voltage, Active energy Ea Manual operating mechanism with mechanical closing, without Spring charging motor, Ready-to-close signal. switch, Auxiliary switches 2NO+2NC, without Closing coil (CC), manual operating mechanism with mechanical closing, without Remote trip alarm reset coil (RR), without 2nd shunt trip, without 1st Shunt trip | 127870 | 1 | Z\ | 1
3WA1108-4EF01-0AA0 |  | Fixed-mounted circuit breaker IEC 60947-2, frame size 1, 3-poles, In=800A up to 690V AC 50/60Hz, breaking capacity M Icu=85/66kA at 500/690V, Trip unit ETU600 LSIG upgrade ready , colordisplay, bluetooth and USB interface, Protection LT, ST, INST, GFx, N-protection required an external N-sensor, incl. trip alarm switch (1xCO), rear connection vertical, with internal voltage tap on lower stab of circuit breaker, with voltage tap module VTM680 and power supply of ETU600, able to communication, integrated metering type PMF-1 Energy Efficiency, Voltage, Active energy Ea Manual operating mechanism with mechanical closing, without Spring charging motor, Ready-to-close signal. switch, Auxiliary switches 2NO+2NC, without Closing coil (CC), manual operating mechanism with mechanical closing, without Remote trip alarm reset coil (RR), without 2nd shunt trip, without 1st Shunt trip | 84670 | 1 | Z\ | 1
3WA1108-4EF02-0AA0 |  | Fixed-mounted circuit breaker IEC 60947-2, frame size 1, 3-poles, In=800A up to 690V AC 50/60Hz, breaking capacity M Icu=85/66kA at 500/690V, Trip unit ETU600 LSIG upgrade ready , colordisplay, bluetooth and USB interface, Protection LT, ST, INST, GFx, N-protection required an external N-sensor, incl. trip alarm switch (1xCO), rear connection horizontal, with internal voltage tap on lower stab of circuit breaker, with voltage tap module VTM680 and power supply of ETU600, able to communication, integrated metering type PMF-1 Energy Efficiency, Voltage, Active energy Ea Manual operating mechanism with mechanical closing, without Spring charging motor, Ready-to-close signal. switch, Auxiliary switches 2NO+2NC, without Closing coil (CC), manual operating mechanism with mechanical closing, without Remote trip alarm reset coil (RR), without 2nd shunt trip, without 1st Shunt trip | 82970 | 1 | Z\ | 1
3WA1108-4EF03-0AA0 |  | Fixed-mounted circuit breaker IEC 60947-2, frame size 1, 3-poles, In=800A up to 690V AC 50/60Hz, breaking capacity M Icu=85/66kA at 500/690V, Trip unit ETU600 LSIG upgrade ready , colordisplay, bluetooth and USB interface, Protection LT, ST, INST, GFx, N-protection required an external N-sensor, incl. trip alarm switch (1xCO), front connection double hole, with internal voltage tap on lower stab of circuit breaker, with voltage tap module VTM680 and power supply of ETU600, able to communication, integrated metering type PMF-1 Energy Efficiency, Voltage, Active energy Ea Manual operating mechanism with mechanical closing, without Spring charging motor, Ready-to-close signal. switch, Auxiliary switches 2NO+2NC, without Closing coil (CC), manual operating mechanism with mechanical closing, without Remote trip alarm reset coil (RR), without 2nd shunt trip, without 1st Shunt trip | 88070 | 1 | Z\ | 1
3WA1108-4EF11-0AA0 |  | Fixed-mounted circuit breaker IEC 60947-2, frame size 1, 4-poles, N-pole left, In=800A up to 690V AC 50/60Hz, breaking capacity M Icu=85/66kA at 500/690V, Trip unit ETU600 LSIG upgrade ready , colordisplay, bluetooth and USB interface, Protection LT, ST, INST, GFx, include N-protection, (internal N-sensor available), incl. trip alarm switch (1xCO), rear connection vertical, with internal voltage tap on lower stab of circuit breaker, with voltage tap module VTM680 and power supply of ETU600, able to communication, integrated metering type PMF-1 Energy Efficiency, Voltage, Active energy Ea Manual operating mechanism with mechanical closing, without Spring charging motor, Ready-to-close signal. switch, Auxiliary switches 2NO+2NC, without Closing coil (CC), manual operating mechanism with mechanical closing, without Remote trip alarm reset coil (RR), without 2nd shunt trip, without 1st Shunt trip | 105470 | 1 | Z\ | 1
3WA1108-4EF12-0AA0 |  | Fixed-mounted circuit breaker IEC 60947-2, frame size 1, 4-poles, N-pole left, In=800A up to 690V AC 50/60Hz, breaking capacity M Icu=85/66kA at 500/690V, Trip unit ETU600 LSIG upgrade ready , colordisplay, bluetooth and USB interface, Protection LT, ST, INST, GFx, include N-protection, (internal N-sensor available), incl. trip alarm switch (1xCO), rear connection horizontal, with internal voltage tap on lower stab of circuit breaker, with voltage tap module VTM680 and power supply of ETU600, able to communication, integrated metering type PMF-1 Energy Efficiency, Voltage, Active energy Ea Manual operating mechanism with mechanical closing, without Spring charging motor, Ready-to-close signal. switch, Auxiliary switches 2NO+2NC, without Closing coil (CC), manual operating mechanism with mechanical closing, without Remote trip alarm reset coil (RR), without 2nd shunt trip, without 1st Shunt trip | 103270 | 1 | Z\ | 1
3WA1108-4EF13-0AA0 |  | Fixed-mounted circuit breaker IEC 60947-2, frame size 1, 4-poles, N-pole left, In=800A up to 690V AC 50/60Hz, breaking capacity M Icu=85/66kA at 500/690V, Trip unit ETU600 LSIG upgrade ready , colordisplay, bluetooth and USB interface, Protection LT, ST, INST, GFx, include N-protection, (internal N-sensor available), incl. trip alarm switch (1xCO), front connection double hole, with internal voltage tap on lower stab of circuit breaker, with voltage tap module VTM680 and power supply of ETU600, able to communication, integrated metering type PMF-1 Energy Efficiency, Voltage, Active energy Ea Manual operating mechanism with mechanical closing, without Spring charging motor, Ready-to-close signal. switch, Auxiliary switches 2NO+2NC, without Closing coil (CC), manual operating mechanism with mechanical closing, without Remote trip alarm reset coil (RR), without 2nd shunt trip, without 1st Shunt trip | 109870 | 1 | Z\ | 1
3WA1108-4EF21-0AA0 |  | fixed-mounted circuit breaker, IEC 60947-2, size 1, 4-pole, N pole on right, In=800 A up to 690 V AC 50/60 Hz, breaking capacity M Icu=85/66 kA at 500/690 V, tripping unit ETU600 LSIG upgradeable, color display, Bluetooth, USB interface, basic protection LT, ST, INST, GFx, including protection of the N conductor (internal neutral point sensor available), trip alarm switch (1 x CO), connection at rear vertical, with internal voltage tap on lower stab of circuit breaker, with voltage tap module VTM680 and power supply of ETU600, able to communication, integrated metering type PMF-1 Energy Efficiency, Voltage, Active energy Ea Manual operating mechanism with mechanical closing, without Spring charging motor, Ready-to-close signal. switch, Auxiliary switches 2NO+2NC, without Closing coil (CC), manual operating mechanism with mechanical closing, without Remote trip alarm reset coil (RR), without 2nd shunt trip, without 1st Shunt trip | 105470 | 1 | Z\ | 1
3WA1108-4EF22-0AA0 |  | fixed-mounted circuit breaker, IEC 60947-2, size 1, 4-pole, N pole on right, In=800 A up to 690 V AC 50/60 Hz, breaking capacity M Icu=85/66 kA at 500/690 V, tripping unit ETU600 LSIG upgradeable, color display, Bluetooth, USB interface, basic protection LT, ST, INST, GFx, including protection of the N conductor (internal neutral point sensor available), trip alarm switch (1 x CO), connection at rear horizontal with internal voltage tap on lower stab of circuit breaker, with voltage tap module VTM680 and power supply of ETU600, able to communication, integrated metering type PMF-1 Energy Efficiency, Voltage, Active energy Ea Manual operating mechanism with mechanical closing, without Spring charging motor, Ready-to-close signal. switch, Auxiliary switches 2NO+2NC, without Closing coil (CC), manual operating mechanism with mechanical closing, without Remote trip alarm reset coil (RR), without 2nd shunt trip, without 1st Shunt trip | 103270 | 1 | Z\ | 1
3WA1108-4EF23-0AA0 |  | fixed-mounted circuit breaker, IEC 60947-2, size 1, 4-pole, N pole on right, In=800 A up to 690 V AC 50/60 Hz, breaking capacity M Icu=85/66 kA at 500/690 V, tripping unit ETU600 LSIG upgradeable, color display, Bluetooth, USB interface, basic protection LT, ST, INST, GFx, including protection of the N conductor (internal neutral point sensor available), trip alarm switch (1 x CO), front connection double hole, with internal voltage tap on lower stab of circuit breaker, with voltage tap module VTM680 and power supply of ETU600, able to communication, integrated metering type PMF-1 Energy Efficiency, Voltage, Active energy Ea Manual operating mechanism with mechanical closing, without Spring charging motor, Ready-to-close signal. switch, Auxiliary switches 2NO+2NC, without Closing coil (CC), manual operating mechanism with mechanical closing, without Remote trip alarm reset coil (RR), without 2nd shunt trip, without 1st Shunt trip | 109870 | 1 | Z\ | 1
3WA1108-4EF31-0AA0 |  | Withdrawable circuit breaker with guide frame, IEC 60947-2, frame size 1, 3-poles, In=800A up to 690V AC 50/60Hz, breaking capacity M Icu=85/66kA at 500/690V, Trip unit ETU600 LSIG upgrade ready , colordisplay, bluetooth and USB interface, Protection LT, ST, INST, GFx, N-protection required an external N-sensor, incl. trip alarm switch (1xCO), rear connection vertical, guide frame with shutter and w/o position signalling switch, with internal voltage tap on lower stab of circuit breaker, with voltage tap module VTM680 and power supply of ETU600, able to communication, integrated metering type PMF-1 Energy Efficiency, Voltage, Active energy Ea Manual operating mechanism with mechanical closing, without Spring charging motor, Ready-to-close signal. switch, Auxiliary switches 2NO+2NC, without Closing coil (CC), manual operating mechanism with mechanical closing, without Remote trip alarm reset coil (RR), without 2nd shunt trip, without 1st Shunt trip | 112870 | 1 | Z\ | 1
3WA1108-4EF32-0AA0 |  | Withdrawable circuit breaker with guide frame, IEC 60947-2, frame size 1, 3-poles, In=800A up to 690V AC 50/60Hz, breaking capacity M Icu=85/66kA at 500/690V, Trip unit ETU600 LSIG upgrade ready , colordisplay, bluetooth and USB interface, Protection LT, ST, INST, GFx, N-protection required an external N-sensor, incl. trip alarm switch (1xCO), rear connection horizontal, guide frame with shutter and w/o position signalling switch, with internal voltage tap on lower stab of circuit breaker, with voltage tap module VTM680 and power supply of ETU600, able to communication, integrated metering type PMF-1 Energy Efficiency, Voltage, Active energy Ea Manual operating mechanism with mechanical closing, without Spring charging motor, Ready-to-close signal. switch, Auxiliary switches 2NO+2NC, without Closing coil (CC), manual operating mechanism with mechanical closing, without Remote trip alarm reset coil (RR), without 2nd shunt trip, without 1st Shunt trip | 109870 | 1 | Z\ | 1
3WA1108-4EF33-0AA0 |  | Withdrawable circuit breaker with guide frame, IEC 60947-2, frame size 1, 3-poles, In=800A up to 690V AC 50/60Hz, breaking capacity M Icu=85/66kA at 500/690V, Trip unit ETU600 LSIG upgrade ready , colordisplay, bluetooth and USB interface, Protection LT, ST, INST, GFx, N-protection required an external N-sensor, incl. trip alarm switch (1xCO), front connection double hole, guide frame with shutter and w/o position signalling switch, with internal voltage tap on lower stab of circuit breaker, with voltage tap module VTM680 and power supply of ETU600, able to communication, integrated metering type PMF-1 Energy Efficiency, Voltage, Active energy Ea Manual operating mechanism with mechanical closing, without Spring charging motor, Ready-to-close signal. switch, Auxiliary switches 2NO+2NC, without Closing coil (CC), manual operating mechanism with mechanical closing, without Remote trip alarm reset coil (RR), without 2nd shunt trip, without 1st Shunt trip | 118870 | 1 | Z\ | 1
3WA1108-4EF34-0AA0 |  | Withdrawable circuit breaker with guide frame, IEC 60947-2, frame size 1, 3-poles, In=800A up to 690V AC 50/60Hz, breaking capacity M Icu=85/66kA at 500/690V, Trip unit ETU600 LSIG upgrade ready , colordisplay, bluetooth and USB interface, Protection LT, ST, INST, GFx, N-protection required an external N-sensor, incl. trip alarm switch (1xCO), rear connection flange, guide frame with shutter and w/o position signalling switch, with internal voltage tap on lower stab of circuit breaker, with voltage tap module VTM680 and power supply of ETU600, able to communication, integrated metering type PMF-1 Energy Efficiency, Voltage, Active energy Ea Manual operating mechanism with mechanical closing, without Spring charging motor, Ready-to-close signal. switch, Auxiliary switches 2NO+2NC, without Closing coil (CC), manual operating mechanism with mechanical closing, without Remote trip alarm reset coil (RR), without 2nd shunt trip, without 1st Shunt trip | 109870 | 1 | Z\ | 1
3WA1108-4EF41-0AA0 |  | Withdrawable circuit breaker with guide frame, IEC 60947-2, frame size 1, 4-poles, N-pole left, In=800A up to 690V AC 50/60Hz, breaking capacity M Icu=85/66kA at 500/690V, Trip unit ETU600 LSIG upgrade ready , colordisplay, bluetooth and USB interface, Protection LT, ST, INST, GFx, include N-protection, (internal N-sensor available), incl. trip alarm switch (1xCO), rear connection vertical, guide frame with shutter and w/o position signalling switch, with internal voltage tap on lower stab of circuit breaker, with voltage tap module VTM680 and power supply of ETU600, able to communication, integrated metering type PMF-1 Energy Efficiency, Voltage, Active energy Ea Manual operating mechanism with mechanical closing, without Spring charging motor, Ready-to-close signal. switch, Auxiliary switches 2NO+2NC, without Closing coil (CC), manual operating mechanism with mechanical closing, without Remote trip alarm reset coil (RR), without 2nd shunt trip, without 1st Shunt trip | 142870 | 1 | Z\ | 1
3WA1108-4EF42-0AA0 |  | Withdrawable circuit breaker with guide frame, IEC 60947-2, frame size 1, 4-poles, N-pole left, In=800A up to 690V AC 50/60Hz, breaking capacity M Icu=85/66kA at 500/690V, Trip unit ETU600 LSIG upgrade ready , colordisplay, bluetooth and USB interface, Protection LT, ST, INST, GFx, include N-protection, (internal N-sensor available), incl. trip alarm switch (1xCO), rear connection horizontal, guide frame with shutter and w/o position signalling switch, with internal voltage tap on lower stab of circuit breaker, with voltage tap module VTM680 and power supply of ETU600, able to communication, integrated metering type PMF-1 Energy Efficiency, Voltage, Active energy Ea Manual operating mechanism with mechanical closing, without Spring charging motor, Ready-to-close signal. switch, Auxiliary switches 2NO+2NC, without Closing coil (CC), manual operating mechanism with mechanical closing, without Remote trip alarm reset coil (RR), without 2nd shunt trip, without 1st Shunt trip | 138870 | 1 | Z\ | 1
3WA1108-4EF43-0AA0 |  | Withdrawable circuit breaker with guide frame, IEC 60947-2, frame size 1, 4-poles, N-pole left, In=800A up to 690V AC 50/60Hz, breaking capacity M Icu=85/66kA at 500/690V, Trip unit ETU600 LSIG upgrade ready , colordisplay, bluetooth and USB interface, Protection LT, ST, INST, GFx, include N-protection, (internal N-sensor available), incl. trip alarm switch (1xCO), front connection double hole, guide frame with shutter and w/o position signalling switch, with internal voltage tap on lower stab of circuit breaker, with voltage tap module VTM680 and power supply of ETU600, able to communication, integrated metering type PMF-1 Energy Efficiency, Voltage, Active energy Ea Manual operating mechanism with mechanical closing, without Spring charging motor, Ready-to-close signal. switch, Auxiliary switches 2NO+2NC, without Closing coil (CC), manual operating mechanism with mechanical closing, without Remote trip alarm reset coil (RR), without 2nd shunt trip, without 1st Shunt trip | 150870 | 1 | Z\ | 1
3WA1108-4EF44-0AA0 |  | Withdrawable circuit breaker with guide frame, IEC 60947-2, frame size 1, 4-poles, N-pole left, In=800A up to 690V AC 50/60Hz, breaking capacity M Icu=85/66kA at 500/690V, Trip unit ETU600 LSIG upgrade ready , colordisplay, bluetooth and USB interface, Protection LT, ST, INST, GFx, include N-protection, (internal N-sensor available), incl. trip alarm switch (1xCO), rear connection flange, guide frame with shutter and w/o position signalling switch, with internal voltage tap on lower stab of circuit breaker, with voltage tap module VTM680 and power supply of ETU600, able to communication, integrated metering type PMF-1 Energy Efficiency, Voltage, Active energy Ea Manual operating mechanism with mechanical closing, without Spring charging motor, Ready-to-close signal. switch, Auxiliary switches 2NO+2NC, without Closing coil (CC), manual operating mechanism with mechanical closing, without Remote trip alarm reset coil (RR), without 2nd shunt trip, without 1st Shunt trip | 138870 | 1 | Z\ | 1
3WA1108-4FE01-0AA0 |  | Fixed-mounted circuit breaker IEC 60947-2, frame size 1, 3-poles, In=800A up to 690V AC 50/60Hz, breaking capacity M Icu=85/66kA at 500/690V, Trip unit ETU600 LSI upgrade ready , colordisplay, bluetooth and USB interface, Protection LT, ST, INST, N-protection required an external N-sensor, incl. trip alarm switch (1xCO), rear connection vertical, with internal voltage tap on lower stab of circuit breaker, with voltage tap module VTM680 and power supply of ETU600, able to communication, integrated metering type PMF-2 Basic Power Monitoring, Voltage, Energy, Power, Power factor, Frequency, Unbalance, Temperature, Manual operating mechanism with mechanical closing, without Spring charging motor, Ready-to-close signal. switch, Auxiliary switches 2NO+2NC, without Closing coil (CC), manual operating mechanism with mechanical closing, without Remote trip alarm reset coil (RR), without 2nd shunt trip, without 1st Shunt trip | 82900 | 1 | Z\ | 1
3WA1108-4FE02-0AA0 |  | Fixed-mounted circuit breaker IEC 60947-2, frame size 1, 3-poles, In=800A up to 690V AC 50/60Hz, breaking capacity M Icu=85/66kA at 500/690V, Trip unit ETU600 LSI upgrade ready , colordisplay, bluetooth and USB interface, Protection LT, ST, INST, N-protection required an external N-sensor, incl. trip alarm switch (1xCO), rear connection horizontal, with internal voltage tap on lower stab of circuit breaker, with voltage tap module VTM680 and power supply of ETU600, able to communication, integrated metering type PMF-2 Basic Power Monitoring, Voltage, Energy, Power, Power factor, Frequency, Unbalance, Temperature, Manual operating mechanism with mechanical closing, without Spring charging motor, Ready-to-close signal. switch, Auxiliary switches 2NO+2NC, without Closing coil (CC), manual operating mechanism with mechanical closing, without Remote trip alarm reset coil (RR), without 2nd shunt trip, without 1st Shunt trip | 81100 | 1 | Z\ | 1
3WA1108-4FE03-0AA0 |  | Fixed-mounted circuit breaker IEC 60947-2, frame size 1, 3-poles, In=800A up to 690V AC 50/60Hz, breaking capacity M Icu=85/66kA at 500/690V, Trip unit ETU600 LSI upgrade ready , colordisplay, bluetooth and USB interface, Protection LT, ST, INST, N-protection required an external N-sensor, incl. trip alarm switch (1xCO), front connection double hole, with internal voltage tap on lower stab of circuit breaker, with voltage tap module VTM680 and power supply of ETU600, able to communication, integrated metering type PMF-2 Basic Power Monitoring, Voltage, Energy, Power, Power factor, Frequency, Unbalance, Temperature, Manual operating mechanism with mechanical closing, without Spring charging motor, Ready-to-close signal. switch, Auxiliary switches 2NO+2NC, without Closing coil (CC), manual operating mechanism with mechanical closing, without Remote trip alarm reset coil (RR), without 2nd shunt trip, without 1st Shunt trip | 86300 | 1 | Z\ | 1
3WA1108-4FE11-0AA0 |  | Fixed-mounted circuit breaker IEC 60947-2, frame size 1, 4-poles, N-pole left, In=800A up to 690V AC 50/60Hz, breaking capacity M Icu=85/66kA at 500/690V, Trip unit ETU600 LSI upgrade ready , colordisplay, bluetooth and USB interface, Protection LT, ST, INST, include N-protection, (internal N-sensor available), incl. trip alarm switch (1xCO), rear connection vertical, with internal voltage tap on lower stab of circuit breaker, with voltage tap module VTM680 and power supply of ETU600, able to communication, integrated metering type PMF-2 Basic Power Monitoring, Voltage, Energy, Power, Power factor, Frequency, Unbalance, Temperature, Manual operating mechanism with mechanical closing, without Spring charging motor, Ready-to-close signal. switch, Auxiliary switches 2NO+2NC, without Closing coil (CC), manual operating mechanism with mechanical closing, without Remote trip alarm reset coil (RR), without 2nd shunt trip, without 1st Shunt trip | 103700 | 1 | Z\ | 1
3WA1108-4FE12-0AA0 |  | Fixed-mounted circuit breaker IEC 60947-2, frame size 1, 4-poles, N-pole left, In=800A up to 690V AC 50/60Hz, breaking capacity M Icu=85/66kA at 500/690V, Trip unit ETU600 LSI upgrade ready , colordisplay, bluetooth and USB interface, Protection LT, ST, INST, include N-protection, (internal N-sensor available), incl. trip alarm switch (1xCO), rear connection horizontal, with internal voltage tap on lower stab of circuit breaker, with voltage tap module VTM680 and power supply of ETU600, able to communication, integrated metering type PMF-2 Basic Power Monitoring, Voltage, Energy, Power, Power factor, Frequency, Unbalance, Temperature, Manual operating mechanism with mechanical closing, without Spring charging motor, Ready-to-close signal. switch, Auxiliary switches 2NO+2NC, without Closing coil (CC), manual operating mechanism with mechanical closing, without Remote trip alarm reset coil (RR), without 2nd shunt trip, without 1st Shunt trip | 101400 | 1 | Z\ | 1
3WA1108-4FE13-0AA0 |  | Fixed-mounted circuit breaker IEC 60947-2, frame size 1, 4-poles, N-pole left, In=800A up to 690V AC 50/60Hz, breaking capacity M Icu=85/66kA at 500/690V, Trip unit ETU600 LSI upgrade ready , colordisplay, bluetooth and USB interface, Protection LT, ST, INST, include N-protection, (internal N-sensor available), incl. trip alarm switch (1xCO), front connection double hole, with internal voltage tap on lower stab of circuit breaker, with voltage tap module VTM680 and power supply of ETU600, able to communication, integrated metering type PMF-2 Basic Power Monitoring, Voltage, Energy, Power, Power factor, Frequency, Unbalance, Temperature, Manual operating mechanism with mechanical closing, without Spring charging motor, Ready-to-close signal. switch, Auxiliary switches 2NO+2NC, without Closing coil (CC), manual operating mechanism with mechanical closing, without Remote trip alarm reset coil (RR), without 2nd shunt trip, without 1st Shunt trip | 108300 | 1 | Z\ | 1
3WA1108-4FE21-0AA0 |  | fixed-mounted circuit breaker, IEC 60947-2, size 1, 4-pole, N pole on right, In=800 A up to 690 V AC 50/60 Hz, breaking capacity M Icu=85/66 kA at 500/690 V, tripping unit ETU600 LSI upgradeable, color display, Bluetooth, USB interface, basic protection LT, ST, INST, including protection of the N conductor (internal neutral point sensor available), trip alarm switch (1 x CO), connection at rear vertical, with internal voltage tap on lower stab of circuit breaker, with voltage tap module VTM680 and power supply of ETU600, able to communication, integrated metering type PMF-2 Basic Power Monitoring, Voltage, Energy, Power, Power factor, Frequency, Unbalance, Temperature, Manual operating mechanism with mechanical closing, without Spring charging motor, Ready-to-close signal. switch, Auxiliary switches 2NO+2NC, without Closing coil (CC), manual operating mechanism with mechanical closing, without Remote trip alarm reset coil (RR), without 2nd shunt trip, without 1st Shunt trip | 103700 | 1 | Z\ | 1
3WA1108-4FE22-0AA0 |  | fixed-mounted circuit breaker, IEC 60947-2, size 1, 4-pole, N pole on right, In=800 A up to 690 V AC 50/60 Hz, breaking capacity M Icu=85/66 kA at 500/690 V, tripping unit ETU600 LSI upgradeable, color display, Bluetooth, USB interface, basic protection LT, ST, INST, including protection of the N conductor (internal neutral point sensor available), trip alarm switch (1 x CO), connection at rear horizontal with internal voltage tap on lower stab of circuit breaker, with voltage tap module VTM680 and power supply of ETU600, able to communication, integrated metering type PMF-2 Basic Power Monitoring, Voltage, Energy, Power, Power factor, Frequency, Unbalance, Temperature, Manual operating mechanism with mechanical closing, without Spring charging motor, Ready-to-close signal. switch, Auxiliary switches 2NO+2NC, without Closing coil (CC), manual operating mechanism with mechanical closing, without Remote trip alarm reset coil (RR), without 2nd shunt trip, without 1st Shunt trip | 101400 | 1 | Z\ | 1
3WA1108-4FE23-0AA0 |  | fixed-mounted circuit breaker, IEC 60947-2, size 1, 4-pole, N pole on right, In=800 A up to 690 V AC 50/60 Hz, breaking capacity M Icu=85/66 kA at 500/690 V, tripping unit ETU600 LSI upgradeable, color display, Bluetooth, USB interface, basic protection LT, ST, INST, including protection of the N conductor (internal neutral point sensor available), trip alarm switch (1 x CO), front connection double hole, with internal voltage tap on lower stab of circuit breaker, with voltage tap module VTM680 and power supply of ETU600, able to communication, integrated metering type PMF-2 Basic Power Monitoring, Voltage, Energy, Power, Power factor, Frequency, Unbalance, Temperature, Manual operating mechanism with mechanical closing, without Spring charging motor, Ready-to-close signal. switch, Auxiliary switches 2NO+2NC, without Closing coil (CC), manual operating mechanism with mechanical closing, without Remote trip alarm reset coil (RR), without 2nd shunt trip, without 1st Shunt trip | 108300 | 1 | Z\ | 1
3WA1108-4FE31-0AA0 |  | Withdrawable circuit breaker with guide frame, IEC 60947-2, frame size 1, 3-poles, In=800A up to 690V AC 50/60Hz, breaking capacity M Icu=85/66kA at 500/690V, Trip unit ETU600 LSI upgrade ready , colordisplay, bluetooth and USB interface, Protection LT, ST, INST, N-protection required an external N-sensor, incl. trip alarm switch (1xCO), rear connection vertical, guide frame with shutter and w/o position signalling switch, with internal voltage tap on lower stab of circuit breaker, with voltage tap module VTM680 and power supply of ETU600, able to communication, integrated metering type PMF-2 Basic Power Monitoring, Voltage, Energy, Power, Power factor, Frequency, Unbalance, Temperature, Manual operating mechanism with mechanical closing, without Spring charging motor, Ready-to-close signal. switch, Auxiliary switches 2NO+2NC, without Closing coil (CC), manual operating mechanism with mechanical closing, without Remote trip alarm reset coil (RR), without 2nd shunt trip, without 1st Shunt trip | 111000 | 1 | Z\ | 1
3WA1108-4FE32-0AA0 |  | Withdrawable circuit breaker with guide frame, IEC 60947-2, frame size 1, 3-poles, In=800A up to 690V AC 50/60Hz, breaking capacity M Icu=85/66kA at 500/690V, Trip unit ETU600 LSI upgrade ready , colordisplay, bluetooth and USB interface, Protection LT, ST, INST, N-protection required an external N-sensor, incl. trip alarm switch (1xCO), rear connection horizontal, guide frame with shutter and w/o position signalling switch, with internal voltage tap on lower stab of circuit breaker, with voltage tap module VTM680 and power supply of ETU600, able to communication, integrated metering type PMF-2 Basic Power Monitoring, Voltage, Energy, Power, Power factor, Frequency, Unbalance, Temperature, Manual operating mechanism with mechanical closing, without Spring charging motor, Ready-to-close signal. switch, Auxiliary switches 2NO+2NC, without Closing coil (CC), manual operating mechanism with mechanical closing, without Remote trip alarm reset coil (RR), without 2nd shunt trip, without 1st Shunt trip | 108100 | 1 | Z\ | 1
3WA1108-4FE33-0AA0 |  | Withdrawable circuit breaker with guide frame, IEC 60947-2, frame size 1, 3-poles, In=800A up to 690V AC 50/60Hz, breaking capacity M Icu=85/66kA at 500/690V, Trip unit ETU600 LSI upgrade ready , colordisplay, bluetooth and USB interface, Protection LT, ST, INST, N-protection required an external N-sensor, incl. trip alarm switch (1xCO), front connection double hole, guide frame with shutter and w/o position signalling switch, with internal voltage tap on lower stab of circuit breaker, with voltage tap module VTM680 and power supply of ETU600, able to communication, integrated metering type PMF-2 Basic Power Monitoring, Voltage, Energy, Power, Power factor, Frequency, Unbalance, Temperature, Manual operating mechanism with mechanical closing, without Spring charging motor, Ready-to-close signal. switch, Auxiliary switches 2NO+2NC, without Closing coil (CC), manual operating mechanism with mechanical closing, without Remote trip alarm reset coil (RR), without 2nd shunt trip, without 1st Shunt trip | 116800 | 1 | Z\ | 1
3WA1108-4FE34-0AA0 |  | Withdrawable circuit breaker with guide frame, IEC 60947-2, frame size 1, 3-poles, In=800A up to 690V AC 50/60Hz, breaking capacity M Icu=85/66kA at 500/690V, Trip unit ETU600 LSI upgrade ready , colordisplay, bluetooth and USB interface, Protection LT, ST, INST, N-protection required an external N-sensor, incl. trip alarm switch (1xCO), rear connection flange, guide frame with shutter and w/o position signalling switch, with internal voltage tap on lower stab of circuit breaker, with voltage tap module VTM680 and power supply of ETU600, able to communication, integrated metering type PMF-2 Basic Power Monitoring, Voltage, Energy, Power, Power factor, Frequency, Unbalance, Temperature, Manual operating mechanism with mechanical closing, without Spring charging motor, Ready-to-close signal. switch, Auxiliary switches 2NO+2NC, without Closing coil (CC), manual operating mechanism with mechanical closing, without Remote trip alarm reset coil (RR), without 2nd shunt trip, without 1st Shunt trip | 108100 | 1 | Z\ | 1
3WA1108-4FE41-0AA0 |  | Withdrawable circuit breaker with guide frame, IEC 60947-2, frame size 1, 4-poles, N-pole left, In=800A up to 690V AC 50/60Hz, breaking capacity M Icu=85/66kA at 500/690V, Trip unit ETU600 LSI upgrade ready , colordisplay, bluetooth and USB interface, Protection LT, ST, INST, include N-protection, (internal N-sensor available), incl. trip alarm switch (1xCO), rear connection vertical, guide frame with shutter and w/o position signalling switch, with internal voltage tap on lower stab of circuit breaker, with voltage tap module VTM680 and power supply of ETU600, able to communication, integrated metering type PMF-2 Basic Power Monitoring, Voltage, Energy, Power, Power factor, Frequency, Unbalance, Temperature, Manual operating mechanism with mechanical closing, without Spring charging motor, Ready-to-close signal. switch, Auxiliary switches 2NO+2NC, without Closing coil (CC), manual operating mechanism with mechanical closing, without Remote trip alarm reset coil (RR), without 2nd shunt trip, without 1st Shunt trip | 140700 | 1 | Z\ | 1
3WA1108-4FE42-0AA0 |  | Withdrawable circuit breaker with guide frame, IEC 60947-2, frame size 1, 4-poles, N-pole left, In=800A up to 690V AC 50/60Hz, breaking capacity M Icu=85/66kA at 500/690V, Trip unit ETU600 LSI upgrade ready , colordisplay, bluetooth and USB interface, Protection LT, ST, INST, include N-protection, (internal N-sensor available), incl. trip alarm switch (1xCO), rear connection horizontal, guide frame with shutter and w/o position signalling switch, with internal voltage tap on lower stab of circuit breaker, with voltage tap module VTM680 and power supply of ETU600, able to communication, integrated metering type PMF-2 Basic Power Monitoring, Voltage, Energy, Power, Power factor, Frequency, Unbalance, Temperature, Manual operating mechanism with mechanical closing, without Spring charging motor, Ready-to-close signal. switch, Auxiliary switches 2NO+2NC, without Closing coil (CC), manual operating mechanism with mechanical closing, without Remote trip alarm reset coil (RR), without 2nd shunt trip, without 1st Shunt trip | 136700 | 1 | Z\ | 1
3WA1108-4FE43-0AA0 |  | Withdrawable circuit breaker with guide frame, IEC 60947-2, frame size 1, 4-poles, N-pole left, In=800A up to 690V AC 50/60Hz, breaking capacity M Icu=85/66kA at 500/690V, Trip unit ETU600 LSI upgrade ready , colordisplay, bluetooth and USB interface, Protection LT, ST, INST, include N-protection, (internal N-sensor available), incl. trip alarm switch (1xCO), front connection double hole, guide frame with shutter and w/o position signalling switch, with internal voltage tap on lower stab of circuit breaker, with voltage tap module VTM680 and power supply of ETU600, able to communication, integrated metering type PMF-2 Basic Power Monitoring, Voltage, Energy, Power, Power factor, Frequency, Unbalance, Temperature, Manual operating mechanism with mechanical closing, without Spring charging motor, Ready-to-close signal. switch, Auxiliary switches 2NO+2NC, without Closing coil (CC), manual operating mechanism with mechanical closing, without Remote trip alarm reset coil (RR), without 2nd shunt trip, without 1st Shunt trip | 148700 | 1 | Z\ | 1
3WA1108-4FE44-0AA0 |  | Withdrawable circuit breaker with guide frame, IEC 60947-2, frame size 1, 4-poles, N-pole left, In=800A up to 690V AC 50/60Hz, breaking capacity M Icu=85/66kA at 500/690V, Trip unit ETU600 LSI upgrade ready , colordisplay, bluetooth and USB interface, Protection LT, ST, INST, include N-protection, (internal N-sensor available), incl. trip alarm switch (1xCO), rear connection flange, guide frame with shutter and w/o position signalling switch, with internal voltage tap on lower stab of circuit breaker, with voltage tap module VTM680 and power supply of ETU600, able to communication, integrated metering type PMF-2 Basic Power Monitoring, Voltage, Energy, Power, Power factor, Frequency, Unbalance, Temperature, Manual operating mechanism with mechanical closing, without Spring charging motor, Ready-to-close signal. switch, Auxiliary switches 2NO+2NC, without Closing coil (CC), manual operating mechanism with mechanical closing, without Remote trip alarm reset coil (RR), without 2nd shunt trip, without 1st Shunt trip | 136700 | 1 | Z\ | 1
3WA1108-4FF01-0AA0 |  | Fixed-mounted circuit breaker IEC 60947-2, frame size 1, 3-poles, In=800A up to 690V AC 50/60Hz, breaking capacity M Icu=85/66kA at 500/690V, Trip unit ETU600 LSIG upgrade ready , colordisplay, bluetooth and USB interface, Protection LT, ST, INST, GFx, N-protection required an external N-sensor, incl. trip alarm switch (1xCO), rear connection vertical, with internal voltage tap on lower stab of circuit breaker, with voltage tap module VTM680 and power supply of ETU600, able to communication, integrated metering type PMF-2 Basic Power Monitoring, Voltage, Energy, Power, Power factor, Frequency, Unbalance, Temperature, Manual operating mechanism with mechanical closing, without Spring charging motor, Ready-to-close signal. switch, Auxiliary switches 2NO+2NC, without Closing coil (CC), manual operating mechanism with mechanical closing, without Remote trip alarm reset coil (RR), without 2nd shunt trip, without 1st Shunt trip | 93500 | 1 | Z\ | 1
3WA1108-4FF02-0AA0 |  | Fixed-mounted circuit breaker IEC 60947-2, frame size 1, 3-poles, In=800A up to 690V AC 50/60Hz, breaking capacity M Icu=85/66kA at 500/690V, Trip unit ETU600 LSIG upgrade ready , colordisplay, bluetooth and USB interface, Protection LT, ST, INST, GFx, N-protection required an external N-sensor, incl. trip alarm switch (1xCO), rear connection horizontal, with internal voltage tap on lower stab of circuit breaker, with voltage tap module VTM680 and power supply of ETU600, able to communication, integrated metering type PMF-2 Basic Power Monitoring, Voltage, Energy, Power, Power factor, Frequency, Unbalance, Temperature, Manual operating mechanism with mechanical closing, without Spring charging motor, Ready-to-close signal. switch, Auxiliary switches 2NO+2NC, without Closing coil (CC), manual operating mechanism with mechanical closing, without Remote trip alarm reset coil (RR), without 2nd shunt trip, without 1st Shunt trip | 91800 | 1 | Z\ | 1
3WA1108-4FF03-0AA0 |  | Fixed-mounted circuit breaker IEC 60947-2, frame size 1, 3-poles, In=800A up to 690V AC 50/60Hz, breaking capacity M Icu=85/66kA at 500/690V, Trip unit ETU600 LSIG upgrade ready , colordisplay, bluetooth and USB interface, Protection LT, ST, INST, GFx, N-protection required an external N-sensor, incl. trip alarm switch (1xCO), front connection double hole, with internal voltage tap on lower stab of circuit breaker, with voltage tap module VTM680 and power supply of ETU600, able to communication, integrated metering type PMF-2 Basic Power Monitoring, Voltage, Energy, Power, Power factor, Frequency, Unbalance, Temperature, Manual operating mechanism with mechanical closing, without Spring charging motor, Ready-to-close signal. switch, Auxiliary switches 2NO+2NC, without Closing coil (CC), manual operating mechanism with mechanical closing, without Remote trip alarm reset coil (RR), without 2nd shunt trip, without 1st Shunt trip | 96900 | 1 | Z\ | 1
3WA1108-4FF11-0AA0 |  | Fixed-mounted circuit breaker IEC 60947-2, frame size 1, 4-poles, N-pole left, In=800A up to 690V AC 50/60Hz, breaking capacity M Icu=85/66kA at 500/690V, Trip unit ETU600 LSIG upgrade ready , colordisplay, bluetooth and USB interface, Protection LT, ST, INST, GFx, include N-protection, (internal N-sensor available), incl. trip alarm switch (1xCO), rear connection vertical, with internal voltage tap on lower stab of circuit breaker, with voltage tap module VTM680 and power supply of ETU600, able to communication, integrated metering type PMF-2 Basic Power Monitoring, Voltage, Energy, Power, Power factor, Frequency, Unbalance, Temperature, Manual operating mechanism with mechanical closing, without Spring charging motor, Ready-to-close signal. switch, Auxiliary switches 2NO+2NC, without Closing coil (CC), manual operating mechanism with mechanical closing, without Remote trip alarm reset coil (RR), without 2nd shunt trip, without 1st Shunt trip | 114300 | 1 | Z\ | 1
3WA1108-4FF12-0AA0 |  | Fixed-mounted circuit breaker IEC 60947-2, frame size 1, 4-poles, N-pole left, In=800A up to 690V AC 50/60Hz, breaking capacity M Icu=85/66kA at 500/690V, Trip unit ETU600 LSIG upgrade ready , colordisplay, bluetooth and USB interface, Protection LT, ST, INST, GFx, include N-protection, (internal N-sensor available), incl. trip alarm switch (1xCO), rear connection horizontal, with internal voltage tap on lower stab of circuit breaker, with voltage tap module VTM680 and power supply of ETU600, able to communication, integrated metering type PMF-2 Basic Power Monitoring, Voltage, Energy, Power, Power factor, Frequency, Unbalance, Temperature, Manual operating mechanism with mechanical closing, without Spring charging motor, Ready-to-close signal. switch, Auxiliary switches 2NO+2NC, without Closing coil (CC), manual operating mechanism with mechanical closing, without Remote trip alarm reset coil (RR), without 2nd shunt trip, without 1st Shunt trip | 112100 | 1 | Z\ | 1
3WA1108-4FF13-0AA0 |  | Fixed-mounted circuit breaker IEC 60947-2, frame size 1, 4-poles, N-pole left, In=800A up to 690V AC 50/60Hz, breaking capacity M Icu=85/66kA at 500/690V, Trip unit ETU600 LSIG upgrade ready , colordisplay, bluetooth and USB interface, Protection LT, ST, INST, GFx, include N-protection, (internal N-sensor available), incl. trip alarm switch (1xCO), front connection double hole, with internal voltage tap on lower stab of circuit breaker, with voltage tap module VTM680 and power supply of ETU600, able to communication, integrated metering type PMF-2 Basic Power Monitoring, Voltage, Energy, Power, Power factor, Frequency, Unbalance, Temperature, Manual operating mechanism with mechanical closing, without Spring charging motor, Ready-to-close signal. switch, Auxiliary switches 2NO+2NC, without Closing coil (CC), manual operating mechanism with mechanical closing, without Remote trip alarm reset coil (RR), without 2nd shunt trip, without 1st Shunt trip | 118700 | 1 | Z\ | 1
3WA1108-4FF21-0AA0 |  | fixed-mounted circuit breaker, IEC 60947-2, size 1, 4-pole, N pole on right, In=800 A up to 690 V AC 50/60 Hz, breaking capacity M Icu=85/66 kA at 500/690 V, tripping unit ETU600 LSIG upgradeable, color display, Bluetooth, USB interface, basic protection LT, ST, INST, GFx, including protection of the N conductor (internal neutral point sensor available), trip alarm switch (1 x CO), connection at rear vertical, with internal voltage tap on lower stab of circuit breaker, with voltage tap module VTM680 and power supply of ETU600, able to communication, integrated metering type PMF-2 Basic Power Monitoring, Voltage, Energy, Power, Power factor, Frequency, Unbalance, Temperature, Manual operating mechanism with mechanical closing, without Spring charging motor, Ready-to-close signal. switch, Auxiliary switches 2NO+2NC, without Closing coil (CC), manual operating mechanism with mechanical closing, without Remote trip alarm reset coil (RR), without 2nd shunt trip, without 1st Shunt trip | 114300 | 1 | Z\ | 1
3WA1108-4FF22-0AA0 |  | fixed-mounted circuit breaker, IEC 60947-2, size 1, 4-pole, N pole on right, In=800 A up to 690 V AC 50/60 Hz, breaking capacity M Icu=85/66 kA at 500/690 V, tripping unit ETU600 LSIG upgradeable, color display, Bluetooth, USB interface, basic protection LT, ST, INST, GFx, including protection of the N conductor (internal neutral point sensor available), trip alarm switch (1 x CO), connection at rear horizontal with internal voltage tap on lower stab of circuit breaker, with voltage tap module VTM680 and power supply of ETU600, able to communication, integrated metering type PMF-2 Basic Power Monitoring, Voltage, Energy, Power, Power factor, Frequency, Unbalance, Temperature, Manual operating mechanism with mechanical closing, without Spring charging motor, Ready-to-close signal. switch, Auxiliary switches 2NO+2NC, without Closing coil (CC), manual operating mechanism with mechanical closing, without Remote trip alarm reset coil (RR), without 2nd shunt trip, without 1st Shunt trip | 112100 | 1 | Z\ | 1
3WA1108-4FF23-0AA0 |  | fixed-mounted circuit breaker, IEC 60947-2, size 1, 4-pole, N pole on right, In=800 A up to 690 V AC 50/60 Hz, breaking capacity M Icu=85/66 kA at 500/690 V, tripping unit ETU600 LSIG upgradeable, color display, Bluetooth, USB interface, basic protection LT, ST, INST, GFx, including protection of the N conductor (internal neutral point sensor available), trip alarm switch (1 x CO), front connection double hole, with internal voltage tap on lower stab of circuit breaker, with voltage tap module VTM680 and power supply of ETU600, able to communication, integrated metering type PMF-2 Basic Power Monitoring, Voltage, Energy, Power, Power factor, Frequency, Unbalance, Temperature, Manual operating mechanism with mechanical closing, without Spring charging motor, Ready-to-close signal. switch, Auxiliary switches 2NO+2NC, without Closing coil (CC), manual operating mechanism with mechanical closing, without Remote trip alarm reset coil (RR), without 2nd shunt trip, without 1st Shunt trip | 118700 | 1 | Z\ | 1
3WA1108-4FF31-0AA0 |  | Withdrawable circuit breaker with guide frame, IEC 60947-2, frame size 1, 3-poles, In=800A up to 690V AC 50/60Hz, breaking capacity M Icu=85/66kA at 500/690V, Trip unit ETU600 LSIG upgrade ready , colordisplay, bluetooth and USB interface, Protection LT, ST, INST, GFx, N-protection required an external N-sensor, incl. trip alarm switch (1xCO), rear connection vertical, guide frame with shutter and w/o position signalling switch, with internal voltage tap on lower stab of circuit breaker, with voltage tap module VTM680 and power supply of ETU600, able to communication, integrated metering type PMF-2 Basic Power Monitoring, Voltage, Energy, Power, Power factor, Frequency, Unbalance, Temperature, Manual operating mechanism with mechanical closing, without Spring charging motor, Ready-to-close signal. switch, Auxiliary switches 2NO+2NC, without Closing coil (CC), manual operating mechanism with mechanical closing, without Remote trip alarm reset coil (RR), without 2nd shunt trip, without 1st Shunt trip | 121700 | 1 | Z\ | 1
3WA1108-4FF32-0AA0 |  | Withdrawable circuit breaker with guide frame, IEC 60947-2, frame size 1, 3-poles, In=800A up to 690V AC 50/60Hz, breaking capacity M Icu=85/66kA at 500/690V, Trip unit ETU600 LSIG upgrade ready , colordisplay, bluetooth and USB interface, Protection LT, ST, INST, GFx, N-protection required an external N-sensor, incl. trip alarm switch (1xCO), rear connection horizontal, guide frame with shutter and w/o position signalling switch, with internal voltage tap on lower stab of circuit breaker, with voltage tap module VTM680 and power supply of ETU600, able to communication, integrated metering type PMF-2 Basic Power Monitoring, Voltage, Energy, Power, Power factor, Frequency, Unbalance, Temperature, Manual operating mechanism with mechanical closing, without Spring charging motor, Ready-to-close signal. switch, Auxiliary switches 2NO+2NC, without Closing coil (CC), manual operating mechanism with mechanical closing, without Remote trip alarm reset coil (RR), without 2nd shunt trip, without 1st Shunt trip | 118700 | 1 | Z\ | 1
3WA1108-4FF33-0AA0 |  | Withdrawable circuit breaker with guide frame, IEC 60947-2, frame size 1, 3-poles, In=800A up to 690V AC 50/60Hz, breaking capacity M Icu=85/66kA at 500/690V, Trip unit ETU600 LSIG upgrade ready , colordisplay, bluetooth and USB interface, Protection LT, ST, INST, GFx, N-protection required an external N-sensor, incl. trip alarm switch (1xCO), front connection double hole, guide frame with shutter and w/o position signalling switch, with internal voltage tap on lower stab of circuit breaker, with voltage tap module VTM680 and power supply of ETU600, able to communication, integrated metering type PMF-2 Basic Power Monitoring, Voltage, Energy, Power, Power factor, Frequency, Unbalance, Temperature, Manual operating mechanism with mechanical closing, without Spring charging motor, Ready-to-close signal. switch, Auxiliary switches 2NO+2NC, without Closing coil (CC), manual operating mechanism with mechanical closing, without Remote trip alarm reset coil (RR), without 2nd shunt trip, without 1st Shunt trip | 127700 | 1 | Z\ | 1
3WA1108-4FF34-0AA0 |  | Withdrawable circuit breaker with guide frame, IEC 60947-2, frame size 1, 3-poles, In=800A up to 690V AC 50/60Hz, breaking capacity M Icu=85/66kA at 500/690V, Trip unit ETU600 LSIG upgrade ready , colordisplay, bluetooth and USB interface, Protection LT, ST, INST, GFx, N-protection required an external N-sensor, incl. trip alarm switch (1xCO), rear connection flange, guide frame with shutter and w/o position signalling switch, with internal voltage tap on lower stab of circuit breaker, with voltage tap module VTM680 and power supply of ETU600, able to communication, integrated metering type PMF-2 Basic Power Monitoring, Voltage, Energy, Power, Power factor, Frequency, Unbalance, Temperature, Manual operating mechanism with mechanical closing, without Spring charging motor, Ready-to-close signal. switch, Auxiliary switches 2NO+2NC, without Closing coil (CC), manual operating mechanism with mechanical closing, without Remote trip alarm reset coil (RR), without 2nd shunt trip, without 1st Shunt trip | 118700 | 1 | Z\ | 1
3WA1108-4FF41-0AA0 |  | Withdrawable circuit breaker with guide frame, IEC 60947-2, frame size 1, 4-poles, N-pole left, In=800A up to 690V AC 50/60Hz, breaking capacity M Icu=85/66kA at 500/690V, Trip unit ETU600 LSIG upgrade ready , colordisplay, bluetooth and USB interface, Protection LT, ST, INST, GFx, include N-protection, (internal N-sensor available), incl. trip alarm switch (1xCO), rear connection vertical, guide frame with shutter and w/o position signalling switch, with internal voltage tap on lower stab of circuit breaker, with voltage tap module VTM680 and power supply of ETU600, able to communication, integrated metering type PMF-2 Basic Power Monitoring, Voltage, Energy, Power, Power factor, Frequency, Unbalance, Temperature, Manual operating mechanism with mechanical closing, without Spring charging motor, Ready-to-close signal. switch, Auxiliary switches 2NO+2NC, without Closing coil (CC), manual operating mechanism with mechanical closing, without Remote trip alarm reset coil (RR), without 2nd shunt trip, without 1st Shunt trip | 151700 | 1 | Z\ | 1
3WA1108-4FF42-0AA0 |  | Withdrawable circuit breaker with guide frame, IEC 60947-2, frame size 1, 4-poles, N-pole left, In=800A up to 690V AC 50/60Hz, breaking capacity M Icu=85/66kA at 500/690V, Trip unit ETU600 LSIG upgrade ready , colordisplay, bluetooth and USB interface, Protection LT, ST, INST, GFx, include N-protection, (internal N-sensor available), incl. trip alarm switch (1xCO), rear connection horizontal, guide frame with shutter and w/o position signalling switch, with internal voltage tap on lower stab of circuit breaker, with voltage tap module VTM680 and power supply of ETU600, able to communication, integrated metering type PMF-2 Basic Power Monitoring, Voltage, Energy, Power, Power factor, Frequency, Unbalance, Temperature, Manual operating mechanism with mechanical closing, without Spring charging motor, Ready-to-close signal. switch, Auxiliary switches 2NO+2NC, without Closing coil (CC), manual operating mechanism with mechanical closing, without Remote trip alarm reset coil (RR), without 2nd shunt trip, without 1st Shunt trip | 147700 | 1 | Z\ | 1
3WA1108-4FF43-0AA0 |  | Withdrawable circuit breaker with guide frame, IEC 60947-2, frame size 1, 4-poles, N-pole left, In=800A up to 690V AC 50/60Hz, breaking capacity M Icu=85/66kA at 500/690V, Trip unit ETU600 LSIG upgrade ready , colordisplay, bluetooth and USB interface, Protection LT, ST, INST, GFx, include N-protection, (internal N-sensor available), incl. trip alarm switch (1xCO), front connection double hole, guide frame with shutter and w/o position signalling switch, with internal voltage tap on lower stab of circuit breaker, with voltage tap module VTM680 and power supply of ETU600, able to communication, integrated metering type PMF-2 Basic Power Monitoring, Voltage, Energy, Power, Power factor, Frequency, Unbalance, Temperature, Manual operating mechanism with mechanical closing, without Spring charging motor, Ready-to-close signal. switch, Auxiliary switches 2NO+2NC, without Closing coil (CC), manual operating mechanism with mechanical closing, without Remote trip alarm reset coil (RR), without 2nd shunt trip, without 1st Shunt trip | 159700 | 1 | Z\ | 1
3WA1108-4FF44-0AA0 |  | Withdrawable circuit breaker with guide frame, IEC 60947-2, frame size 1, 4-poles, N-pole left, In=800A up to 690V AC 50/60Hz, breaking capacity M Icu=85/66kA at 500/690V, Trip unit ETU600 LSIG upgrade ready , colordisplay, bluetooth and USB interface, Protection LT, ST, INST, GFx, include N-protection, (internal N-sensor available), incl. trip alarm switch (1xCO), rear connection flange, guide frame with shutter and w/o position signalling switch, with internal voltage tap on lower stab of circuit breaker, with voltage tap module VTM680 and power supply of ETU600, able to communication, integrated metering type PMF-2 Basic Power Monitoring, Voltage, Energy, Power, Power factor, Frequency, Unbalance, Temperature, Manual operating mechanism with mechanical closing, without Spring charging motor, Ready-to-close signal. switch, Auxiliary switches 2NO+2NC, without Closing coil (CC), manual operating mechanism with mechanical closing, without Remote trip alarm reset coil (RR), without 2nd shunt trip, without 1st Shunt trip | 147700 | 1 | Z\ | 1
3WA1108-4GE01-0AA0 |  | Fixed-mounted circuit breaker IEC 60947-2, frame size 1, 3-poles, In=800A up to 690V AC 50/60Hz, breaking capacity M Icu=85/66kA at 500/690V, Trip unit ETU600 LSI upgrade ready , colordisplay, bluetooth and USB interface, Protection LT, ST, INST, N-protection required an external N-sensor, incl. trip alarm switch (1xCO), rear connection vertical, with internal voltage tap on lower stab of circuit breaker, with voltage tap module VTM680 and power supply of ETU600, able to communication, integrated metering type PMF-3 Advanced Power Monitor., Voltage, Energy, Power, Power factor, Frequency, Unbalance, Temperature, Power quality, Manual operating mechanism with mechanical closing, without Spring charging motor, Ready-to-close signal. switch, Auxiliary switches 2NO+2NC, without Closing coil (CC), manual operating mechanism with mechanical closing, without Remote trip alarm reset coil (RR), without 2nd shunt trip, without 1st Shunt trip | 89300 | 1 | Z\ | 1
3WA1108-4GE02-0AA0 |  | Fixed-mounted circuit breaker IEC 60947-2, frame size 1, 3-poles, In=800A up to 690V AC 50/60Hz, breaking capacity M Icu=85/66kA at 500/690V, Trip unit ETU600 LSI upgrade ready , colordisplay, bluetooth and USB interface, Protection LT, ST, INST, N-protection required an external N-sensor, incl. trip alarm switch (1xCO), rear connection horizontal, with internal voltage tap on lower stab of circuit breaker, with voltage tap module VTM680 and power supply of ETU600, able to communication, integrated metering type PMF-3 Advanced Power Monitor., Voltage, Energy, Power, Power factor, Frequency, Unbalance, Temperature, Power quality, Manual operating mechanism with mechanical closing, without Spring charging motor, Ready-to-close signal. switch, Auxiliary switches 2NO+2NC, without Closing coil (CC), manual operating mechanism with mechanical closing, without Remote trip alarm reset coil (RR), without 2nd shunt trip, without 1st Shunt trip | 87500 | 1 | Z\ | 1
3WA1108-4GE03-0AA0 |  | Fixed-mounted circuit breaker IEC 60947-2, frame size 1, 3-poles, In=800A up to 690V AC 50/60Hz, breaking capacity M Icu=85/66kA at 500/690V, Trip unit ETU600 LSI upgrade ready , colordisplay, bluetooth and USB interface, Protection LT, ST, INST, N-protection required an external N-sensor, incl. trip alarm switch (1xCO), front connection double hole, with internal voltage tap on lower stab of circuit breaker, with voltage tap module VTM680 and power supply of ETU600, able to communication, integrated metering type PMF-3 Advanced Power Monitor., Voltage, Energy, Power, Power factor, Frequency, Unbalance, Temperature, Power quality, Manual operating mechanism with mechanical closing, without Spring charging motor, Ready-to-close signal. switch, Auxiliary switches 2NO+2NC, without Closing coil (CC), manual operating mechanism with mechanical closing, without Remote trip alarm reset coil (RR), without 2nd shunt trip, without 1st Shunt trip | 92700 | 1 | Z\ | 1
3WA1108-4GE11-0AA0 |  | Fixed-mounted circuit breaker IEC 60947-2, frame size 1, 4-poles, N-pole left, In=800A up to 690V AC 50/60Hz, breaking capacity M Icu=85/66kA at 500/690V, Trip unit ETU600 LSI upgrade ready , colordisplay, bluetooth and USB interface, Protection LT, ST, INST, include N-protection, (internal N-sensor available), incl. trip alarm switch (1xCO), rear connection vertical, with internal voltage tap on lower stab of circuit breaker, with voltage tap module VTM680 and power supply of ETU600, able to communication, integrated metering type PMF-3 Advanced Power Monitor., Voltage, Energy, Power, Power factor, Frequency, Unbalance, Temperature, Power quality, Manual operating mechanism with mechanical closing, without Spring charging motor, Ready-to-close signal. switch, Auxiliary switches 2NO+2NC, without Closing coil (CC), manual operating mechanism with mechanical closing, without Remote trip alarm reset coil (RR), without 2nd shunt trip, without 1st Shunt trip | 110100 | 1 | Z\ | 1
3WA1108-4GE12-0AA0 |  | Fixed-mounted circuit breaker IEC 60947-2, frame size 1, 4-poles, N-pole left, In=800A up to 690V AC 50/60Hz, breaking capacity M Icu=85/66kA at 500/690V, Trip unit ETU600 LSI upgrade ready , colordisplay, bluetooth and USB interface, Protection LT, ST, INST, include N-protection, (internal N-sensor available), incl. trip alarm switch (1xCO), rear connection horizontal, with internal voltage tap on lower stab of circuit breaker, with voltage tap module VTM680 and power supply of ETU600, able to communication, integrated metering type PMF-3 Advanced Power Monitor., Voltage, Energy, Power, Power factor, Frequency, Unbalance, Temperature, Power quality, Manual operating mechanism with mechanical closing, without Spring charging motor, Ready-to-close signal. switch, Auxiliary switches 2NO+2NC, without Closing coil (CC), manual operating mechanism with mechanical closing, without Remote trip alarm reset coil (RR), without 2nd shunt trip, without 1st Shunt trip | 107800 | 1 | Z\ | 1
3WA1108-4GE13-0AA0 |  | Fixed-mounted circuit breaker IEC 60947-2, frame size 1, 4-poles, N-pole left, In=800A up to 690V AC 50/60Hz, breaking capacity M Icu=85/66kA at 500/690V, Trip unit ETU600 LSI upgrade ready , colordisplay, bluetooth and USB interface, Protection LT, ST, INST, include N-protection, (internal N-sensor available), incl. trip alarm switch (1xCO), front connection double hole, with internal voltage tap on lower stab of circuit breaker, with voltage tap module VTM680 and power supply of ETU600, able to communication, integrated metering type PMF-3 Advanced Power Monitor., Voltage, Energy, Power, Power factor, Frequency, Unbalance, Temperature, Power quality, Manual operating mechanism with mechanical closing, without Spring charging motor, Ready-to-close signal. switch, Auxiliary switches 2NO+2NC, without Closing coil (CC), manual operating mechanism with mechanical closing, without Remote trip alarm reset coil (RR), without 2nd shunt trip, without 1st Shunt trip | 114700 | 1 | Z\ | 1
3WA1108-4GE21-0AA0 |  | fixed-mounted circuit breaker, IEC 60947-2, size 1, 4-pole, N pole on right, In=800 A up to 690 V AC 50/60 Hz, breaking capacity M Icu=85/66 kA at 500/690 V, tripping unit ETU600 LSI upgradeable, color display, Bluetooth, USB interface, basic protection LT, ST, INST, including protection of the N conductor (internal neutral point sensor available), trip alarm switch (1 x CO), connection at rear vertical, with internal voltage tap on lower stab of circuit breaker, with voltage tap module VTM680 and power supply of ETU600, able to communication, integrated metering type PMF-3 Advanced Power Monitor., Voltage, Energy, Power, Power factor, Frequency, Unbalance, Temperature, Power quality, Manual operating mechanism with mechanical closing, without Spring charging motor, Ready-to-close signal. switch, Auxiliary switches 2NO+2NC, without Closing coil (CC), manual operating mechanism with mechanical closing, without Remote trip alarm reset coil (RR), without 2nd shunt trip, without 1st Shunt trip | 110100 | 1 | Z\ | 1
3WA1108-4GE22-0AA0 |  | fixed-mounted circuit breaker, IEC 60947-2, size 1, 4-pole, N pole on right, In=800 A up to 690 V AC 50/60 Hz, breaking capacity M Icu=85/66 kA at 500/690 V, tripping unit ETU600 LSI upgradeable, color display, Bluetooth, USB interface, basic protection LT, ST, INST, including protection of the N conductor (internal neutral point sensor available), trip alarm switch (1 x CO), connection at rear horizontal with internal voltage tap on lower stab of circuit breaker, with voltage tap module VTM680 and power supply of ETU600, able to communication, integrated metering type PMF-3 Advanced Power Monitor., Voltage, Energy, Power, Power factor, Frequency, Unbalance, Temperature, Power quality, Manual operating mechanism with mechanical closing, without Spring charging motor, Ready-to-close signal. switch, Auxiliary switches 2NO+2NC, without Closing coil (CC), manual operating mechanism with mechanical closing, without Remote trip alarm reset coil (RR), without 2nd shunt trip, without 1st Shunt trip | 107800 | 1 | Z\ | 1
3WA1108-4GE23-0AA0 |  | fixed-mounted circuit breaker, IEC 60947-2, size 1, 4-pole, N pole on right, In=800 A up to 690 V AC 50/60 Hz, breaking capacity M Icu=85/66 kA at 500/690 V, tripping unit ETU600 LSI upgradeable, color display, Bluetooth, USB interface, basic protection LT, ST, INST, including protection of the N conductor (internal neutral point sensor available), trip alarm switch (1 x CO), front connection double hole, with internal voltage tap on lower stab of circuit breaker, with voltage tap module VTM680 and power supply of ETU600, able to communication, integrated metering type PMF-3 Advanced Power Monitor., Voltage, Energy, Power, Power factor, Frequency, Unbalance, Temperature, Power quality, Manual operating mechanism with mechanical closing, without Spring charging motor, Ready-to-close signal. switch, Auxiliary switches 2NO+2NC, without Closing coil (CC), manual operating mechanism with mechanical closing, without Remote trip alarm reset coil (RR), without 2nd shunt trip, without 1st Shunt trip | 114700 | 1 | Z\ | 1
3WA1108-4GE31-0AA0 |  | Withdrawable circuit breaker with guide frame, IEC 60947-2, frame size 1, 3-poles, In=800A up to 690V AC 50/60Hz, breaking capacity M Icu=85/66kA at 500/690V, Trip unit ETU600 LSI upgrade ready , colordisplay, bluetooth and USB interface, Protection LT, ST, INST, N-protection required an external N-sensor, incl. trip alarm switch (1xCO), rear connection vertical, guide frame with shutter and w/o position signalling switch, with internal voltage tap on lower stab of circuit breaker, with voltage tap module VTM680 and power supply of ETU600, able to communication, integrated metering type PMF-3 Advanced Power Monitor., Voltage, Energy, Power, Power factor, Frequency, Unbalance, Temperature, Power quality, Manual operating mechanism with mechanical closing, without Spring charging motor, Ready-to-close signal. switch, Auxiliary switches 2NO+2NC, without Closing coil (CC), manual operating mechanism with mechanical closing, without Remote trip alarm reset coil (RR), without 2nd shunt trip, without 1st Shunt trip | 117400 | 1 | Z\ | 1
3WA1108-4GE32-0AA0 |  | Withdrawable circuit breaker with guide frame, IEC 60947-2, frame size 1, 3-poles, In=800A up to 690V AC 50/60Hz, breaking capacity M Icu=85/66kA at 500/690V, Trip unit ETU600 LSI upgrade ready , colordisplay, bluetooth and USB interface, Protection LT, ST, INST, N-protection required an external N-sensor, incl. trip alarm switch (1xCO), rear connection horizontal, guide frame with shutter and w/o position signalling switch, with internal voltage tap on lower stab of circuit breaker, with voltage tap module VTM680 and power supply of ETU600, able to communication, integrated metering type PMF-3 Advanced Power Monitor., Voltage, Energy, Power, Power factor, Frequency, Unbalance, Temperature, Power quality, Manual operating mechanism with mechanical closing, without Spring charging motor, Ready-to-close signal. switch, Auxiliary switches 2NO+2NC, without Closing coil (CC), manual operating mechanism with mechanical closing, without Remote trip alarm reset coil (RR), without 2nd shunt trip, without 1st Shunt trip | 114500 | 1 | Z\ | 1
3WA1108-4GE33-0AA0 |  | Withdrawable circuit breaker with guide frame, IEC 60947-2, frame size 1, 3-poles, In=800A up to 690V AC 50/60Hz, breaking capacity M Icu=85/66kA at 500/690V, Trip unit ETU600 LSI upgrade ready , colordisplay, bluetooth and USB interface, Protection LT, ST, INST, N-protection required an external N-sensor, incl. trip alarm switch (1xCO), front connection double hole, guide frame with shutter and w/o position signalling switch, with internal voltage tap on lower stab of circuit breaker, with voltage tap module VTM680 and power supply of ETU600, able to communication, integrated metering type PMF-3 Advanced Power Monitor., Voltage, Energy, Power, Power factor, Frequency, Unbalance, Temperature, Power quality, Manual operating mechanism with mechanical closing, without Spring charging motor, Ready-to-close signal. switch, Auxiliary switches 2NO+2NC, without Closing coil (CC), manual operating mechanism with mechanical closing, without Remote trip alarm reset coil (RR), without 2nd shunt trip, without 1st Shunt trip | 123200 | 1 | Z\ | 1
3WA1108-4GE34-0AA0 |  | Withdrawable circuit breaker with guide frame, IEC 60947-2, frame size 1, 3-poles, In=800A up to 690V AC 50/60Hz, breaking capacity M Icu=85/66kA at 500/690V, Trip unit ETU600 LSI upgrade ready , colordisplay, bluetooth and USB interface, Protection LT, ST, INST, N-protection required an external N-sensor, incl. trip alarm switch (1xCO), rear connection flange, guide frame with shutter and w/o position signalling switch, with internal voltage tap on lower stab of circuit breaker, with voltage tap module VTM680 and power supply of ETU600, able to communication, integrated metering type PMF-3 Advanced Power Monitor., Voltage, Energy, Power, Power factor, Frequency, Unbalance, Temperature, Power quality, Manual operating mechanism with mechanical closing, without Spring charging motor, Ready-to-close signal. switch, Auxiliary switches 2NO+2NC, without Closing coil (CC), manual operating mechanism with mechanical closing, without Remote trip alarm reset coil (RR), without 2nd shunt trip, without 1st Shunt trip | 114500 | 1 | Z\ | 1
3WA1108-4GE41-0AA0 |  | Withdrawable circuit breaker with guide frame, IEC 60947-2, frame size 1, 4-poles, N-pole left, In=800A up to 690V AC 50/60Hz, breaking capacity M Icu=85/66kA at 500/690V, Trip unit ETU600 LSI upgrade ready , colordisplay, bluetooth and USB interface, Protection LT, ST, INST, include N-protection, (internal N-sensor available), incl. trip alarm switch (1xCO), rear connection vertical, guide frame with shutter and w/o position signalling switch, with internal voltage tap on lower stab of circuit breaker, with voltage tap module VTM680 and power supply of ETU600, able to communication, integrated metering type PMF-3 Advanced Power Monitor., Voltage, Energy, Power, Power factor, Frequency, Unbalance, Temperature, Power quality, Manual operating mechanism with mechanical closing, without Spring charging motor, Ready-to-close signal. switch, Auxiliary switches 2NO+2NC, without Closing coil (CC), manual operating mechanism with mechanical closing, without Remote trip alarm reset coil (RR), without 2nd shunt trip, without 1st Shunt trip | 147100 | 1 | Z\ | 1
3WA1108-4GE42-0AA0 |  | Withdrawable circuit breaker with guide frame, IEC 60947-2, frame size 1, 4-poles, N-pole left, In=800A up to 690V AC 50/60Hz, breaking capacity M Icu=85/66kA at 500/690V, Trip unit ETU600 LSI upgrade ready , colordisplay, bluetooth and USB interface, Protection LT, ST, INST, include N-protection, (internal N-sensor available), incl. trip alarm switch (1xCO), rear connection horizontal, guide frame with shutter and w/o position signalling switch, with internal voltage tap on lower stab of circuit breaker, with voltage tap module VTM680 and power supply of ETU600, able to communication, integrated metering type PMF-3 Advanced Power Monitor., Voltage, Energy, Power, Power factor, Frequency, Unbalance, Temperature, Power quality, Manual operating mechanism with mechanical closing, without Spring charging motor, Ready-to-close signal. switch, Auxiliary switches 2NO+2NC, without Closing coil (CC), manual operating mechanism with mechanical closing, without Remote trip alarm reset coil (RR), without 2nd shunt trip, without 1st Shunt trip | 143100 | 1 | Z\ | 1
3WA1108-4GE43-0AA0 |  | Withdrawable circuit breaker with guide frame, IEC 60947-2, frame size 1, 4-poles, N-pole left, In=800A up to 690V AC 50/60Hz, breaking capacity M Icu=85/66kA at 500/690V, Trip unit ETU600 LSI upgrade ready , colordisplay, bluetooth and USB interface, Protection LT, ST, INST, include N-protection, (internal N-sensor available), incl. trip alarm switch (1xCO), front connection double hole, guide frame with shutter and w/o position signalling switch, with internal voltage tap on lower stab of circuit breaker, with voltage tap module VTM680 and power supply of ETU600, able to communication, integrated metering type PMF-3 Advanced Power Monitor., Voltage, Energy, Power, Power factor, Frequency, Unbalance, Temperature, Power quality, Manual operating mechanism with mechanical closing, without Spring charging motor, Ready-to-close signal. switch, Auxiliary switches 2NO+2NC, without Closing coil (CC), manual operating mechanism with mechanical closing, without Remote trip alarm reset coil (RR), without 2nd shunt trip, without 1st Shunt trip | 155100 | 1 | Z\ | 1
3WA1108-4GE44-0AA0 |  | Withdrawable circuit breaker with guide frame, IEC 60947-2, frame size 1, 4-poles, N-pole left, In=800A up to 690V AC 50/60Hz, breaking capacity M Icu=85/66kA at 500/690V, Trip unit ETU600 LSI upgrade ready , colordisplay, bluetooth and USB interface, Protection LT, ST, INST, include N-protection, (internal N-sensor available), incl. trip alarm switch (1xCO), rear connection flange, guide frame with shutter and w/o position signalling switch, with internal voltage tap on lower stab of circuit breaker, with voltage tap module VTM680 and power supply of ETU600, able to communication, integrated metering type PMF-3 Advanced Power Monitor., Voltage, Energy, Power, Power factor, Frequency, Unbalance, Temperature, Power quality, Manual operating mechanism with mechanical closing, without Spring charging motor, Ready-to-close signal. switch, Auxiliary switches 2NO+2NC, without Closing coil (CC), manual operating mechanism with mechanical closing, without Remote trip alarm reset coil (RR), without 2nd shunt trip, without 1st Shunt trip | 143100 | 1 | Z\ | 1
3WA1108-4GF01-0AA0 |  | Fixed-mounted circuit breaker IEC 60947-2, frame size 1, 3-poles, In=800A up to 690V AC 50/60Hz, breaking capacity M Icu=85/66kA at 500/690V, Trip unit ETU600 LSIG upgrade ready , colordisplay, bluetooth and USB interface, Protection LT, ST, INST, GFx, N-protection required an external N-sensor, incl. trip alarm switch (1xCO), rear connection vertical, with internal voltage tap on lower stab of circuit breaker, with voltage tap module VTM680 and power supply of ETU600, able to communication, integrated metering type PMF-3 Advanced Power Monitor., Voltage, Energy, Power, Power factor, Frequency, Unbalance, Temperature, Power quality, Manual operating mechanism with mechanical closing, without Spring charging motor, Ready-to-close signal. switch, Auxiliary switches 2NO+2NC, without Closing coil (CC), manual operating mechanism with mechanical closing, without Remote trip alarm reset coil (RR), without 2nd shunt trip, without 1st Shunt trip | 99900 | 1 | Z\ | 1
3WA1108-4GF02-0AA0 |  | Fixed-mounted circuit breaker IEC 60947-2, frame size 1, 3-poles, In=800A up to 690V AC 50/60Hz, breaking capacity M Icu=85/66kA at 500/690V, Trip unit ETU600 LSIG upgrade ready , colordisplay, bluetooth and USB interface, Protection LT, ST, INST, GFx, N-protection required an external N-sensor, incl. trip alarm switch (1xCO), rear connection horizontal, with internal voltage tap on lower stab of circuit breaker, with voltage tap module VTM680 and power supply of ETU600, able to communication, integrated metering type PMF-3 Advanced Power Monitor., Voltage, Energy, Power, Power factor, Frequency, Unbalance, Temperature, Power quality, Manual operating mechanism with mechanical closing, without Spring charging motor, Ready-to-close signal. switch, Auxiliary switches 2NO+2NC, without Closing coil (CC), manual operating mechanism with mechanical closing, without Remote trip alarm reset coil (RR), without 2nd shunt trip, without 1st Shunt trip | 98200 | 1 | Z\ | 1
3WA1108-4GF03-0AA0 |  | Fixed-mounted circuit breaker IEC 60947-2, frame size 1, 3-poles, In=800A up to 690V AC 50/60Hz, breaking capacity M Icu=85/66kA at 500/690V, Trip unit ETU600 LSIG upgrade ready , colordisplay, bluetooth and USB interface, Protection LT, ST, INST, GFx, N-protection required an external N-sensor, incl. trip alarm switch (1xCO), front connection double hole, with internal voltage tap on lower stab of circuit breaker, with voltage tap module VTM680 and power supply of ETU600, able to communication, integrated metering type PMF-3 Advanced Power Monitor., Voltage, Energy, Power, Power factor, Frequency, Unbalance, Temperature, Power quality, Manual operating mechanism with mechanical closing, without Spring charging motor, Ready-to-close signal. switch, Auxiliary switches 2NO+2NC, without Closing coil (CC), manual operating mechanism with mechanical closing, without Remote trip alarm reset coil (RR), without 2nd shunt trip, without 1st Shunt trip | 103300 | 1 | Z\ | 1
3WA1108-4GF11-0AA0 |  | Fixed-mounted circuit breaker IEC 60947-2, frame size 1, 4-poles, N-pole left, In=800A up to 690V AC 50/60Hz, breaking capacity M Icu=85/66kA at 500/690V, Trip unit ETU600 LSIG upgrade ready , colordisplay, bluetooth and USB interface, Protection LT, ST, INST, GFx, include N-protection, (internal N-sensor available), incl. trip alarm switch (1xCO), rear connection vertical, with internal voltage tap on lower stab of circuit breaker, with voltage tap module VTM680 and power supply of ETU600, able to communication, integrated metering type PMF-3 Advanced Power Monitor., Voltage, Energy, Power, Power factor, Frequency, Unbalance, Temperature, Power quality, Manual operating mechanism with mechanical closing, without Spring charging motor, Ready-to-close signal. switch, Auxiliary switches 2NO+2NC, without Closing coil (CC), manual operating mechanism with mechanical closing, without Remote trip alarm reset coil (RR), without 2nd shunt trip, without 1st Shunt trip | 120700 | 1 | Z\ | 1
3WA1108-4GF12-0AA0 |  | Fixed-mounted circuit breaker IEC 60947-2, frame size 1, 4-poles, N-pole left, In=800A up to 690V AC 50/60Hz, breaking capacity M Icu=85/66kA at 500/690V, Trip unit ETU600 LSIG upgrade ready , colordisplay, bluetooth and USB interface, Protection LT, ST, INST, GFx, include N-protection, (internal N-sensor available), incl. trip alarm switch (1xCO), rear connection horizontal, with internal voltage tap on lower stab of circuit breaker, with voltage tap module VTM680 and power supply of ETU600, able to communication, integrated metering type PMF-3 Advanced Power Monitor., Voltage, Energy, Power, Power factor, Frequency, Unbalance, Temperature, Power quality, Manual operating mechanism with mechanical closing, without Spring charging motor, Ready-to-close signal. switch, Auxiliary switches 2NO+2NC, without Closing coil (CC), manual operating mechanism with mechanical closing, without Remote trip alarm reset coil (RR), without 2nd shunt trip, without 1st Shunt trip | 118500 | 1 | Z\ | 1
3WA1108-4GF13-0AA0 |  | Fixed-mounted circuit breaker IEC 60947-2, frame size 1, 4-poles, N-pole left, In=800A up to 690V AC 50/60Hz, breaking capacity M Icu=85/66kA at 500/690V, Trip unit ETU600 LSIG upgrade ready , colordisplay, bluetooth and USB interface, Protection LT, ST, INST, GFx, include N-protection, (internal N-sensor available), incl. trip alarm switch (1xCO), front connection double hole, with internal voltage tap on lower stab of circuit breaker, with voltage tap module VTM680 and power supply of ETU600, able to communication, integrated metering type PMF-3 Advanced Power Monitor., Voltage, Energy, Power, Power factor, Frequency, Unbalance, Temperature, Power quality, Manual operating mechanism with mechanical closing, without Spring charging motor, Ready-to-close signal. switch, Auxiliary switches 2NO+2NC, without Closing coil (CC), manual operating mechanism with mechanical closing, without Remote trip alarm reset coil (RR), without 2nd shunt trip, without 1st Shunt trip | 125100 | 1 | Z\ | 1
3WA1108-4GF21-0AA0 |  | fixed-mounted circuit breaker, IEC 60947-2, size 1, 4-pole, N pole on right, In=800 A up to 690 V AC 50/60 Hz, breaking capacity M Icu=85/66 kA at 500/690 V, tripping unit ETU600 LSIG upgradeable, color display, Bluetooth, USB interface, basic protection LT, ST, INST, GFx, including protection of the N conductor (internal neutral point sensor available), trip alarm switch (1 x CO), connection at rear vertical, with internal voltage tap on lower stab of circuit breaker, with voltage tap module VTM680 and power supply of ETU600, able to communication, integrated metering type PMF-3 Advanced Power Monitor., Voltage, Energy, Power, Power factor, Frequency, Unbalance, Temperature, Power quality, Manual operating mechanism with mechanical closing, without Spring charging motor, Ready-to-close signal. switch, Auxiliary switches 2NO+2NC, without Closing coil (CC), manual operating mechanism with mechanical closing, without Remote trip alarm reset coil (RR), without 2nd shunt trip, without 1st Shunt trip | 120700 | 1 | Z\ | 1
3WA1108-4GF22-0AA0 |  | fixed-mounted circuit breaker, IEC 60947-2, size 1, 4-pole, N pole on right, In=800 A up to 690 V AC 50/60 Hz, breaking capacity M Icu=85/66 kA at 500/690 V, tripping unit ETU600 LSIG upgradeable, color display, Bluetooth, USB interface, basic protection LT, ST, INST, GFx, including protection of the N conductor (internal neutral point sensor available), trip alarm switch (1 x CO), connection at rear horizontal with internal voltage tap on lower stab of circuit breaker, with voltage tap module VTM680 and power supply of ETU600, able to communication, integrated metering type PMF-3 Advanced Power Monitor., Voltage, Energy, Power, Power factor, Frequency, Unbalance, Temperature, Power quality, Manual operating mechanism with mechanical closing, without Spring charging motor, Ready-to-close signal. switch, Auxiliary switches 2NO+2NC, without Closing coil (CC), manual operating mechanism with mechanical closing, without Remote trip alarm reset coil (RR), without 2nd shunt trip, without 1st Shunt trip | 118500 | 1 | Z\ | 1
3WA1108-4GF23-0AA0 |  | fixed-mounted circuit breaker, IEC 60947-2, size 1, 4-pole, N pole on right, In=800 A up to 690 V AC 50/60 Hz, breaking capacity M Icu=85/66 kA at 500/690 V, tripping unit ETU600 LSIG upgradeable, color display, Bluetooth, USB interface, basic protection LT, ST, INST, GFx, including protection of the N conductor (internal neutral point sensor available), trip alarm switch (1 x CO), front connection double hole, with internal voltage tap on lower stab of circuit breaker, with voltage tap module VTM680 and power supply of ETU600, able to communication, integrated metering type PMF-3 Advanced Power Monitor., Voltage, Energy, Power, Power factor, Frequency, Unbalance, Temperature, Power quality, Manual operating mechanism with mechanical closing, without Spring charging motor, Ready-to-close signal. switch, Auxiliary switches 2NO+2NC, without Closing coil (CC), manual operating mechanism with mechanical closing, without Remote trip alarm reset coil (RR), without 2nd shunt trip, without 1st Shunt trip | 125100 | 1 | Z\ | 1
3WA1108-4GF31-0AA0 |  | Withdrawable circuit breaker with guide frame, IEC 60947-2, frame size 1, 3-poles, In=800A up to 690V AC 50/60Hz, breaking capacity M Icu=85/66kA at 500/690V, Trip unit ETU600 LSIG upgrade ready , colordisplay, bluetooth and USB interface, Protection LT, ST, INST, GFx, N-protection required an external N-sensor, incl. trip alarm switch (1xCO), rear connection vertical, guide frame with shutter and w/o position signalling switch, with internal voltage tap on lower stab of circuit breaker, with voltage tap module VTM680 and power supply of ETU600, able to communication, integrated metering type PMF-3 Advanced Power Monitor., Voltage, Energy, Power, Power factor, Frequency, Unbalance, Temperature, Power quality, Manual operating mechanism with mechanical closing, without Spring charging motor, Ready-to-close signal. switch, Auxiliary switches 2NO+2NC, without Closing coil (CC), manual operating mechanism with mechanical closing, without Remote trip alarm reset coil (RR), without 2nd shunt trip, without 1st Shunt trip | 128100 | 1 | Z\ | 1
3WA1108-4GF32-0AA0 |  | Withdrawable circuit breaker with guide frame, IEC 60947-2, frame size 1, 3-poles, In=800A up to 690V AC 50/60Hz, breaking capacity M Icu=85/66kA at 500/690V, Trip unit ETU600 LSIG upgrade ready , colordisplay, bluetooth and USB interface, Protection LT, ST, INST, GFx, N-protection required an external N-sensor, incl. trip alarm switch (1xCO), rear connection horizontal, guide frame with shutter and w/o position signalling switch, with internal voltage tap on lower stab of circuit breaker, with voltage tap module VTM680 and power supply of ETU600, able to communication, integrated metering type PMF-3 Advanced Power Monitor., Voltage, Energy, Power, Power factor, Frequency, Unbalance, Temperature, Power quality, Manual operating mechanism with mechanical closing, without Spring charging motor, Ready-to-close signal. switch, Auxiliary switches 2NO+2NC, without Closing coil (CC), manual operating mechanism with mechanical closing, without Remote trip alarm reset coil (RR), without 2nd shunt trip, without 1st Shunt trip | 125100 | 1 | Z\ | 1
3WA1108-4GF33-0AA0 |  | Withdrawable circuit breaker with guide frame, IEC 60947-2, frame size 1, 3-poles, In=800A up to 690V AC 50/60Hz, breaking capacity M Icu=85/66kA at 500/690V, Trip unit ETU600 LSIG upgrade ready , colordisplay, bluetooth and USB interface, Protection LT, ST, INST, GFx, N-protection required an external N-sensor, incl. trip alarm switch (1xCO), front connection double hole, guide frame with shutter and w/o position signalling switch, with internal voltage tap on lower stab of circuit breaker, with voltage tap module VTM680 and power supply of ETU600, able to communication, integrated metering type PMF-3 Advanced Power Monitor., Voltage, Energy, Power, Power factor, Frequency, Unbalance, Temperature, Power quality, Manual operating mechanism with mechanical closing, without Spring charging motor, Ready-to-close signal. switch, Auxiliary switches 2NO+2NC, without Closing coil (CC), manual operating mechanism with mechanical closing, without Remote trip alarm reset coil (RR), without 2nd shunt trip, without 1st Shunt trip | 134100 | 1 | Z\ | 1
3WA1108-4GF34-0AA0 |  | Withdrawable circuit breaker with guide frame, IEC 60947-2, frame size 1, 3-poles, In=800A up to 690V AC 50/60Hz, breaking capacity M Icu=85/66kA at 500/690V, Trip unit ETU600 LSIG upgrade ready , colordisplay, bluetooth and USB interface, Protection LT, ST, INST, GFx, N-protection required an external N-sensor, incl. trip alarm switch (1xCO), rear connection flange, guide frame with shutter and w/o position signalling switch, with internal voltage tap on lower stab of circuit breaker, with voltage tap module VTM680 and power supply of ETU600, able to communication, integrated metering type PMF-3 Advanced Power Monitor., Voltage, Energy, Power, Power factor, Frequency, Unbalance, Temperature, Power quality, Manual operating mechanism with mechanical closing, without Spring charging motor, Ready-to-close signal. switch, Auxiliary switches 2NO+2NC, without Closing coil (CC), manual operating mechanism with mechanical closing, without Remote trip alarm reset coil (RR), without 2nd shunt trip, without 1st Shunt trip | 125100 | 1 | Z\ | 1
3WA1108-4GF41-0AA0 |  | Withdrawable circuit breaker with guide frame, IEC 60947-2, frame size 1, 4-poles, N-pole left, In=800A up to 690V AC 50/60Hz, breaking capacity M Icu=85/66kA at 500/690V, Trip unit ETU600 LSIG upgrade ready , colordisplay, bluetooth and USB interface, Protection LT, ST, INST, GFx, include N-protection, (internal N-sensor available), incl. trip alarm switch (1xCO), rear connection vertical, guide frame with shutter and w/o position signalling switch, with internal voltage tap on lower stab of circuit breaker, with voltage tap module VTM680 and power supply of ETU600, able to communication, integrated metering type PMF-3 Advanced Power Monitor., Voltage, Energy, Power, Power factor, Frequency, Unbalance, Temperature, Power quality, Manual operating mechanism with mechanical closing, without Spring charging motor, Ready-to-close signal. switch, Auxiliary switches 2NO+2NC, without Closing coil (CC), manual operating mechanism with mechanical closing, without Remote trip alarm reset coil (RR), without 2nd shunt trip, without 1st Shunt trip | 158100 | 1 | Z\ | 1
3WA1108-4GF42-0AA0 |  | Withdrawable circuit breaker with guide frame, IEC 60947-2, frame size 1, 4-poles, N-pole left, In=800A up to 690V AC 50/60Hz, breaking capacity M Icu=85/66kA at 500/690V, Trip unit ETU600 LSIG upgrade ready , colordisplay, bluetooth and USB interface, Protection LT, ST, INST, GFx, include N-protection, (internal N-sensor available), incl. trip alarm switch (1xCO), rear connection horizontal, guide frame with shutter and w/o position signalling switch, with internal voltage tap on lower stab of circuit breaker, with voltage tap module VTM680 and power supply of ETU600, able to communication, integrated metering type PMF-3 Advanced Power Monitor., Voltage, Energy, Power, Power factor, Frequency, Unbalance, Temperature, Power quality, Manual operating mechanism with mechanical closing, without Spring charging motor, Ready-to-close signal. switch, Auxiliary switches 2NO+2NC, without Closing coil (CC), manual operating mechanism with mechanical closing, without Remote trip alarm reset coil (RR), without 2nd shunt trip, without 1st Shunt trip | 154100 | 1 | Z\ | 1
3WA1108-4GF43-0AA0 |  | Withdrawable circuit breaker with guide frame, IEC 60947-2, frame size 1, 4-poles, N-pole left, In=800A up to 690V AC 50/60Hz, breaking capacity M Icu=85/66kA at 500/690V, Trip unit ETU600 LSIG upgrade ready , colordisplay, bluetooth and USB interface, Protection LT, ST, INST, GFx, include N-protection, (internal N-sensor available), incl. trip alarm switch (1xCO), front connection double hole, guide frame with shutter and w/o position signalling switch, with internal voltage tap on lower stab of circuit breaker, with voltage tap module VTM680 and power supply of ETU600, able to communication, integrated metering type PMF-3 Advanced Power Monitor., Voltage, Energy, Power, Power factor, Frequency, Unbalance, Temperature, Power quality, Manual operating mechanism with mechanical closing, without Spring charging motor, Ready-to-close signal. switch, Auxiliary switches 2NO+2NC, without Closing coil (CC), manual operating mechanism with mechanical closing, without Remote trip alarm reset coil (RR), without 2nd shunt trip, without 1st Shunt trip | 166100 | 1 | Z\ | 1
3WA1108-4GF44-0AA0 |  | Withdrawable circuit breaker with guide frame, IEC 60947-2, frame size 1, 4-poles, N-pole left, In=800A up to 690V AC 50/60Hz, breaking capacity M Icu=85/66kA at 500/690V, Trip unit ETU600 LSIG upgrade ready , colordisplay, bluetooth and USB interface, Protection LT, ST, INST, GFx, include N-protection, (internal N-sensor available), incl. trip alarm switch (1xCO), rear connection flange, guide frame with shutter and w/o position signalling switch, with internal voltage tap on lower stab of circuit breaker, with voltage tap module VTM680 and power supply of ETU600, able to communication, integrated metering type PMF-3 Advanced Power Monitor., Voltage, Energy, Power, Power factor, Frequency, Unbalance, Temperature, Power quality, Manual operating mechanism with mechanical closing, without Spring charging motor, Ready-to-close signal. switch, Auxiliary switches 2NO+2NC, without Closing coil (CC), manual operating mechanism with mechanical closing, without Remote trip alarm reset coil (RR), without 2nd shunt trip, without 1st Shunt trip | 154100 | 1 | Z\ | 1
3WA1108-4LE01-0AA0 |  | Fixed-mounted circuit breaker IEC 60947-2, frame size 1, 3-poles, In=800A up to 690V AC 50/60Hz, breaking capacity M Icu=85/66kA at 500/690V, Trip unit ETU600 LSI upgrade ready , colordisplay, bluetooth and USB interface, Protection LT, ST, INST, N-protection required an external N-sensor, incl. trip alarm switch (1xCO), rear connection vertical, with internal voltage tap on upper stab of circuit breaker, with voltage tap module VTM680 and power supply of ETU600, able to communication, integrated metering type PMF-1 Energy Efficiency, Voltage, Active energy Ea Manual operating mechanism with mechanical closing, without Spring charging motor, Ready-to-close signal. switch, Auxiliary switches 2NO+2NC, without Closing coil (CC), manual operating mechanism with mechanical closing, without Remote trip alarm reset coil (RR), without 2nd shunt trip, without 1st Shunt trip | 74070 | 1 | Z\ | 1
3WA1108-4LE02-0AA0 |  | Fixed-mounted circuit breaker IEC 60947-2, frame size 1, 3-poles, In=800A up to 690V AC 50/60Hz, breaking capacity M Icu=85/66kA at 500/690V, Trip unit ETU600 LSI upgrade ready , colordisplay, bluetooth and USB interface, Protection LT, ST, INST, N-protection required an external N-sensor, incl. trip alarm switch (1xCO), rear connection horizontal, with internal voltage tap on upper stab of circuit breaker, with voltage tap module VTM680 and power supply of ETU600, able to communication, integrated metering type PMF-1 Energy Efficiency, Voltage, Active energy Ea Manual operating mechanism with mechanical closing, without Spring charging motor, Ready-to-close signal. switch, Auxiliary switches 2NO+2NC, without Closing coil (CC), manual operating mechanism with mechanical closing, without Remote trip alarm reset coil (RR), without 2nd shunt trip, without 1st Shunt trip | 72270 | 1 | Z\ | 1
3WA1108-4LE03-0AA0 |  | Fixed-mounted circuit breaker IEC 60947-2, frame size 1, 3-poles, In=800A up to 690V AC 50/60Hz, breaking capacity M Icu=85/66kA at 500/690V, Trip unit ETU600 LSI upgrade ready , colordisplay, bluetooth and USB interface, Protection LT, ST, INST, N-protection required an external N-sensor, incl. trip alarm switch (1xCO), front connection double hole, with internal voltage tap on upper stab of circuit breaker, with voltage tap module VTM680 and power supply of ETU600, able to communication, integrated metering type PMF-1 Energy Efficiency, Voltage, Active energy Ea Manual operating mechanism with mechanical closing, without Spring charging motor, Ready-to-close signal. switch, Auxiliary switches 2NO+2NC, without Closing coil (CC), manual operating mechanism with mechanical closing, without Remote trip alarm reset coil (RR), without 2nd shunt trip, without 1st Shunt trip | 77470 | 1 | Z\ | 1
3WA1108-4LE11-0AA0 |  | Fixed-mounted circuit breaker IEC 60947-2, frame size 1, 4-poles, N-pole left, In=800A up to 690V AC 50/60Hz, breaking capacity M Icu=85/66kA at 500/690V, Trip unit ETU600 LSI upgrade ready , colordisplay, bluetooth and USB interface, Protection LT, ST, INST, include N-protection, (internal N-sensor available), incl. trip alarm switch (1xCO), rear connection vertical, with internal voltage tap on upper stab of circuit breaker, with voltage tap module VTM680 and power supply of ETU600, able to communication, integrated metering type PMF-1 Energy Efficiency, Voltage, Active energy Ea Manual operating mechanism with mechanical closing, without Spring charging motor, Ready-to-close signal. switch, Auxiliary switches 2NO+2NC, without Closing coil (CC), manual operating mechanism with mechanical closing, without Remote trip alarm reset coil (RR), without 2nd shunt trip, without 1st Shunt trip | 94870 | 1 | Z\ | 1
3WA1108-4LE12-0AA0 |  | Fixed-mounted circuit breaker IEC 60947-2, frame size 1, 4-poles, N-pole left, In=800A up to 690V AC 50/60Hz, breaking capacity M Icu=85/66kA at 500/690V, Trip unit ETU600 LSI upgrade ready , colordisplay, bluetooth and USB interface, Protection LT, ST, INST, include N-protection, (internal N-sensor available), incl. trip alarm switch (1xCO), rear connection horizontal, with internal voltage tap on upper stab of circuit breaker, with voltage tap module VTM680 and power supply of ETU600, able to communication, integrated metering type PMF-1 Energy Efficiency, Voltage, Active energy Ea Manual operating mechanism with mechanical closing, without Spring charging motor, Ready-to-close signal. switch, Auxiliary switches 2NO+2NC, without Closing coil (CC), manual operating mechanism with mechanical closing, without Remote trip alarm reset coil (RR), without 2nd shunt trip, without 1st Shunt trip | 92570 | 1 | Z\ | 1
3WA1108-4LE13-0AA0 |  | Fixed-mounted circuit breaker IEC 60947-2, frame size 1, 4-poles, N-pole left, In=800A up to 690V AC 50/60Hz, breaking capacity M Icu=85/66kA at 500/690V, Trip unit ETU600 LSI upgrade ready , colordisplay, bluetooth and USB interface, Protection LT, ST, INST, include N-protection, (internal N-sensor available), incl. trip alarm switch (1xCO), front connection double hole, with internal voltage tap on upper stab of circuit breaker, with voltage tap module VTM680 and power supply of ETU600, able to communication, integrated metering type PMF-1 Energy Efficiency, Voltage, Active energy Ea Manual operating mechanism with mechanical closing, without Spring charging motor, Ready-to-close signal. switch, Auxiliary switches 2NO+2NC, without Closing coil (CC), manual operating mechanism with mechanical closing, without Remote trip alarm reset coil (RR), without 2nd shunt trip, without 1st Shunt trip | 99470 | 1 | Z\ | 1
3WA1108-4LE21-0AA0 |  | fixed-mounted circuit breaker, IEC 60947-2, size 1, 4-pole, N pole on right, In=800 A up to 690 V AC 50/60 Hz, breaking capacity M Icu=85/66 kA at 500/690 V, tripping unit ETU600 LSI upgradeable, color display, Bluetooth, USB interface, basic protection LT, ST, INST, including protection of the N conductor (internal neutral point sensor available), trip alarm switch (1 x CO), connection at rear vertical, with internal voltage tap on upper stab of circuit breaker, with voltage tap module VTM680 and power supply of ETU600, able to communication, integrated metering type PMF-1 Energy Efficiency, Voltage, Active energy Ea Manual operating mechanism with mechanical closing, without Spring charging motor, Ready-to-close signal. switch, Auxiliary switches 2NO+2NC, without Closing coil (CC), manual operating mechanism with mechanical closing, without Remote trip alarm reset coil (RR), without 2nd shunt trip, without 1st Shunt trip | 94870 | 1 | Z\ | 1
3WA1108-4LE22-0AA0 |  | fixed-mounted circuit breaker, IEC 60947-2, size 1, 4-pole, N pole on right, In=800 A up to 690 V AC 50/60 Hz, breaking capacity M Icu=85/66 kA at 500/690 V, tripping unit ETU600 LSI upgradeable, color display, Bluetooth, USB interface, basic protection LT, ST, INST, including protection of the N conductor (internal neutral point sensor available), trip alarm switch (1 x CO), connection at rear horizontal with internal voltage tap on upper stab of circuit breaker, with voltage tap module VTM680 and power supply of ETU600, able to communication, integrated metering type PMF-1 Energy Efficiency, Voltage, Active energy Ea Manual operating mechanism with mechanical closing, without Spring charging motor, Ready-to-close signal. switch, Auxiliary switches 2NO+2NC, without Closing coil (CC), manual operating mechanism with mechanical closing, without Remote trip alarm reset coil (RR), without 2nd shunt trip, without 1st Shunt trip | 92570 | 1 | Z\ | 1
3WA1108-4LE23-0AA0 |  | fixed-mounted circuit breaker, IEC 60947-2, size 1, 4-pole, N pole on right, In=800 A up to 690 V AC 50/60 Hz, breaking capacity M Icu=85/66 kA at 500/690 V, tripping unit ETU600 LSI upgradeable, color display, Bluetooth, USB interface, basic protection LT, ST, INST, including protection of the N conductor (internal neutral point sensor available), trip alarm switch (1 x CO), front connection double hole, with internal voltage tap on upper stab of circuit breaker, with voltage tap module VTM680 and power supply of ETU600, able to communication, integrated metering type PMF-1 Energy Efficiency, Voltage, Active energy Ea Manual operating mechanism with mechanical closing, without Spring charging motor, Ready-to-close signal. switch, Auxiliary switches 2NO+2NC, without Closing coil (CC), manual operating mechanism with mechanical closing, without Remote trip alarm reset coil (RR), without 2nd shunt trip, without 1st Shunt trip | 99470 | 1 | Z\ | 1
3WA1108-4LE31-0AA0 |  | Withdrawable circuit breaker with guide frame, IEC 60947-2, frame size 1, 3-poles, In=800A up to 690V AC 50/60Hz, breaking capacity M Icu=85/66kA at 500/690V, Trip unit ETU600 LSI upgrade ready , colordisplay, bluetooth and USB interface, Protection LT, ST, INST, N-protection required an external N-sensor, incl. trip alarm switch (1xCO), rear connection vertical, guide frame with shutter and w/o position signalling switch, with internal voltage tap on upper stab of circuit breaker, with voltage tap module VTM680 and power supply of ETU600, able to communication, integrated metering type PMF-1 Energy Efficiency, Voltage, Active energy Ea Manual operating mechanism with mechanical closing, without Spring charging motor, Ready-to-close signal. switch, Auxiliary switches 2NO+2NC, without Closing coil (CC), manual operating mechanism with mechanical closing, without Remote trip alarm reset coil (RR), without 2nd shunt trip, without 1st Shunt trip | 102170 | 1 | Z\ | 1
3WA1108-4LE32-0AA0 |  | Withdrawable circuit breaker with guide frame, IEC 60947-2, frame size 1, 3-poles, In=800A up to 690V AC 50/60Hz, breaking capacity M Icu=85/66kA at 500/690V, Trip unit ETU600 LSI upgrade ready , colordisplay, bluetooth and USB interface, Protection LT, ST, INST, N-protection required an external N-sensor, incl. trip alarm switch (1xCO), rear connection horizontal, guide frame with shutter and w/o position signalling switch, with internal voltage tap on upper stab of circuit breaker, with voltage tap module VTM680 and power supply of ETU600, able to communication, integrated metering type PMF-1 Energy Efficiency, Voltage, Active energy Ea Manual operating mechanism with mechanical closing, without Spring charging motor, Ready-to-close signal. switch, Auxiliary switches 2NO+2NC, without Closing coil (CC), manual operating mechanism with mechanical closing, without Remote trip alarm reset coil (RR), without 2nd shunt trip, without 1st Shunt trip | 99270 | 1 | Z\ | 1
3WA1108-4LE33-0AA0 |  | Withdrawable circuit breaker with guide frame, IEC 60947-2, frame size 1, 3-poles, In=800A up to 690V AC 50/60Hz, breaking capacity M Icu=85/66kA at 500/690V, Trip unit ETU600 LSI upgrade ready , colordisplay, bluetooth and USB interface, Protection LT, ST, INST, N-protection required an external N-sensor, incl. trip alarm switch (1xCO), front connection double hole, guide frame with shutter and w/o position signalling switch, with internal voltage tap on upper stab of circuit breaker, with voltage tap module VTM680 and power supply of ETU600, able to communication, integrated metering type PMF-1 Energy Efficiency, Voltage, Active energy Ea Manual operating mechanism with mechanical closing, without Spring charging motor, Ready-to-close signal. switch, Auxiliary switches 2NO+2NC, without Closing coil (CC), manual operating mechanism with mechanical closing, without Remote trip alarm reset coil (RR), without 2nd shunt trip, without 1st Shunt trip | 107970 | 1 | Z\ | 1
3WA1108-4LE34-0AA0 |  | Withdrawable circuit breaker with guide frame, IEC 60947-2, frame size 1, 3-poles, In=800A up to 690V AC 50/60Hz, breaking capacity M Icu=85/66kA at 500/690V, Trip unit ETU600 LSI upgrade ready , colordisplay, bluetooth and USB interface, Protection LT, ST, INST, N-protection required an external N-sensor, incl. trip alarm switch (1xCO), rear connection flange, guide frame with shutter and w/o position signalling switch, with internal voltage tap on upper stab of circuit breaker, with voltage tap module VTM680 and power supply of ETU600, able to communication, integrated metering type PMF-1 Energy Efficiency, Voltage, Active energy Ea Manual operating mechanism with mechanical closing, without Spring charging motor, Ready-to-close signal. switch, Auxiliary switches 2NO+2NC, without Closing coil (CC), manual operating mechanism with mechanical closing, without Remote trip alarm reset coil (RR), without 2nd shunt trip, without 1st Shunt trip | 99270 | 1 | Z\ | 1
3WA1108-4LE41-0AA0 |  | Withdrawable circuit breaker with guide frame, IEC 60947-2, frame size 1, 4-poles, N-pole left, In=800A up to 690V AC 50/60Hz, breaking capacity M Icu=85/66kA at 500/690V, Trip unit ETU600 LSI upgrade ready , colordisplay, bluetooth and USB interface, Protection LT, ST, INST, include N-protection, (internal N-sensor available), incl. trip alarm switch (1xCO), rear connection vertical, guide frame with shutter and w/o position signalling switch, with internal voltage tap on upper stab of circuit breaker, with voltage tap module VTM680 and power supply of ETU600, able to communication, integrated metering type PMF-1 Energy Efficiency, Voltage, Active energy Ea Manual operating mechanism with mechanical closing, without Spring charging motor, Ready-to-close signal. switch, Auxiliary switches 2NO+2NC, without Closing coil (CC), manual operating mechanism with mechanical closing, without Remote trip alarm reset coil (RR), without 2nd shunt trip, without 1st Shunt trip | 131870 | 1 | Z\ | 1
3WA1108-4LE42-0AA0 |  | Withdrawable circuit breaker with guide frame, IEC 60947-2, frame size 1, 4-poles, N-pole left, In=800A up to 690V AC 50/60Hz, breaking capacity M Icu=85/66kA at 500/690V, Trip unit ETU600 LSI upgrade ready , colordisplay, bluetooth and USB interface, Protection LT, ST, INST, include N-protection, (internal N-sensor available), incl. trip alarm switch (1xCO), rear connection horizontal, guide frame with shutter and w/o position signalling switch, with internal voltage tap on upper stab of circuit breaker, with voltage tap module VTM680 and power supply of ETU600, able to communication, integrated metering type PMF-1 Energy Efficiency, Voltage, Active energy Ea Manual operating mechanism with mechanical closing, without Spring charging motor, Ready-to-close signal. switch, Auxiliary switches 2NO+2NC, without Closing coil (CC), manual operating mechanism with mechanical closing, without Remote trip alarm reset coil (RR), without 2nd shunt trip, without 1st Shunt trip | 127870 | 1 | Z\ | 1
3WA1108-4LE43-0AA0 |  | Withdrawable circuit breaker with guide frame, IEC 60947-2, frame size 1, 4-poles, N-pole left, In=800A up to 690V AC 50/60Hz, breaking capacity M Icu=85/66kA at 500/690V, Trip unit ETU600 LSI upgrade ready , colordisplay, bluetooth and USB interface, Protection LT, ST, INST, include N-protection, (internal N-sensor available), incl. trip alarm switch (1xCO), front connection double hole, guide frame with shutter and w/o position signalling switch, with internal voltage tap on upper stab of circuit breaker, with voltage tap module VTM680 and power supply of ETU600, able to communication, integrated metering type PMF-1 Energy Efficiency, Voltage, Active energy Ea Manual operating mechanism with mechanical closing, without Spring charging motor, Ready-to-close signal. switch, Auxiliary switches 2NO+2NC, without Closing coil (CC), manual operating mechanism with mechanical closing, without Remote trip alarm reset coil (RR), without 2nd shunt trip, without 1st Shunt trip | 139870 | 1 | Z\ | 1
3WA1108-4LE44-0AA0 |  | Withdrawable circuit breaker with guide frame, IEC 60947-2, frame size 1, 4-poles, N-pole left, In=800A up to 690V AC 50/60Hz, breaking capacity M Icu=85/66kA at 500/690V, Trip unit ETU600 LSI upgrade ready , colordisplay, bluetooth and USB interface, Protection LT, ST, INST, include N-protection, (internal N-sensor available), incl. trip alarm switch (1xCO), rear connection flange, guide frame with shutter and w/o position signalling switch, with internal voltage tap on upper stab of circuit breaker, with voltage tap module VTM680 and power supply of ETU600, able to communication, integrated metering type PMF-1 Energy Efficiency, Voltage, Active energy Ea Manual operating mechanism with mechanical closing, without Spring charging motor, Ready-to-close signal. switch, Auxiliary switches 2NO+2NC, without Closing coil (CC), manual operating mechanism with mechanical closing, without Remote trip alarm reset coil (RR), without 2nd shunt trip, without 1st Shunt trip | 127870 | 1 | Z\ | 1
3WA1108-4LF01-0AA0 |  | Fixed-mounted circuit breaker IEC 60947-2, frame size 1, 3-poles, In=800A up to 690V AC 50/60Hz, breaking capacity M Icu=85/66kA at 500/690V, Trip unit ETU600 LSIG upgrade ready , colordisplay, bluetooth and USB interface, Protection LT, ST, INST, GFx, N-protection required an external N-sensor, incl. trip alarm switch (1xCO), rear connection vertical, with internal voltage tap on upper stab of circuit breaker, with voltage tap module VTM680 and power supply of ETU600, able to communication, integrated metering type PMF-1 Energy Efficiency, Voltage, Active energy Ea Manual operating mechanism with mechanical closing, without Spring charging motor, Ready-to-close signal. switch, Auxiliary switches 2NO+2NC, without Closing coil (CC), manual operating mechanism with mechanical closing, without Remote trip alarm reset coil (RR), without 2nd shunt trip, without 1st Shunt trip | 84670 | 1 | Z\ | 1
3WA1108-4LF02-0AA0 |  | Fixed-mounted circuit breaker IEC 60947-2, frame size 1, 3-poles, In=800A up to 690V AC 50/60Hz, breaking capacity M Icu=85/66kA at 500/690V, Trip unit ETU600 LSIG upgrade ready , colordisplay, bluetooth and USB interface, Protection LT, ST, INST, GFx, N-protection required an external N-sensor, incl. trip alarm switch (1xCO), rear connection horizontal, with internal voltage tap on upper stab of circuit breaker, with voltage tap module VTM680 and power supply of ETU600, able to communication, integrated metering type PMF-1 Energy Efficiency, Voltage, Active energy Ea Manual operating mechanism with mechanical closing, without Spring charging motor, Ready-to-close signal. switch, Auxiliary switches 2NO+2NC, without Closing coil (CC), manual operating mechanism with mechanical closing, without Remote trip alarm reset coil (RR), without 2nd shunt trip, without 1st Shunt trip | 82970 | 1 | Z\ | 1
3WA1108-4LF03-0AA0 |  | Fixed-mounted circuit breaker IEC 60947-2, frame size 1, 3-poles, In=800A up to 690V AC 50/60Hz, breaking capacity M Icu=85/66kA at 500/690V, Trip unit ETU600 LSIG upgrade ready , colordisplay, bluetooth and USB interface, Protection LT, ST, INST, GFx, N-protection required an external N-sensor, incl. trip alarm switch (1xCO), front connection double hole, with internal voltage tap on upper stab of circuit breaker, with voltage tap module VTM680 and power supply of ETU600, able to communication, integrated metering type PMF-1 Energy Efficiency, Voltage, Active energy Ea Manual operating mechanism with mechanical closing, without Spring charging motor, Ready-to-close signal. switch, Auxiliary switches 2NO+2NC, without Closing coil (CC), manual operating mechanism with mechanical closing, without Remote trip alarm reset coil (RR), without 2nd shunt trip, without 1st Shunt trip | 88070 | 1 | Z\ | 1
3WA1108-4LF11-0AA0 |  | Fixed-mounted circuit breaker IEC 60947-2, frame size 1, 4-poles, N-pole left, In=800A up to 690V AC 50/60Hz, breaking capacity M Icu=85/66kA at 500/690V, Trip unit ETU600 LSIG upgrade ready , colordisplay, bluetooth and USB interface, Protection LT, ST, INST, GFx, include N-protection, (internal N-sensor available), incl. trip alarm switch (1xCO), rear connection vertical, with internal voltage tap on upper stab of circuit breaker, with voltage tap module VTM680 and power supply of ETU600, able to communication, integrated metering type PMF-1 Energy Efficiency, Voltage, Active energy Ea Manual operating mechanism with mechanical closing, without Spring charging motor, Ready-to-close signal. switch, Auxiliary switches 2NO+2NC, without Closing coil (CC), manual operating mechanism with mechanical closing, without Remote trip alarm reset coil (RR), without 2nd shunt trip, without 1st Shunt trip | 105470 | 1 | Z\ | 1
3WA1108-4LF12-0AA0 |  | Fixed-mounted circuit breaker IEC 60947-2, frame size 1, 4-poles, N-pole left, In=800A up to 690V AC 50/60Hz, breaking capacity M Icu=85/66kA at 500/690V, Trip unit ETU600 LSIG upgrade ready , colordisplay, bluetooth and USB interface, Protection LT, ST, INST, GFx, include N-protection, (internal N-sensor available), incl. trip alarm switch (1xCO), rear connection horizontal, with internal voltage tap on upper stab of circuit breaker, with voltage tap module VTM680 and power supply of ETU600, able to communication, integrated metering type PMF-1 Energy Efficiency, Voltage, Active energy Ea Manual operating mechanism with mechanical closing, without Spring charging motor, Ready-to-close signal. switch, Auxiliary switches 2NO+2NC, without Closing coil (CC), manual operating mechanism with mechanical closing, without Remote trip alarm reset coil (RR), without 2nd shunt trip, without 1st Shunt trip | 103270 | 1 | Z\ | 1
3WA1108-4LF13-0AA0 |  | Fixed-mounted circuit breaker IEC 60947-2, frame size 1, 4-poles, N-pole left, In=800A up to 690V AC 50/60Hz, breaking capacity M Icu=85/66kA at 500/690V, Trip unit ETU600 LSIG upgrade ready , colordisplay, bluetooth and USB interface, Protection LT, ST, INST, GFx, include N-protection, (internal N-sensor available), incl. trip alarm switch (1xCO), front connection double hole, with internal voltage tap on upper stab of circuit breaker, with voltage tap module VTM680 and power supply of ETU600, able to communication, integrated metering type PMF-1 Energy Efficiency, Voltage, Active energy Ea Manual operating mechanism with mechanical closing, without Spring charging motor, Ready-to-close signal. switch, Auxiliary switches 2NO+2NC, without Closing coil (CC), manual operating mechanism with mechanical closing, without Remote trip alarm reset coil (RR), without 2nd shunt trip, without 1st Shunt trip | 109870 | 1 | Z\ | 1
3WA1108-4LF21-0AA0 |  | fixed-mounted circuit breaker, IEC 60947-2, size 1, 4-pole, N pole on right, In=800 A up to 690 V AC 50/60 Hz, breaking capacity M Icu=85/66 kA at 500/690 V, tripping unit ETU600 LSIG upgradeable, color display, Bluetooth, USB interface, basic protection LT, ST, INST, GFx, including protection of the N conductor (internal neutral point sensor available), trip alarm switch (1 x CO), connection at rear vertical, with internal voltage tap on upper stab of circuit breaker, with voltage tap module VTM680 and power supply of ETU600, able to communication, integrated metering type PMF-1 Energy Efficiency, Voltage, Active energy Ea Manual operating mechanism with mechanical closing, without Spring charging motor, Ready-to-close signal. switch, Auxiliary switches 2NO+2NC, without Closing coil (CC), manual operating mechanism with mechanical closing, without Remote trip alarm reset coil (RR), without 2nd shunt trip, without 1st Shunt trip | 105470 | 1 | Z\ | 1
3WA1108-4LF22-0AA0 |  | fixed-mounted circuit breaker, IEC 60947-2, size 1, 4-pole, N pole on right, In=800 A up to 690 V AC 50/60 Hz, breaking capacity M Icu=85/66 kA at 500/690 V, tripping unit ETU600 LSIG upgradeable, color display, Bluetooth, USB interface, basic protection LT, ST, INST, GFx, including protection of the N conductor (internal neutral point sensor available), trip alarm switch (1 x CO), connection at rear horizontal with internal voltage tap on upper stab of circuit breaker, with voltage tap module VTM680 and power supply of ETU600, able to communication, integrated metering type PMF-1 Energy Efficiency, Voltage, Active energy Ea Manual operating mechanism with mechanical closing, without Spring charging motor, Ready-to-close signal. switch, Auxiliary switches 2NO+2NC, without Closing coil (CC), manual operating mechanism with mechanical closing, without Remote trip alarm reset coil (RR), without 2nd shunt trip, without 1st Shunt trip | 103270 | 1 | Z\ | 1
3WA1108-4LF23-0AA0 |  | fixed-mounted circuit breaker, IEC 60947-2, size 1, 4-pole, N pole on right, In=800 A up to 690 V AC 50/60 Hz, breaking capacity M Icu=85/66 kA at 500/690 V, tripping unit ETU600 LSIG upgradeable, color display, Bluetooth, USB interface, basic protection LT, ST, INST, GFx, including protection of the N conductor (internal neutral point sensor available), trip alarm switch (1 x CO), front connection double hole, with internal voltage tap on upper stab of circuit breaker, with voltage tap module VTM680 and power supply of ETU600, able to communication, integrated metering type PMF-1 Energy Efficiency, Voltage, Active energy Ea Manual operating mechanism with mechanical closing, without Spring charging motor, Ready-to-close signal. switch, Auxiliary switches 2NO+2NC, without Closing coil (CC), manual operating mechanism with mechanical closing, without Remote trip alarm reset coil (RR), without 2nd shunt trip, without 1st Shunt trip | 109870 | 1 | Z\ | 1
3WA1108-4LF31-0AA0 |  | Withdrawable circuit breaker with guide frame, IEC 60947-2, frame size 1, 3-poles, In=800A up to 690V AC 50/60Hz, breaking capacity M Icu=85/66kA at 500/690V, Trip unit ETU600 LSIG upgrade ready , colordisplay, bluetooth and USB interface, Protection LT, ST, INST, GFx, N-protection required an external N-sensor, incl. trip alarm switch (1xCO), rear connection vertical, guide frame with shutter and w/o position signalling switch, with internal voltage tap on upper stab of circuit breaker, with voltage tap module VTM680 and power supply of ETU600, able to communication, integrated metering type PMF-1 Energy Efficiency, Voltage, Active energy Ea Manual operating mechanism with mechanical closing, without Spring charging motor, Ready-to-close signal. switch, Auxiliary switches 2NO+2NC, without Closing coil (CC), manual operating mechanism with mechanical closing, without Remote trip alarm reset coil (RR), without 2nd shunt trip, without 1st Shunt trip | 112870 | 1 | Z\ | 1
3WA1108-4LF32-0AA0 |  | Withdrawable circuit breaker with guide frame, IEC 60947-2, frame size 1, 3-poles, In=800A up to 690V AC 50/60Hz, breaking capacity M Icu=85/66kA at 500/690V, Trip unit ETU600 LSIG upgrade ready , colordisplay, bluetooth and USB interface, Protection LT, ST, INST, GFx, N-protection required an external N-sensor, incl. trip alarm switch (1xCO), rear connection horizontal, guide frame with shutter and w/o position signalling switch, with internal voltage tap on upper stab of circuit breaker, with voltage tap module VTM680 and power supply of ETU600, able to communication, integrated metering type PMF-1 Energy Efficiency, Voltage, Active energy Ea Manual operating mechanism with mechanical closing, without Spring charging motor, Ready-to-close signal. switch, Auxiliary switches 2NO+2NC, without Closing coil (CC), manual operating mechanism with mechanical closing, without Remote trip alarm reset coil (RR), without 2nd shunt trip, without 1st Shunt trip | 109870 | 1 | Z\ | 1
3WA1108-4LF33-0AA0 |  | Withdrawable circuit breaker with guide frame, IEC 60947-2, frame size 1, 3-poles, In=800A up to 690V AC 50/60Hz, breaking capacity M Icu=85/66kA at 500/690V, Trip unit ETU600 LSIG upgrade ready , colordisplay, bluetooth and USB interface, Protection LT, ST, INST, GFx, N-protection required an external N-sensor, incl. trip alarm switch (1xCO), front connection double hole, guide frame with shutter and w/o position signalling switch, with internal voltage tap on upper stab of circuit breaker, with voltage tap module VTM680 and power supply of ETU600, able to communication, integrated metering type PMF-1 Energy Efficiency, Voltage, Active energy Ea Manual operating mechanism with mechanical closing, without Spring charging motor, Ready-to-close signal. switch, Auxiliary switches 2NO+2NC, without Closing coil (CC), manual operating mechanism with mechanical closing, without Remote trip alarm reset coil (RR), without 2nd shunt trip, without 1st Shunt trip | 118870 | 1 | Z\ | 1
3WA1108-4LF34-0AA0 |  | Withdrawable circuit breaker with guide frame, IEC 60947-2, frame size 1, 3-poles, In=800A up to 690V AC 50/60Hz, breaking capacity M Icu=85/66kA at 500/690V, Trip unit ETU600 LSIG upgrade ready , colordisplay, bluetooth and USB interface, Protection LT, ST, INST, GFx, N-protection required an external N-sensor, incl. trip alarm switch (1xCO), rear connection flange, guide frame with shutter and w/o position signalling switch, with internal voltage tap on upper stab of circuit breaker, with voltage tap module VTM680 and power supply of ETU600, able to communication, integrated metering type PMF-1 Energy Efficiency, Voltage, Active energy Ea Manual operating mechanism with mechanical closing, without Spring charging motor, Ready-to-close signal. switch, Auxiliary switches 2NO+2NC, without Closing coil (CC), manual operating mechanism with mechanical closing, without Remote trip alarm reset coil (RR), without 2nd shunt trip, without 1st Shunt trip | 109870 | 1 | Z\ | 1
3WA1108-4LF41-0AA0 |  | Withdrawable circuit breaker with guide frame, IEC 60947-2, frame size 1, 4-poles, N-pole left, In=800A up to 690V AC 50/60Hz, breaking capacity M Icu=85/66kA at 500/690V, Trip unit ETU600 LSIG upgrade ready , colordisplay, bluetooth and USB interface, Protection LT, ST, INST, GFx, include N-protection, (internal N-sensor available), incl. trip alarm switch (1xCO), rear connection vertical, guide frame with shutter and w/o position signalling switch, with internal voltage tap on upper stab of circuit breaker, with voltage tap module VTM680 and power supply of ETU600, able to communication, integrated metering type PMF-1 Energy Efficiency, Voltage, Active energy Ea Manual operating mechanism with mechanical closing, without Spring charging motor, Ready-to-close signal. switch, Auxiliary switches 2NO+2NC, without Closing coil (CC), manual operating mechanism with mechanical closing, without Remote trip alarm reset coil (RR), without 2nd shunt trip, without 1st Shunt trip | 142870 | 1 | Z\ | 1
3WA1108-4LF42-0AA0 |  | Withdrawable circuit breaker with guide frame, IEC 60947-2, frame size 1, 4-poles, N-pole left, In=800A up to 690V AC 50/60Hz, breaking capacity M Icu=85/66kA at 500/690V, Trip unit ETU600 LSIG upgrade ready , colordisplay, bluetooth and USB interface, Protection LT, ST, INST, GFx, include N-protection, (internal N-sensor available), incl. trip alarm switch (1xCO), rear connection horizontal, guide frame with shutter and w/o position signalling switch, with internal voltage tap on upper stab of circuit breaker, with voltage tap module VTM680 and power supply of ETU600, able to communication, integrated metering type PMF-1 Energy Efficiency, Voltage, Active energy Ea Manual operating mechanism with mechanical closing, without Spring charging motor, Ready-to-close signal. switch, Auxiliary switches 2NO+2NC, without Closing coil (CC), manual operating mechanism with mechanical closing, without Remote trip alarm reset coil (RR), without 2nd shunt trip, without 1st Shunt trip | 138870 | 1 | Z\ | 1
3WA1108-4LF43-0AA0 |  | Withdrawable circuit breaker with guide frame, IEC 60947-2, frame size 1, 4-poles, N-pole left, In=800A up to 690V AC 50/60Hz, breaking capacity M Icu=85/66kA at 500/690V, Trip unit ETU600 LSIG upgrade ready , colordisplay, bluetooth and USB interface, Protection LT, ST, INST, GFx, include N-protection, (internal N-sensor available), incl. trip alarm switch (1xCO), front connection double hole, guide frame with shutter and w/o position signalling switch, with internal voltage tap on upper stab of circuit breaker, with voltage tap module VTM680 and power supply of ETU600, able to communication, integrated metering type PMF-1 Energy Efficiency, Voltage, Active energy Ea Manual operating mechanism with mechanical closing, without Spring charging motor, Ready-to-close signal. switch, Auxiliary switches 2NO+2NC, without Closing coil (CC), manual operating mechanism with mechanical closing, without Remote trip alarm reset coil (RR), without 2nd shunt trip, without 1st Shunt trip | 150870 | 1 | Z\ | 1
3WA1108-4LF44-0AA0 |  | Withdrawable circuit breaker with guide frame, IEC 60947-2, frame size 1, 4-poles, N-pole left, In=800A up to 690V AC 50/60Hz, breaking capacity M Icu=85/66kA at 500/690V, Trip unit ETU600 LSIG upgrade ready , colordisplay, bluetooth and USB interface, Protection LT, ST, INST, GFx, include N-protection, (internal N-sensor available), incl. trip alarm switch (1xCO), rear connection flange, guide frame with shutter and w/o position signalling switch, with internal voltage tap on upper stab of circuit breaker, with voltage tap module VTM680 and power supply of ETU600, able to communication, integrated metering type PMF-1 Energy Efficiency, Voltage, Active energy Ea Manual operating mechanism with mechanical closing, without Spring charging motor, Ready-to-close signal. switch, Auxiliary switches 2NO+2NC, without Closing coil (CC), manual operating mechanism with mechanical closing, without Remote trip alarm reset coil (RR), without 2nd shunt trip, without 1st Shunt trip | 138870 | 1 | Z\ | 1
3WA1108-4ME01-0AA0 |  | Fixed-mounted circuit breaker IEC 60947-2, frame size 1, 3-poles, In=800A up to 690V AC 50/60Hz, breaking capacity M Icu=85/66kA at 500/690V, Trip unit ETU600 LSI upgrade ready , colordisplay, bluetooth and USB interface, Protection LT, ST, INST, N-protection required an external N-sensor, incl. trip alarm switch (1xCO), rear connection vertical, with internal voltage tap on upper stab of circuit breaker, with voltage tap module VTM680 and power supply of ETU600, able to communication, integrated metering type PMF-2 Basic Power Monitoring, Voltage, Energy, Power, Power factor, Frequency, Unbalance, Temperature, Manual operating mechanism with mechanical closing, without Spring charging motor, Ready-to-close signal. switch, Auxiliary switches 2NO+2NC, without Closing coil (CC), manual operating mechanism with mechanical closing, without Remote trip alarm reset coil (RR), without 2nd shunt trip, without 1st Shunt trip | 82900 | 1 | Z\ | 1
3WA1108-4ME02-0AA0 |  | Fixed-mounted circuit breaker IEC 60947-2, frame size 1, 3-poles, In=800A up to 690V AC 50/60Hz, breaking capacity M Icu=85/66kA at 500/690V, Trip unit ETU600 LSI upgrade ready , colordisplay, bluetooth and USB interface, Protection LT, ST, INST, N-protection required an external N-sensor, incl. trip alarm switch (1xCO), rear connection horizontal, with internal voltage tap on upper stab of circuit breaker, with voltage tap module VTM680 and power supply of ETU600, able to communication, integrated metering type PMF-2 Basic Power Monitoring, Voltage, Energy, Power, Power factor, Frequency, Unbalance, Temperature, Manual operating mechanism with mechanical closing, without Spring charging motor, Ready-to-close signal. switch, Auxiliary switches 2NO+2NC, without Closing coil (CC), manual operating mechanism with mechanical closing, without Remote trip alarm reset coil (RR), without 2nd shunt trip, without 1st Shunt trip | 81100 | 1 | Z\ | 1
3WA1108-4ME03-0AA0 |  | Fixed-mounted circuit breaker IEC 60947-2, frame size 1, 3-poles, In=800A up to 690V AC 50/60Hz, breaking capacity M Icu=85/66kA at 500/690V, Trip unit ETU600 LSI upgrade ready , colordisplay, bluetooth and USB interface, Protection LT, ST, INST, N-protection required an external N-sensor, incl. trip alarm switch (1xCO), front connection double hole, with internal voltage tap on upper stab of circuit breaker, with voltage tap module VTM680 and power supply of ETU600, able to communication, integrated metering type PMF-2 Basic Power Monitoring, Voltage, Energy, Power, Power factor, Frequency, Unbalance, Temperature, Manual operating mechanism with mechanical closing, without Spring charging motor, Ready-to-close signal. switch, Auxiliary switches 2NO+2NC, without Closing coil (CC), manual operating mechanism with mechanical closing, without Remote trip alarm reset coil (RR), without 2nd shunt trip, without 1st Shunt trip | 86300 | 1 | Z\ | 1
3WA1108-4ME11-0AA0 |  | Fixed-mounted circuit breaker IEC 60947-2, frame size 1, 4-poles, N-pole left, In=800A up to 690V AC 50/60Hz, breaking capacity M Icu=85/66kA at 500/690V, Trip unit ETU600 LSI upgrade ready , colordisplay, bluetooth and USB interface, Protection LT, ST, INST, include N-protection, (internal N-sensor available), incl. trip alarm switch (1xCO), rear connection vertical, with internal voltage tap on upper stab of circuit breaker, with voltage tap module VTM680 and power supply of ETU600, able to communication, integrated metering type PMF-2 Basic Power Monitoring, Voltage, Energy, Power, Power factor, Frequency, Unbalance, Temperature, Manual operating mechanism with mechanical closing, without Spring charging motor, Ready-to-close signal. switch, Auxiliary switches 2NO+2NC, without Closing coil (CC), manual operating mechanism with mechanical closing, without Remote trip alarm reset coil (RR), without 2nd shunt trip, without 1st Shunt trip | 103700 | 1 | Z\ | 1
3WA1108-4ME12-0AA0 |  | Fixed-mounted circuit breaker IEC 60947-2, frame size 1, 4-poles, N-pole left, In=800A up to 690V AC 50/60Hz, breaking capacity M Icu=85/66kA at 500/690V, Trip unit ETU600 LSI upgrade ready , colordisplay, bluetooth and USB interface, Protection LT, ST, INST, include N-protection, (internal N-sensor available), incl. trip alarm switch (1xCO), rear connection horizontal, with internal voltage tap on upper stab of circuit breaker, with voltage tap module VTM680 and power supply of ETU600, able to communication, integrated metering type PMF-2 Basic Power Monitoring, Voltage, Energy, Power, Power factor, Frequency, Unbalance, Temperature, Manual operating mechanism with mechanical closing, without Spring charging motor, Ready-to-close signal. switch, Auxiliary switches 2NO+2NC, without Closing coil (CC), manual operating mechanism with mechanical closing, without Remote trip alarm reset coil (RR), without 2nd shunt trip, without 1st Shunt trip | 101400 | 1 | Z\ | 1
3WA1108-4ME13-0AA0 |  | Fixed-mounted circuit breaker IEC 60947-2, frame size 1, 4-poles, N-pole left, In=800A up to 690V AC 50/60Hz, breaking capacity M Icu=85/66kA at 500/690V, Trip unit ETU600 LSI upgrade ready , colordisplay, bluetooth and USB interface, Protection LT, ST, INST, include N-protection, (internal N-sensor available), incl. trip alarm switch (1xCO), front connection double hole, with internal voltage tap on upper stab of circuit breaker, with voltage tap module VTM680 and power supply of ETU600, able to communication, integrated metering type PMF-2 Basic Power Monitoring, Voltage, Energy, Power, Power factor, Frequency, Unbalance, Temperature, Manual operating mechanism with mechanical closing, without Spring charging motor, Ready-to-close signal. switch, Auxiliary switches 2NO+2NC, without Closing coil (CC), manual operating mechanism with mechanical closing, without Remote trip alarm reset coil (RR), without 2nd shunt trip, without 1st Shunt trip | 108300 | 1 | Z\ | 1
3WA1108-4ME21-0AA0 |  | fixed-mounted circuit breaker, IEC 60947-2, size 1, 4-pole, N pole on right, In=800 A up to 690 V AC 50/60 Hz, breaking capacity M Icu=85/66 kA at 500/690 V, tripping unit ETU600 LSI upgradeable, color display, Bluetooth, USB interface, basic protection LT, ST, INST, including protection of the N conductor (internal neutral point sensor available), trip alarm switch (1 x CO), connection at rear vertical, with internal voltage tap on upper stab of circuit breaker, with voltage tap module VTM680 and power supply of ETU600, able to communication, integrated metering type PMF-2 Basic Power Monitoring, Voltage, Energy, Power, Power factor, Frequency, Unbalance, Temperature, Manual operating mechanism with mechanical closing, without Spring charging motor, Ready-to-close signal. switch, Auxiliary switches 2NO+2NC, without Closing coil (CC), manual operating mechanism with mechanical closing, without Remote trip alarm reset coil (RR), without 2nd shunt trip, without 1st Shunt trip | 103700 | 1 | Z\ | 1
3WA1108-4ME22-0AA0 |  | fixed-mounted circuit breaker, IEC 60947-2, size 1, 4-pole, N pole on right, In=800 A up to 690 V AC 50/60 Hz, breaking capacity M Icu=85/66 kA at 500/690 V, tripping unit ETU600 LSI upgradeable, color display, Bluetooth, USB interface, basic protection LT, ST, INST, including protection of the N conductor (internal neutral point sensor available), trip alarm switch (1 x CO), connection at rear horizontal with internal voltage tap on upper stab of circuit breaker, with voltage tap module VTM680 and power supply of ETU600, able to communication, integrated metering type PMF-2 Basic Power Monitoring, Voltage, Energy, Power, Power factor, Frequency, Unbalance, Temperature, Manual operating mechanism with mechanical closing, without Spring charging motor, Ready-to-close signal. switch, Auxiliary switches 2NO+2NC, without Closing coil (CC), manual operating mechanism with mechanical closing, without Remote trip alarm reset coil (RR), without 2nd shunt trip, without 1st Shunt trip | 101400 | 1 | Z\ | 1
3WA1108-4ME23-0AA0 |  | fixed-mounted circuit breaker, IEC 60947-2, size 1, 4-pole, N pole on right, In=800 A up to 690 V AC 50/60 Hz, breaking capacity M Icu=85/66 kA at 500/690 V, tripping unit ETU600 LSI upgradeable, color display, Bluetooth, USB interface, basic protection LT, ST, INST, including protection of the N conductor (internal neutral point sensor available), trip alarm switch (1 x CO), front connection double hole, with internal voltage tap on upper stab of circuit breaker, with voltage tap module VTM680 and power supply of ETU600, able to communication, integrated metering type PMF-2 Basic Power Monitoring, Voltage, Energy, Power, Power factor, Frequency, Unbalance, Temperature, Manual operating mechanism with mechanical closing, without Spring charging motor, Ready-to-close signal. switch, Auxiliary switches 2NO+2NC, without Closing coil (CC), manual operating mechanism with mechanical closing, without Remote trip alarm reset coil (RR), without 2nd shunt trip, without 1st Shunt trip | 108300 | 1 | Z\ | 1
3WA1108-4ME31-0AA0 |  | Withdrawable circuit breaker with guide frame, IEC 60947-2, frame size 1, 3-poles, In=800A up to 690V AC 50/60Hz, breaking capacity M Icu=85/66kA at 500/690V, Trip unit ETU600 LSI upgrade ready , colordisplay, bluetooth and USB interface, Protection LT, ST, INST, N-protection required an external N-sensor, incl. trip alarm switch (1xCO), rear connection vertical, guide frame with shutter and w/o position signalling switch, with internal voltage tap on upper stab of circuit breaker, with voltage tap module VTM680 and power supply of ETU600, able to communication, integrated metering type PMF-2 Basic Power Monitoring, Voltage, Energy, Power, Power factor, Frequency, Unbalance, Temperature, Manual operating mechanism with mechanical closing, without Spring charging motor, Ready-to-close signal. switch, Auxiliary switches 2NO+2NC, without Closing coil (CC), manual operating mechanism with mechanical closing, without Remote trip alarm reset coil (RR), without 2nd shunt trip, without 1st Shunt trip | 111000 | 1 | Z\ | 1
3WA1108-4ME32-0AA0 |  | Withdrawable circuit breaker with guide frame, IEC 60947-2, frame size 1, 3-poles, In=800A up to 690V AC 50/60Hz, breaking capacity M Icu=85/66kA at 500/690V, Trip unit ETU600 LSI upgrade ready , colordisplay, bluetooth and USB interface, Protection LT, ST, INST, N-protection required an external N-sensor, incl. trip alarm switch (1xCO), rear connection horizontal, guide frame with shutter and w/o position signalling switch, with internal voltage tap on upper stab of circuit breaker, with voltage tap module VTM680 and power supply of ETU600, able to communication, integrated metering type PMF-2 Basic Power Monitoring, Voltage, Energy, Power, Power factor, Frequency, Unbalance, Temperature, Manual operating mechanism with mechanical closing, without Spring charging motor, Ready-to-close signal. switch, Auxiliary switches 2NO+2NC, without Closing coil (CC), manual operating mechanism with mechanical closing, without Remote trip alarm reset coil (RR), without 2nd shunt trip, without 1st Shunt trip | 108100 | 1 | Z\ | 1
3WA1108-4ME33-0AA0 |  | Withdrawable circuit breaker with guide frame, IEC 60947-2, frame size 1, 3-poles, In=800A up to 690V AC 50/60Hz, breaking capacity M Icu=85/66kA at 500/690V, Trip unit ETU600 LSI upgrade ready , colordisplay, bluetooth and USB interface, Protection LT, ST, INST, N-protection required an external N-sensor, incl. trip alarm switch (1xCO), front connection double hole, guide frame with shutter and w/o position signalling switch, with internal voltage tap on upper stab of circuit breaker, with voltage tap module VTM680 and power supply of ETU600, able to communication, integrated metering type PMF-2 Basic Power Monitoring, Voltage, Energy, Power, Power factor, Frequency, Unbalance, Temperature, Manual operating mechanism with mechanical closing, without Spring charging motor, Ready-to-close signal. switch, Auxiliary switches 2NO+2NC, without Closing coil (CC), manual operating mechanism with mechanical closing, without Remote trip alarm reset coil (RR), without 2nd shunt trip, without 1st Shunt trip | 116800 | 1 | Z\ | 1
3WA1108-4ME34-0AA0 |  | Withdrawable circuit breaker with guide frame, IEC 60947-2, frame size 1, 3-poles, In=800A up to 690V AC 50/60Hz, breaking capacity M Icu=85/66kA at 500/690V, Trip unit ETU600 LSI upgrade ready , colordisplay, bluetooth and USB interface, Protection LT, ST, INST, N-protection required an external N-sensor, incl. trip alarm switch (1xCO), rear connection flange, guide frame with shutter and w/o position signalling switch, with internal voltage tap on upper stab of circuit breaker, with voltage tap module VTM680 and power supply of ETU600, able to communication, integrated metering type PMF-2 Basic Power Monitoring, Voltage, Energy, Power, Power factor, Frequency, Unbalance, Temperature, Manual operating mechanism with mechanical closing, without Spring charging motor, Ready-to-close signal. switch, Auxiliary switches 2NO+2NC, without Closing coil (CC), manual operating mechanism with mechanical closing, without Remote trip alarm reset coil (RR), without 2nd shunt trip, without 1st Shunt trip | 108100 | 1 | Z\ | 1
3WA1108-4ME41-0AA0 |  | Withdrawable circuit breaker with guide frame, IEC 60947-2, frame size 1, 4-poles, N-pole left, In=800A up to 690V AC 50/60Hz, breaking capacity M Icu=85/66kA at 500/690V, Trip unit ETU600 LSI upgrade ready , colordisplay, bluetooth and USB interface, Protection LT, ST, INST, include N-protection, (internal N-sensor available), incl. trip alarm switch (1xCO), rear connection vertical, guide frame with shutter and w/o position signalling switch, with internal voltage tap on upper stab of circuit breaker, with voltage tap module VTM680 and power supply of ETU600, able to communication, integrated metering type PMF-2 Basic Power Monitoring, Voltage, Energy, Power, Power factor, Frequency, Unbalance, Temperature, Manual operating mechanism with mechanical closing, without Spring charging motor, Ready-to-close signal. switch, Auxiliary switches 2NO+2NC, without Closing coil (CC), manual operating mechanism with mechanical closing, without Remote trip alarm reset coil (RR), without 2nd shunt trip, without 1st Shunt trip | 140700 | 1 | Z\ | 1
3WA1108-4ME42-0AA0 |  | Withdrawable circuit breaker with guide frame, IEC 60947-2, frame size 1, 4-poles, N-pole left, In=800A up to 690V AC 50/60Hz, breaking capacity M Icu=85/66kA at 500/690V, Trip unit ETU600 LSI upgrade ready , colordisplay, bluetooth and USB interface, Protection LT, ST, INST, include N-protection, (internal N-sensor available), incl. trip alarm switch (1xCO), rear connection horizontal, guide frame with shutter and w/o position signalling switch, with internal voltage tap on upper stab of circuit breaker, with voltage tap module VTM680 and power supply of ETU600, able to communication, integrated metering type PMF-2 Basic Power Monitoring, Voltage, Energy, Power, Power factor, Frequency, Unbalance, Temperature, Manual operating mechanism with mechanical closing, without Spring charging motor, Ready-to-close signal. switch, Auxiliary switches 2NO+2NC, without Closing coil (CC), manual operating mechanism with mechanical closing, without Remote trip alarm reset coil (RR), without 2nd shunt trip, without 1st Shunt trip | 136700 | 1 | Z\ | 1
3WA1108-4ME43-0AA0 |  | Withdrawable circuit breaker with guide frame, IEC 60947-2, frame size 1, 4-poles, N-pole left, In=800A up to 690V AC 50/60Hz, breaking capacity M Icu=85/66kA at 500/690V, Trip unit ETU600 LSI upgrade ready , colordisplay, bluetooth and USB interface, Protection LT, ST, INST, include N-protection, (internal N-sensor available), incl. trip alarm switch (1xCO), front connection double hole, guide frame with shutter and w/o position signalling switch, with internal voltage tap on upper stab of circuit breaker, with voltage tap module VTM680 and power supply of ETU600, able to communication, integrated metering type PMF-2 Basic Power Monitoring, Voltage, Energy, Power, Power factor, Frequency, Unbalance, Temperature, Manual operating mechanism with mechanical closing, without Spring charging motor, Ready-to-close signal. switch, Auxiliary switches 2NO+2NC, without Closing coil (CC), manual operating mechanism with mechanical closing, without Remote trip alarm reset coil (RR), without 2nd shunt trip, without 1st Shunt trip | 148700 | 1 | Z\ | 1
3WA1108-4ME44-0AA0 |  | Withdrawable circuit breaker with guide frame, IEC 60947-2, frame size 1, 4-poles, N-pole left, In=800A up to 690V AC 50/60Hz, breaking capacity M Icu=85/66kA at 500/690V, Trip unit ETU600 LSI upgrade ready , colordisplay, bluetooth and USB interface, Protection LT, ST, INST, include N-protection, (internal N-sensor available), incl. trip alarm switch (1xCO), rear connection flange, guide frame with shutter and w/o position signalling switch, with internal voltage tap on upper stab of circuit breaker, with voltage tap module VTM680 and power supply of ETU600, able to communication, integrated metering type PMF-2 Basic Power Monitoring, Voltage, Energy, Power, Power factor, Frequency, Unbalance, Temperature, Manual operating mechanism with mechanical closing, without Spring charging motor, Ready-to-close signal. switch, Auxiliary switches 2NO+2NC, without Closing coil (CC), manual operating mechanism with mechanical closing, without Remote trip alarm reset coil (RR), without 2nd shunt trip, without 1st Shunt trip | 136700 | 1 | Z\ | 1
3WA1108-4MF01-0AA0 |  | Fixed-mounted circuit breaker IEC 60947-2, frame size 1, 3-poles, In=800A up to 690V AC 50/60Hz, breaking capacity M Icu=85/66kA at 500/690V, Trip unit ETU600 LSIG upgrade ready , colordisplay, bluetooth and USB interface, Protection LT, ST, INST, GFx, N-protection required an external N-sensor, incl. trip alarm switch (1xCO), rear connection vertical, with internal voltage tap on upper stab of circuit breaker, with voltage tap module VTM680 and power supply of ETU600, able to communication, integrated metering type PMF-2 Basic Power Monitoring, Voltage, Energy, Power, Power factor, Frequency, Unbalance, Temperature, Manual operating mechanism with mechanical closing, without Spring charging motor, Ready-to-close signal. switch, Auxiliary switches 2NO+2NC, without Closing coil (CC), manual operating mechanism with mechanical closing, without Remote trip alarm reset coil (RR), without 2nd shunt trip, without 1st Shunt trip | 93500 | 1 | Z\ | 1
3WA1108-4MF02-0AA0 |  | Fixed-mounted circuit breaker IEC 60947-2, frame size 1, 3-poles, In=800A up to 690V AC 50/60Hz, breaking capacity M Icu=85/66kA at 500/690V, Trip unit ETU600 LSIG upgrade ready , colordisplay, bluetooth and USB interface, Protection LT, ST, INST, GFx, N-protection required an external N-sensor, incl. trip alarm switch (1xCO), rear connection horizontal, with internal voltage tap on upper stab of circuit breaker, with voltage tap module VTM680 and power supply of ETU600, able to communication, integrated metering type PMF-2 Basic Power Monitoring, Voltage, Energy, Power, Power factor, Frequency, Unbalance, Temperature, Manual operating mechanism with mechanical closing, without Spring charging motor, Ready-to-close signal. switch, Auxiliary switches 2NO+2NC, without Closing coil (CC), manual operating mechanism with mechanical closing, without Remote trip alarm reset coil (RR), without 2nd shunt trip, without 1st Shunt trip | 91800 | 1 | Z\ | 1
3WA1108-4MF03-0AA0 |  | Fixed-mounted circuit breaker IEC 60947-2, frame size 1, 3-poles, In=800A up to 690V AC 50/60Hz, breaking capacity M Icu=85/66kA at 500/690V, Trip unit ETU600 LSIG upgrade ready , colordisplay, bluetooth and USB interface, Protection LT, ST, INST, GFx, N-protection required an external N-sensor, incl. trip alarm switch (1xCO), front connection double hole, with internal voltage tap on upper stab of circuit breaker, with voltage tap module VTM680 and power supply of ETU600, able to communication, integrated metering type PMF-2 Basic Power Monitoring, Voltage, Energy, Power, Power factor, Frequency, Unbalance, Temperature, Manual operating mechanism with mechanical closing, without Spring charging motor, Ready-to-close signal. switch, Auxiliary switches 2NO+2NC, without Closing coil (CC), manual operating mechanism with mechanical closing, without Remote trip alarm reset coil (RR), without 2nd shunt trip, without 1st Shunt trip | 96900 | 1 | Z\ | 1
3WA1108-4MF11-0AA0 |  | Fixed-mounted circuit breaker IEC 60947-2, frame size 1, 4-poles, N-pole left, In=800A up to 690V AC 50/60Hz, breaking capacity M Icu=85/66kA at 500/690V, Trip unit ETU600 LSIG upgrade ready , colordisplay, bluetooth and USB interface, Protection LT, ST, INST, GFx, include N-protection, (internal N-sensor available), incl. trip alarm switch (1xCO), rear connection vertical, with internal voltage tap on upper stab of circuit breaker, with voltage tap module VTM680 and power supply of ETU600, able to communication, integrated metering type PMF-2 Basic Power Monitoring, Voltage, Energy, Power, Power factor, Frequency, Unbalance, Temperature, Manual operating mechanism with mechanical closing, without Spring charging motor, Ready-to-close signal. switch, Auxiliary switches 2NO+2NC, without Closing coil (CC), manual operating mechanism with mechanical closing, without Remote trip alarm reset coil (RR), without 2nd shunt trip, without 1st Shunt trip | 114300 | 1 | Z\ | 1
3WA1108-4MF12-0AA0 |  | Fixed-mounted circuit breaker IEC 60947-2, frame size 1, 4-poles, N-pole left, In=800A up to 690V AC 50/60Hz, breaking capacity M Icu=85/66kA at 500/690V, Trip unit ETU600 LSIG upgrade ready , colordisplay, bluetooth and USB interface, Protection LT, ST, INST, GFx, include N-protection, (internal N-sensor available), incl. trip alarm switch (1xCO), rear connection horizontal, with internal voltage tap on upper stab of circuit breaker, with voltage tap module VTM680 and power supply of ETU600, able to communication, integrated metering type PMF-2 Basic Power Monitoring, Voltage, Energy, Power, Power factor, Frequency, Unbalance, Temperature, Manual operating mechanism with mechanical closing, without Spring charging motor, Ready-to-close signal. switch, Auxiliary switches 2NO+2NC, without Closing coil (CC), manual operating mechanism with mechanical closing, without Remote trip alarm reset coil (RR), without 2nd shunt trip, without 1st Shunt trip | 112100 | 1 | Z\ | 1
3WA1108-4MF13-0AA0 |  | Fixed-mounted circuit breaker IEC 60947-2, frame size 1, 4-poles, N-pole left, In=800A up to 690V AC 50/60Hz, breaking capacity M Icu=85/66kA at 500/690V, Trip unit ETU600 LSIG upgrade ready , colordisplay, bluetooth and USB interface, Protection LT, ST, INST, GFx, include N-protection, (internal N-sensor available), incl. trip alarm switch (1xCO), front connection double hole, with internal voltage tap on upper stab of circuit breaker, with voltage tap module VTM680 and power supply of ETU600, able to communication, integrated metering type PMF-2 Basic Power Monitoring, Voltage, Energy, Power, Power factor, Frequency, Unbalance, Temperature, Manual operating mechanism with mechanical closing, without Spring charging motor, Ready-to-close signal. switch, Auxiliary switches 2NO+2NC, without Closing coil (CC), manual operating mechanism with mechanical closing, without Remote trip alarm reset coil (RR), without 2nd shunt trip, without 1st Shunt trip | 118700 | 1 | Z\ | 1
3WA1108-4MF21-0AA0 |  | fixed-mounted circuit breaker, IEC 60947-2, size 1, 4-pole, N pole on right, In=800 A up to 690 V AC 50/60 Hz, breaking capacity M Icu=85/66 kA at 500/690 V, tripping unit ETU600 LSIG upgradeable, color display, Bluetooth, USB interface, basic protection LT, ST, INST, GFx, including protection of the N conductor (internal neutral point sensor available), trip alarm switch (1 x CO), connection at rear vertical, with internal voltage tap on upper stab of circuit breaker, with voltage tap module VTM680 and power supply of ETU600, able to communication, integrated metering type PMF-2 Basic Power Monitoring, Voltage, Energy, Power, Power factor, Frequency, Unbalance, Temperature, Manual operating mechanism with mechanical closing, without Spring charging motor, Ready-to-close signal. switch, Auxiliary switches 2NO+2NC, without Closing coil (CC), manual operating mechanism with mechanical closing, without Remote trip alarm reset coil (RR), without 2nd shunt trip, without 1st Shunt trip | 114300 | 1 | Z\ | 1
3WA1108-4MF22-0AA0 |  | fixed-mounted circuit breaker, IEC 60947-2, size 1, 4-pole, N pole on right, In=800 A up to 690 V AC 50/60 Hz, breaking capacity M Icu=85/66 kA at 500/690 V, tripping unit ETU600 LSIG upgradeable, color display, Bluetooth, USB interface, basic protection LT, ST, INST, GFx, including protection of the N conductor (internal neutral point sensor available), trip alarm switch (1 x CO), connection at rear horizontal with internal voltage tap on upper stab of circuit breaker, with voltage tap module VTM680 and power supply of ETU600, able to communication, integrated metering type PMF-2 Basic Power Monitoring, Voltage, Energy, Power, Power factor, Frequency, Unbalance, Temperature, Manual operating mechanism with mechanical closing, without Spring charging motor, Ready-to-close signal. switch, Auxiliary switches 2NO+2NC, without Closing coil (CC), manual operating mechanism with mechanical closing, without Remote trip alarm reset coil (RR), without 2nd shunt trip, without 1st Shunt trip | 112100 | 1 | Z\ | 1
3WA1108-4MF23-0AA0 |  | fixed-mounted circuit breaker, IEC 60947-2, size 1, 4-pole, N pole on right, In=800 A up to 690 V AC 50/60 Hz, breaking capacity M Icu=85/66 kA at 500/690 V, tripping unit ETU600 LSIG upgradeable, color display, Bluetooth, USB interface, basic protection LT, ST, INST, GFx, including protection of the N conductor (internal neutral point sensor available), trip alarm switch (1 x CO), front connection double hole, with internal voltage tap on upper stab of circuit breaker, with voltage tap module VTM680 and power supply of ETU600, able to communication, integrated metering type PMF-2 Basic Power Monitoring, Voltage, Energy, Power, Power factor, Frequency, Unbalance, Temperature, Manual operating mechanism with mechanical closing, without Spring charging motor, Ready-to-close signal. switch, Auxiliary switches 2NO+2NC, without Closing coil (CC), manual operating mechanism with mechanical closing, without Remote trip alarm reset coil (RR), without 2nd shunt trip, without 1st Shunt trip | 118700 | 1 | Z\ | 1
3WA1108-4MF31-0AA0 |  | Withdrawable circuit breaker with guide frame, IEC 60947-2, frame size 1, 3-poles, In=800A up to 690V AC 50/60Hz, breaking capacity M Icu=85/66kA at 500/690V, Trip unit ETU600 LSIG upgrade ready , colordisplay, bluetooth and USB interface, Protection LT, ST, INST, GFx, N-protection required an external N-sensor, incl. trip alarm switch (1xCO), rear connection vertical, guide frame with shutter and w/o position signalling switch, with internal voltage tap on upper stab of circuit breaker, with voltage tap module VTM680 and power supply of ETU600, able to communication, integrated metering type PMF-2 Basic Power Monitoring, Voltage, Energy, Power, Power factor, Frequency, Unbalance, Temperature, Manual operating mechanism with mechanical closing, without Spring charging motor, Ready-to-close signal. switch, Auxiliary switches 2NO+2NC, without Closing coil (CC), manual operating mechanism with mechanical closing, without Remote trip alarm reset coil (RR), without 2nd shunt trip, without 1st Shunt trip | 121700 | 1 | Z\ | 1
3WA1108-4MF32-0AA0 |  | Withdrawable circuit breaker with guide frame, IEC 60947-2, frame size 1, 3-poles, In=800A up to 690V AC 50/60Hz, breaking capacity M Icu=85/66kA at 500/690V, Trip unit ETU600 LSIG upgrade ready , colordisplay, bluetooth and USB interface, Protection LT, ST, INST, GFx, N-protection required an external N-sensor, incl. trip alarm switch (1xCO), rear connection horizontal, guide frame with shutter and w/o position signalling switch, with internal voltage tap on upper stab of circuit breaker, with voltage tap module VTM680 and power supply of ETU600, able to communication, integrated metering type PMF-2 Basic Power Monitoring, Voltage, Energy, Power, Power factor, Frequency, Unbalance, Temperature, Manual operating mechanism with mechanical closing, without Spring charging motor, Ready-to-close signal. switch, Auxiliary switches 2NO+2NC, without Closing coil (CC), manual operating mechanism with mechanical closing, without Remote trip alarm reset coil (RR), without 2nd shunt trip, without 1st Shunt trip | 118700 | 1 | Z\ | 1
3WA1108-4MF33-0AA0 |  | Withdrawable circuit breaker with guide frame, IEC 60947-2, frame size 1, 3-poles, In=800A up to 690V AC 50/60Hz, breaking capacity M Icu=85/66kA at 500/690V, Trip unit ETU600 LSIG upgrade ready , colordisplay, bluetooth and USB interface, Protection LT, ST, INST, GFx, N-protection required an external N-sensor, incl. trip alarm switch (1xCO), front connection double hole, guide frame with shutter and w/o position signalling switch, with internal voltage tap on upper stab of circuit breaker, with voltage tap module VTM680 and power supply of ETU600, able to communication, integrated metering type PMF-2 Basic Power Monitoring, Voltage, Energy, Power, Power factor, Frequency, Unbalance, Temperature, Manual operating mechanism with mechanical closing, without Spring charging motor, Ready-to-close signal. switch, Auxiliary switches 2NO+2NC, without Closing coil (CC), manual operating mechanism with mechanical closing, without Remote trip alarm reset coil (RR), without 2nd shunt trip, without 1st Shunt trip | 127700 | 1 | Z\ | 1
3WA1108-4MF34-0AA0 |  | Withdrawable circuit breaker with guide frame, IEC 60947-2, frame size 1, 3-poles, In=800A up to 690V AC 50/60Hz, breaking capacity M Icu=85/66kA at 500/690V, Trip unit ETU600 LSIG upgrade ready , colordisplay, bluetooth and USB interface, Protection LT, ST, INST, GFx, N-protection required an external N-sensor, incl. trip alarm switch (1xCO), rear connection flange, guide frame with shutter and w/o position signalling switch, with internal voltage tap on upper stab of circuit breaker, with voltage tap module VTM680 and power supply of ETU600, able to communication, integrated metering type PMF-2 Basic Power Monitoring, Voltage, Energy, Power, Power factor, Frequency, Unbalance, Temperature, Manual operating mechanism with mechanical closing, without Spring charging motor, Ready-to-close signal. switch, Auxiliary switches 2NO+2NC, without Closing coil (CC), manual operating mechanism with mechanical closing, without Remote trip alarm reset coil (RR), without 2nd shunt trip, without 1st Shunt trip | 118700 | 1 | Z\ | 1
3WA1108-4MF41-0AA0 |  | Withdrawable circuit breaker with guide frame, IEC 60947-2, frame size 1, 4-poles, N-pole left, In=800A up to 690V AC 50/60Hz, breaking capacity M Icu=85/66kA at 500/690V, Trip unit ETU600 LSIG upgrade ready , colordisplay, bluetooth and USB interface, Protection LT, ST, INST, GFx, include N-protection, (internal N-sensor available), incl. trip alarm switch (1xCO), rear connection vertical, guide frame with shutter and w/o position signalling switch, with internal voltage tap on upper stab of circuit breaker, with voltage tap module VTM680 and power supply of ETU600, able to communication, integrated metering type PMF-2 Basic Power Monitoring, Voltage, Energy, Power, Power factor, Frequency, Unbalance, Temperature, Manual operating mechanism with mechanical closing, without Spring charging motor, Ready-to-close signal. switch, Auxiliary switches 2NO+2NC, without Closing coil (CC), manual operating mechanism with mechanical closing, without Remote trip alarm reset coil (RR), without 2nd shunt trip, without 1st Shunt trip | 151700 | 1 | Z\ | 1
3WA1108-4MF42-0AA0 |  | Withdrawable circuit breaker with guide frame, IEC 60947-2, frame size 1, 4-poles, N-pole left, In=800A up to 690V AC 50/60Hz, breaking capacity M Icu=85/66kA at 500/690V, Trip unit ETU600 LSIG upgrade ready , colordisplay, bluetooth and USB interface, Protection LT, ST, INST, GFx, include N-protection, (internal N-sensor available), incl. trip alarm switch (1xCO), rear connection horizontal, guide frame with shutter and w/o position signalling switch, with internal voltage tap on upper stab of circuit breaker, with voltage tap module VTM680 and power supply of ETU600, able to communication, integrated metering type PMF-2 Basic Power Monitoring, Voltage, Energy, Power, Power factor, Frequency, Unbalance, Temperature, Manual operating mechanism with mechanical closing, without Spring charging motor, Ready-to-close signal. switch, Auxiliary switches 2NO+2NC, without Closing coil (CC), manual operating mechanism with mechanical closing, without Remote trip alarm reset coil (RR), without 2nd shunt trip, without 1st Shunt trip | 147700 | 1 | Z\ | 1
3WA1108-4MF43-0AA0 |  | Withdrawable circuit breaker with guide frame, IEC 60947-2, frame size 1, 4-poles, N-pole left, In=800A up to 690V AC 50/60Hz, breaking capacity M Icu=85/66kA at 500/690V, Trip unit ETU600 LSIG upgrade ready , colordisplay, bluetooth and USB interface, Protection LT, ST, INST, GFx, include N-protection, (internal N-sensor available), incl. trip alarm switch (1xCO), front connection double hole, guide frame with shutter and w/o position signalling switch, with internal voltage tap on upper stab of circuit breaker, with voltage tap module VTM680 and power supply of ETU600, able to communication, integrated metering type PMF-2 Basic Power Monitoring, Voltage, Energy, Power, Power factor, Frequency, Unbalance, Temperature, Manual operating mechanism with mechanical closing, without Spring charging motor, Ready-to-close signal. switch, Auxiliary switches 2NO+2NC, without Closing coil (CC), manual operating mechanism with mechanical closing, without Remote trip alarm reset coil (RR), without 2nd shunt trip, without 1st Shunt trip | 159700 | 1 | Z\ | 1
3WA1108-4MF44-0AA0 |  | Withdrawable circuit breaker with guide frame, IEC 60947-2, frame size 1, 4-poles, N-pole left, In=800A up to 690V AC 50/60Hz, breaking capacity M Icu=85/66kA at 500/690V, Trip unit ETU600 LSIG upgrade ready , colordisplay, bluetooth and USB interface, Protection LT, ST, INST, GFx, include N-protection, (internal N-sensor available), incl. trip alarm switch (1xCO), rear connection flange, guide frame with shutter and w/o position signalling switch, with internal voltage tap on upper stab of circuit breaker, with voltage tap module VTM680 and power supply of ETU600, able to communication, integrated metering type PMF-2 Basic Power Monitoring, Voltage, Energy, Power, Power factor, Frequency, Unbalance, Temperature, Manual operating mechanism with mechanical closing, without Spring charging motor, Ready-to-close signal. switch, Auxiliary switches 2NO+2NC, without Closing coil (CC), manual operating mechanism with mechanical closing, without Remote trip alarm reset coil (RR), without 2nd shunt trip, without 1st Shunt trip | 147700 | 1 | Z\ | 1
3WA1108-4NE01-0AA0 |  | Fixed-mounted circuit breaker IEC 60947-2, frame size 1, 3-poles, In=800A up to 690V AC 50/60Hz, breaking capacity M Icu=85/66kA at 500/690V, Trip unit ETU600 LSI upgrade ready , colordisplay, bluetooth and USB interface, Protection LT, ST, INST, N-protection required an external N-sensor, incl. trip alarm switch (1xCO), rear connection vertical, with internal voltage tap on upper stab of circuit breaker, with voltage tap module VTM680 and power supply of ETU600, able to communication, integrated metering type PMF-3 Advanced Power Monitor., Voltage, Energy, Power, Power factor, Frequency, Unbalance, Temperature, Power quality, Manual operating mechanism with mechanical closing, without Spring charging motor, Ready-to-close signal. switch, Auxiliary switches 2NO+2NC, without Closing coil (CC), manual operating mechanism with mechanical closing, without Remote trip alarm reset coil (RR), without 2nd shunt trip, without 1st Shunt trip | 89300 | 1 | Z\ | 1
3WA1108-4NE02-0AA0 |  | Fixed-mounted circuit breaker IEC 60947-2, frame size 1, 3-poles, In=800A up to 690V AC 50/60Hz, breaking capacity M Icu=85/66kA at 500/690V, Trip unit ETU600 LSI upgrade ready , colordisplay, bluetooth and USB interface, Protection LT, ST, INST, N-protection required an external N-sensor, incl. trip alarm switch (1xCO), rear connection horizontal, with internal voltage tap on upper stab of circuit breaker, with voltage tap module VTM680 and power supply of ETU600, able to communication, integrated metering type PMF-3 Advanced Power Monitor., Voltage, Energy, Power, Power factor, Frequency, Unbalance, Temperature, Power quality, Manual operating mechanism with mechanical closing, without Spring charging motor, Ready-to-close signal. switch, Auxiliary switches 2NO+2NC, without Closing coil (CC), manual operating mechanism with mechanical closing, without Remote trip alarm reset coil (RR), without 2nd shunt trip, without 1st Shunt trip | 87500 | 1 | Z\ | 1
3WA1108-4NE03-0AA0 |  | Fixed-mounted circuit breaker IEC 60947-2, frame size 1, 3-poles, In=800A up to 690V AC 50/60Hz, breaking capacity M Icu=85/66kA at 500/690V, Trip unit ETU600 LSI upgrade ready , colordisplay, bluetooth and USB interface, Protection LT, ST, INST, N-protection required an external N-sensor, incl. trip alarm switch (1xCO), front connection double hole, with internal voltage tap on upper stab of circuit breaker, with voltage tap module VTM680 and power supply of ETU600, able to communication, integrated metering type PMF-3 Advanced Power Monitor., Voltage, Energy, Power, Power factor, Frequency, Unbalance, Temperature, Power quality, Manual operating mechanism with mechanical closing, without Spring charging motor, Ready-to-close signal. switch, Auxiliary switches 2NO+2NC, without Closing coil (CC), manual operating mechanism with mechanical closing, without Remote trip alarm reset coil (RR), without 2nd shunt trip, without 1st Shunt trip | 92700 | 1 | Z\ | 1
3WA1108-4NE11-0AA0 |  | Fixed-mounted circuit breaker IEC 60947-2, frame size 1, 4-poles, N-pole left, In=800A up to 690V AC 50/60Hz, breaking capacity M Icu=85/66kA at 500/690V, Trip unit ETU600 LSI upgrade ready , colordisplay, bluetooth and USB interface, Protection LT, ST, INST, include N-protection, (internal N-sensor available), incl. trip alarm switch (1xCO), rear connection vertical, with internal voltage tap on upper stab of circuit breaker, with voltage tap module VTM680 and power supply of ETU600, able to communication, integrated metering type PMF-3 Advanced Power Monitor., Voltage, Energy, Power, Power factor, Frequency, Unbalance, Temperature, Power quality, Manual operating mechanism with mechanical closing, without Spring charging motor, Ready-to-close signal. switch, Auxiliary switches 2NO+2NC, without Closing coil (CC), manual operating mechanism with mechanical closing, without Remote trip alarm reset coil (RR), without 2nd shunt trip, without 1st Shunt trip | 110100 | 1 | Z\ | 1
3WA1108-4NE12-0AA0 |  | Fixed-mounted circuit breaker IEC 60947-2, frame size 1, 4-poles, N-pole left, In=800A up to 690V AC 50/60Hz, breaking capacity M Icu=85/66kA at 500/690V, Trip unit ETU600 LSI upgrade ready , colordisplay, bluetooth and USB interface, Protection LT, ST, INST, include N-protection, (internal N-sensor available), incl. trip alarm switch (1xCO), rear connection horizontal, with internal voltage tap on upper stab of circuit breaker, with voltage tap module VTM680 and power supply of ETU600, able to communication, integrated metering type PMF-3 Advanced Power Monitor., Voltage, Energy, Power, Power factor, Frequency, Unbalance, Temperature, Power quality, Manual operating mechanism with mechanical closing, without Spring charging motor, Ready-to-close signal. switch, Auxiliary switches 2NO+2NC, without Closing coil (CC), manual operating mechanism with mechanical closing, without Remote trip alarm reset coil (RR), without 2nd shunt trip, without 1st Shunt trip | 107800 | 1 | Z\ | 1
3WA1108-4NE13-0AA0 |  | Fixed-mounted circuit breaker IEC 60947-2, frame size 1, 4-poles, N-pole left, In=800A up to 690V AC 50/60Hz, breaking capacity M Icu=85/66kA at 500/690V, Trip unit ETU600 LSI upgrade ready , colordisplay, bluetooth and USB interface, Protection LT, ST, INST, include N-protection, (internal N-sensor available), incl. trip alarm switch (1xCO), front connection double hole, with internal voltage tap on upper stab of circuit breaker, with voltage tap module VTM680 and power supply of ETU600, able to communication, integrated metering type PMF-3 Advanced Power Monitor., Voltage, Energy, Power, Power factor, Frequency, Unbalance, Temperature, Power quality, Manual operating mechanism with mechanical closing, without Spring charging motor, Ready-to-close signal. switch, Auxiliary switches 2NO+2NC, without Closing coil (CC), manual operating mechanism with mechanical closing, without Remote trip alarm reset coil (RR), without 2nd shunt trip, without 1st Shunt trip | 114700 | 1 | Z\ | 1
3WA1108-4NE21-0AA0 |  | fixed-mounted circuit breaker, IEC 60947-2, size 1, 4-pole, N pole on right, In=800 A up to 690 V AC 50/60 Hz, breaking capacity M Icu=85/66 kA at 500/690 V, tripping unit ETU600 LSI upgradeable, color display, Bluetooth, USB interface, basic protection LT, ST, INST, including protection of the N conductor (internal neutral point sensor available), trip alarm switch (1 x CO), connection at rear vertical, with internal voltage tap on upper stab of circuit breaker, with voltage tap module VTM680 and power supply of ETU600, able to communication, integrated metering type PMF-3 Advanced Power Monitor., Voltage, Energy, Power, Power factor, Frequency, Unbalance, Temperature, Power quality, Manual operating mechanism with mechanical closing, without Spring charging motor, Ready-to-close signal. switch, Auxiliary switches 2NO+2NC, without Closing coil (CC), manual operating mechanism with mechanical closing, without Remote trip alarm reset coil (RR), without 2nd shunt trip, without 1st Shunt trip | 110100 | 1 | Z\ | 1
3WA1108-4NE22-0AA0 |  | fixed-mounted circuit breaker, IEC 60947-2, size 1, 4-pole, N pole on right, In=800 A up to 690 V AC 50/60 Hz, breaking capacity M Icu=85/66 kA at 500/690 V, tripping unit ETU600 LSI upgradeable, color display, Bluetooth, USB interface, basic protection LT, ST, INST, including protection of the N conductor (internal neutral point sensor available), trip alarm switch (1 x CO), connection at rear horizontal with internal voltage tap on upper stab of circuit breaker, with voltage tap module VTM680 and power supply of ETU600, able to communication, integrated metering type PMF-3 Advanced Power Monitor., Voltage, Energy, Power, Power factor, Frequency, Unbalance, Temperature, Power quality, Manual operating mechanism with mechanical closing, without Spring charging motor, Ready-to-close signal. switch, Auxiliary switches 2NO+2NC, without Closing coil (CC), manual operating mechanism with mechanical closing, without Remote trip alarm reset coil (RR), without 2nd shunt trip, without 1st Shunt trip | 107800 | 1 | Z\ | 1
3WA1108-4NE23-0AA0 |  | fixed-mounted circuit breaker, IEC 60947-2, size 1, 4-pole, N pole on right, In=800 A up to 690 V AC 50/60 Hz, breaking capacity M Icu=85/66 kA at 500/690 V, tripping unit ETU600 LSI upgradeable, color display, Bluetooth, USB interface, basic protection LT, ST, INST, including protection of the N conductor (internal neutral point sensor available), trip alarm switch (1 x CO), front connection double hole, with internal voltage tap on upper stab of circuit breaker, with voltage tap module VTM680 and power supply of ETU600, able to communication, integrated metering type PMF-3 Advanced Power Monitor., Voltage, Energy, Power, Power factor, Frequency, Unbalance, Temperature, Power quality, Manual operating mechanism with mechanical closing, without Spring charging motor, Ready-to-close signal. switch, Auxiliary switches 2NO+2NC, without Closing coil (CC), manual operating mechanism with mechanical closing, without Remote trip alarm reset coil (RR), without 2nd shunt trip, without 1st Shunt trip | 114700 | 1 | Z\ | 1
3WA1108-4NE31-0AA0 |  | Withdrawable circuit breaker with guide frame, IEC 60947-2, frame size 1, 3-poles, In=800A up to 690V AC 50/60Hz, breaking capacity M Icu=85/66kA at 500/690V, Trip unit ETU600 LSI upgrade ready , colordisplay, bluetooth and USB interface, Protection LT, ST, INST, N-protection required an external N-sensor, incl. trip alarm switch (1xCO), rear connection vertical, guide frame with shutter and w/o position signalling switch, with internal voltage tap on upper stab of circuit breaker, with voltage tap module VTM680 and power supply of ETU600, able to communication, integrated metering type PMF-3 Advanced Power Monitor., Voltage, Energy, Power, Power factor, Frequency, Unbalance, Temperature, Power quality, Manual operating mechanism with mechanical closing, without Spring charging motor, Ready-to-close signal. switch, Auxiliary switches 2NO+2NC, without Closing coil (CC), manual operating mechanism with mechanical closing, without Remote trip alarm reset coil (RR), without 2nd shunt trip, without 1st Shunt trip | 117400 | 1 | Z\ | 1
3WA1108-4NE32-0AA0 |  | Withdrawable circuit breaker with guide frame, IEC 60947-2, frame size 1, 3-poles, In=800A up to 690V AC 50/60Hz, breaking capacity M Icu=85/66kA at 500/690V, Trip unit ETU600 LSI upgrade ready , colordisplay, bluetooth and USB interface, Protection LT, ST, INST, N-protection required an external N-sensor, incl. trip alarm switch (1xCO), rear connection horizontal, guide frame with shutter and w/o position signalling switch, with internal voltage tap on upper stab of circuit breaker, with voltage tap module VTM680 and power supply of ETU600, able to communication, integrated metering type PMF-3 Advanced Power Monitor., Voltage, Energy, Power, Power factor, Frequency, Unbalance, Temperature, Power quality, Manual operating mechanism with mechanical closing, without Spring charging motor, Ready-to-close signal. switch, Auxiliary switches 2NO+2NC, without Closing coil (CC), manual operating mechanism with mechanical closing, without Remote trip alarm reset coil (RR), without 2nd shunt trip, without 1st Shunt trip | 114500 | 1 | Z\ | 1
3WA1108-4NE33-0AA0 |  | Withdrawable circuit breaker with guide frame, IEC 60947-2, frame size 1, 3-poles, In=800A up to 690V AC 50/60Hz, breaking capacity M Icu=85/66kA at 500/690V, Trip unit ETU600 LSI upgrade ready , colordisplay, bluetooth and USB interface, Protection LT, ST, INST, N-protection required an external N-sensor, incl. trip alarm switch (1xCO), front connection double hole, guide frame with shutter and w/o position signalling switch, with internal voltage tap on upper stab of circuit breaker, with voltage tap module VTM680 and power supply of ETU600, able to communication, integrated metering type PMF-3 Advanced Power Monitor., Voltage, Energy, Power, Power factor, Frequency, Unbalance, Temperature, Power quality, Manual operating mechanism with mechanical closing, without Spring charging motor, Ready-to-close signal. switch, Auxiliary switches 2NO+2NC, without Closing coil (CC), manual operating mechanism with mechanical closing, without Remote trip alarm reset coil (RR), without 2nd shunt trip, without 1st Shunt trip | 123200 | 1 | Z\ | 1
3WA1108-4NE34-0AA0 |  | Withdrawable circuit breaker with guide frame, IEC 60947-2, frame size 1, 3-poles, In=800A up to 690V AC 50/60Hz, breaking capacity M Icu=85/66kA at 500/690V, Trip unit ETU600 LSI upgrade ready , colordisplay, bluetooth and USB interface, Protection LT, ST, INST, N-protection required an external N-sensor, incl. trip alarm switch (1xCO), rear connection flange, guide frame with shutter and w/o position signalling switch, with internal voltage tap on upper stab of circuit breaker, with voltage tap module VTM680 and power supply of ETU600, able to communication, integrated metering type PMF-3 Advanced Power Monitor., Voltage, Energy, Power, Power factor, Frequency, Unbalance, Temperature, Power quality, Manual operating mechanism with mechanical closing, without Spring charging motor, Ready-to-close signal. switch, Auxiliary switches 2NO+2NC, without Closing coil (CC), manual operating mechanism with mechanical closing, without Remote trip alarm reset coil (RR), without 2nd shunt trip, without 1st Shunt trip | 114500 | 1 | Z\ | 1
3WA1108-4NE41-0AA0 |  | Withdrawable circuit breaker with guide frame, IEC 60947-2, frame size 1, 4-poles, N-pole left, In=800A up to 690V AC 50/60Hz, breaking capacity M Icu=85/66kA at 500/690V, Trip unit ETU600 LSI upgrade ready , colordisplay, bluetooth and USB interface, Protection LT, ST, INST, include N-protection, (internal N-sensor available), incl. trip alarm switch (1xCO), rear connection vertical, guide frame with shutter and w/o position signalling switch, with internal voltage tap on upper stab of circuit breaker, with voltage tap module VTM680 and power supply of ETU600, able to communication, integrated metering type PMF-3 Advanced Power Monitor., Voltage, Energy, Power, Power factor, Frequency, Unbalance, Temperature, Power quality, Manual operating mechanism with mechanical closing, without Spring charging motor, Ready-to-close signal. switch, Auxiliary switches 2NO+2NC, without Closing coil (CC), manual operating mechanism with mechanical closing, without Remote trip alarm reset coil (RR), without 2nd shunt trip, without 1st Shunt trip | 147100 | 1 | Z\ | 1
3WA1108-4NE42-0AA0 |  | Withdrawable circuit breaker with guide frame, IEC 60947-2, frame size 1, 4-poles, N-pole left, In=800A up to 690V AC 50/60Hz, breaking capacity M Icu=85/66kA at 500/690V, Trip unit ETU600 LSI upgrade ready , colordisplay, bluetooth and USB interface, Protection LT, ST, INST, include N-protection, (internal N-sensor available), incl. trip alarm switch (1xCO), rear connection horizontal, guide frame with shutter and w/o position signalling switch, with internal voltage tap on upper stab of circuit breaker, with voltage tap module VTM680 and power supply of ETU600, able to communication, integrated metering type PMF-3 Advanced Power Monitor., Voltage, Energy, Power, Power factor, Frequency, Unbalance, Temperature, Power quality, Manual operating mechanism with mechanical closing, without Spring charging motor, Ready-to-close signal. switch, Auxiliary switches 2NO+2NC, without Closing coil (CC), manual operating mechanism with mechanical closing, without Remote trip alarm reset coil (RR), without 2nd shunt trip, without 1st Shunt trip | 143100 | 1 | Z\ | 1
3WA1108-4NE43-0AA0 |  | Withdrawable circuit breaker with guide frame, IEC 60947-2, frame size 1, 4-poles, N-pole left, In=800A up to 690V AC 50/60Hz, breaking capacity M Icu=85/66kA at 500/690V, Trip unit ETU600 LSI upgrade ready , colordisplay, bluetooth and USB interface, Protection LT, ST, INST, include N-protection, (internal N-sensor available), incl. trip alarm switch (1xCO), front connection double hole, guide frame with shutter and w/o position signalling switch, with internal voltage tap on upper stab of circuit breaker, with voltage tap module VTM680 and power supply of ETU600, able to communication, integrated metering type PMF-3 Advanced Power Monitor., Voltage, Energy, Power, Power factor, Frequency, Unbalance, Temperature, Power quality, Manual operating mechanism with mechanical closing, without Spring charging motor, Ready-to-close signal. switch, Auxiliary switches 2NO+2NC, without Closing coil (CC), manual operating mechanism with mechanical closing, without Remote trip alarm reset coil (RR), without 2nd shunt trip, without 1st Shunt trip | 155100 | 1 | Z\ | 1
3WA1108-4NE44-0AA0 |  | Withdrawable circuit breaker with guide frame, IEC 60947-2, frame size 1, 4-poles, N-pole left, In=800A up to 690V AC 50/60Hz, breaking capacity M Icu=85/66kA at 500/690V, Trip unit ETU600 LSI upgrade ready , colordisplay, bluetooth and USB interface, Protection LT, ST, INST, include N-protection, (internal N-sensor available), incl. trip alarm switch (1xCO), rear connection flange, guide frame with shutter and w/o position signalling switch, with internal voltage tap on upper stab of circuit breaker, with voltage tap module VTM680 and power supply of ETU600, able to communication, integrated metering type PMF-3 Advanced Power Monitor., Voltage, Energy, Power, Power factor, Frequency, Unbalance, Temperature, Power quality, Manual operating mechanism with mechanical closing, without Spring charging motor, Ready-to-close signal. switch, Auxiliary switches 2NO+2NC, without Closing coil (CC), manual operating mechanism with mechanical closing, without Remote trip alarm reset coil (RR), without 2nd shunt trip, without 1st Shunt trip | 143100 | 1 | Z\ | 1
3WA1108-4NF01-0AA0 |  | Fixed-mounted circuit breaker IEC 60947-2, frame size 1, 3-poles, In=800A up to 690V AC 50/60Hz, breaking capacity M Icu=85/66kA at 500/690V, Trip unit ETU600 LSIG upgrade ready , colordisplay, bluetooth and USB interface, Protection LT, ST, INST, GFx, N-protection required an external N-sensor, incl. trip alarm switch (1xCO), rear connection vertical, with internal voltage tap on upper stab of circuit breaker, with voltage tap module VTM680 and power supply of ETU600, able to communication, integrated metering type PMF-3 Advanced Power Monitor., Voltage, Energy, Power, Power factor, Frequency, Unbalance, Temperature, Power quality, Manual operating mechanism with mechanical closing, without Spring charging motor, Ready-to-close signal. switch, Auxiliary switches 2NO+2NC, without Closing coil (CC), manual operating mechanism with mechanical closing, without Remote trip alarm reset coil (RR), without 2nd shunt trip, without 1st Shunt trip | 99900 | 1 | Z\ | 1
3WA1108-4NF02-0AA0 |  | Fixed-mounted circuit breaker IEC 60947-2, frame size 1, 3-poles, In=800A up to 690V AC 50/60Hz, breaking capacity M Icu=85/66kA at 500/690V, Trip unit ETU600 LSIG upgrade ready , colordisplay, bluetooth and USB interface, Protection LT, ST, INST, GFx, N-protection required an external N-sensor, incl. trip alarm switch (1xCO), rear connection horizontal, with internal voltage tap on upper stab of circuit breaker, with voltage tap module VTM680 and power supply of ETU600, able to communication, integrated metering type PMF-3 Advanced Power Monitor., Voltage, Energy, Power, Power factor, Frequency, Unbalance, Temperature, Power quality, Manual operating mechanism with mechanical closing, without Spring charging motor, Ready-to-close signal. switch, Auxiliary switches 2NO+2NC, without Closing coil (CC), manual operating mechanism with mechanical closing, without Remote trip alarm reset coil (RR), without 2nd shunt trip, without 1st Shunt trip | 98200 | 1 | Z\ | 1
3WA1108-4NF03-0AA0 |  | Fixed-mounted circuit breaker IEC 60947-2, frame size 1, 3-poles, In=800A up to 690V AC 50/60Hz, breaking capacity M Icu=85/66kA at 500/690V, Trip unit ETU600 LSIG upgrade ready , colordisplay, bluetooth and USB interface, Protection LT, ST, INST, GFx, N-protection required an external N-sensor, incl. trip alarm switch (1xCO), front connection double hole, with internal voltage tap on upper stab of circuit breaker, with voltage tap module VTM680 and power supply of ETU600, able to communication, integrated metering type PMF-3 Advanced Power Monitor., Voltage, Energy, Power, Power factor, Frequency, Unbalance, Temperature, Power quality, Manual operating mechanism with mechanical closing, without Spring charging motor, Ready-to-close signal. switch, Auxiliary switches 2NO+2NC, without Closing coil (CC), manual operating mechanism with mechanical closing, without Remote trip alarm reset coil (RR), without 2nd shunt trip, without 1st Shunt trip | 103300 | 1 | Z\ | 1
3WA1108-4NF11-0AA0 |  | Fixed-mounted circuit breaker IEC 60947-2, frame size 1, 4-poles, N-pole left, In=800A up to 690V AC 50/60Hz, breaking capacity M Icu=85/66kA at 500/690V, Trip unit ETU600 LSIG upgrade ready , colordisplay, bluetooth and USB interface, Protection LT, ST, INST, GFx, include N-protection, (internal N-sensor available), incl. trip alarm switch (1xCO), rear connection vertical, with internal voltage tap on upper stab of circuit breaker, with voltage tap module VTM680 and power supply of ETU600, able to communication, integrated metering type PMF-3 Advanced Power Monitor., Voltage, Energy, Power, Power factor, Frequency, Unbalance, Temperature, Power quality, Manual operating mechanism with mechanical closing, without Spring charging motor, Ready-to-close signal. switch, Auxiliary switches 2NO+2NC, without Closing coil (CC), manual operating mechanism with mechanical closing, without Remote trip alarm reset coil (RR), without 2nd shunt trip, without 1st Shunt trip | 120700 | 1 | Z\ | 1
3WA1108-4NF12-0AA0 |  | Fixed-mounted circuit breaker IEC 60947-2, frame size 1, 4-poles, N-pole left, In=800A up to 690V AC 50/60Hz, breaking capacity M Icu=85/66kA at 500/690V, Trip unit ETU600 LSIG upgrade ready , colordisplay, bluetooth and USB interface, Protection LT, ST, INST, GFx, include N-protection, (internal N-sensor available), incl. trip alarm switch (1xCO), rear connection horizontal, with internal voltage tap on upper stab of circuit breaker, with voltage tap module VTM680 and power supply of ETU600, able to communication, integrated metering type PMF-3 Advanced Power Monitor., Voltage, Energy, Power, Power factor, Frequency, Unbalance, Temperature, Power quality, Manual operating mechanism with mechanical closing, without Spring charging motor, Ready-to-close signal. switch, Auxiliary switches 2NO+2NC, without Closing coil (CC), manual operating mechanism with mechanical closing, without Remote trip alarm reset coil (RR), without 2nd shunt trip, without 1st Shunt trip | 118500 | 1 | Z\ | 1
3WA1108-4NF13-0AA0 |  | Fixed-mounted circuit breaker IEC 60947-2, frame size 1, 4-poles, N-pole left, In=800A up to 690V AC 50/60Hz, breaking capacity M Icu=85/66kA at 500/690V, Trip unit ETU600 LSIG upgrade ready , colordisplay, bluetooth and USB interface, Protection LT, ST, INST, GFx, include N-protection, (internal N-sensor available), incl. trip alarm switch (1xCO), front connection double hole, with internal voltage tap on upper stab of circuit breaker, with voltage tap module VTM680 and power supply of ETU600, able to communication, integrated metering type PMF-3 Advanced Power Monitor., Voltage, Energy, Power, Power factor, Frequency, Unbalance, Temperature, Power quality, Manual operating mechanism with mechanical closing, without Spring charging motor, Ready-to-close signal. switch, Auxiliary switches 2NO+2NC, without Closing coil (CC), manual operating mechanism with mechanical closing, without Remote trip alarm reset coil (RR), without 2nd shunt trip, without 1st Shunt trip | 125100 | 1 | Z\ | 1
3WA1108-4NF21-0AA0 |  | fixed-mounted circuit breaker, IEC 60947-2, size 1, 4-pole, N pole on right, In=800 A up to 690 V AC 50/60 Hz, breaking capacity M Icu=85/66 kA at 500/690 V, tripping unit ETU600 LSIG upgradeable, color display, Bluetooth, USB interface, basic protection LT, ST, INST, GFx, including protection of the N conductor (internal neutral point sensor available), trip alarm switch (1 x CO), connection at rear vertical, with internal voltage tap on upper stab of circuit breaker, with voltage tap module VTM680 and power supply of ETU600, able to communication, integrated metering type PMF-3 Advanced Power Monitor., Voltage, Energy, Power, Power factor, Frequency, Unbalance, Temperature, Power quality, Manual operating mechanism with mechanical closing, without Spring charging motor, Ready-to-close signal. switch, Auxiliary switches 2NO+2NC, without Closing coil (CC), manual operating mechanism with mechanical closing, without Remote trip alarm reset coil (RR), without 2nd shunt trip, without 1st Shunt trip | 120700 | 1 | Z\ | 1
3WA1108-4NF22-0AA0 |  | fixed-mounted circuit breaker, IEC 60947-2, size 1, 4-pole, N pole on right, In=800 A up to 690 V AC 50/60 Hz, breaking capacity M Icu=85/66 kA at 500/690 V, tripping unit ETU600 LSIG upgradeable, color display, Bluetooth, USB interface, basic protection LT, ST, INST, GFx, including protection of the N conductor (internal neutral point sensor available), trip alarm switch (1 x CO), connection at rear horizontal with internal voltage tap on upper stab of circuit breaker, with voltage tap module VTM680 and power supply of ETU600, able to communication, integrated metering type PMF-3 Advanced Power Monitor., Voltage, Energy, Power, Power factor, Frequency, Unbalance, Temperature, Power quality, Manual operating mechanism with mechanical closing, without Spring charging motor, Ready-to-close signal. switch, Auxiliary switches 2NO+2NC, without Closing coil (CC), manual operating mechanism with mechanical closing, without Remote trip alarm reset coil (RR), without 2nd shunt trip, without 1st Shunt trip | 118500 | 1 | Z\ | 1
3WA1108-4NF23-0AA0 |  | fixed-mounted circuit breaker, IEC 60947-2, size 1, 4-pole, N pole on right, In=800 A up to 690 V AC 50/60 Hz, breaking capacity M Icu=85/66 kA at 500/690 V, tripping unit ETU600 LSIG upgradeable, color display, Bluetooth, USB interface, basic protection LT, ST, INST, GFx, including protection of the N conductor (internal neutral point sensor available), trip alarm switch (1 x CO), front connection double hole, with internal voltage tap on upper stab of circuit breaker, with voltage tap module VTM680 and power supply of ETU600, able to communication, integrated metering type PMF-3 Advanced Power Monitor., Voltage, Energy, Power, Power factor, Frequency, Unbalance, Temperature, Power quality, Manual operating mechanism with mechanical closing, without Spring charging motor, Ready-to-close signal. switch, Auxiliary switches 2NO+2NC, without Closing coil (CC), manual operating mechanism with mechanical closing, without Remote trip alarm reset coil (RR), without 2nd shunt trip, without 1st Shunt trip | 125100 | 1 | Z\ | 1
3WA1108-4NF31-0AA0 |  | Withdrawable circuit breaker with guide frame, IEC 60947-2, frame size 1, 3-poles, In=800A up to 690V AC 50/60Hz, breaking capacity M Icu=85/66kA at 500/690V, Trip unit ETU600 LSIG upgrade ready , colordisplay, bluetooth and USB interface, Protection LT, ST, INST, GFx, N-protection required an external N-sensor, incl. trip alarm switch (1xCO), rear connection vertical, guide frame with shutter and w/o position signalling switch, with internal voltage tap on upper stab of circuit breaker, with voltage tap module VTM680 and power supply of ETU600, able to communication, integrated metering type PMF-3 Advanced Power Monitor., Voltage, Energy, Power, Power factor, Frequency, Unbalance, Temperature, Power quality, Manual operating mechanism with mechanical closing, without Spring charging motor, Ready-to-close signal. switch, Auxiliary switches 2NO+2NC, without Closing coil (CC), manual operating mechanism with mechanical closing, without Remote trip alarm reset coil (RR), without 2nd shunt trip, without 1st Shunt trip | 128100 | 1 | Z\ | 1
3WA1108-4NF32-0AA0 |  | Withdrawable circuit breaker with guide frame, IEC 60947-2, frame size 1, 3-poles, In=800A up to 690V AC 50/60Hz, breaking capacity M Icu=85/66kA at 500/690V, Trip unit ETU600 LSIG upgrade ready , colordisplay, bluetooth and USB interface, Protection LT, ST, INST, GFx, N-protection required an external N-sensor, incl. trip alarm switch (1xCO), rear connection horizontal, guide frame with shutter and w/o position signalling switch, with internal voltage tap on upper stab of circuit breaker, with voltage tap module VTM680 and power supply of ETU600, able to communication, integrated metering type PMF-3 Advanced Power Monitor., Voltage, Energy, Power, Power factor, Frequency, Unbalance, Temperature, Power quality, Manual operating mechanism with mechanical closing, without Spring charging motor, Ready-to-close signal. switch, Auxiliary switches 2NO+2NC, without Closing coil (CC), manual operating mechanism with mechanical closing, without Remote trip alarm reset coil (RR), without 2nd shunt trip, without 1st Shunt trip | 125100 | 1 | Z\ | 1
3WA1108-4NF33-0AA0 |  | Withdrawable circuit breaker with guide frame, IEC 60947-2, frame size 1, 3-poles, In=800A up to 690V AC 50/60Hz, breaking capacity M Icu=85/66kA at 500/690V, Trip unit ETU600 LSIG upgrade ready , colordisplay, bluetooth and USB interface, Protection LT, ST, INST, GFx, N-protection required an external N-sensor, incl. trip alarm switch (1xCO), front connection double hole, guide frame with shutter and w/o position signalling switch, with internal voltage tap on upper stab of circuit breaker, with voltage tap module VTM680 and power supply of ETU600, able to communication, integrated metering type PMF-3 Advanced Power Monitor., Voltage, Energy, Power, Power factor, Frequency, Unbalance, Temperature, Power quality, Manual operating mechanism with mechanical closing, without Spring charging motor, Ready-to-close signal. switch, Auxiliary switches 2NO+2NC, without Closing coil (CC), manual operating mechanism with mechanical closing, without Remote trip alarm reset coil (RR), without 2nd shunt trip, without 1st Shunt trip | 134100 | 1 | Z\ | 1
3WA1108-4NF34-0AA0 |  | Withdrawable circuit breaker with guide frame, IEC 60947-2, frame size 1, 3-poles, In=800A up to 690V AC 50/60Hz, breaking capacity M Icu=85/66kA at 500/690V, Trip unit ETU600 LSIG upgrade ready , colordisplay, bluetooth and USB interface, Protection LT, ST, INST, GFx, N-protection required an external N-sensor, incl. trip alarm switch (1xCO), rear connection flange, guide frame with shutter and w/o position signalling switch, with internal voltage tap on upper stab of circuit breaker, with voltage tap module VTM680 and power supply of ETU600, able to communication, integrated metering type PMF-3 Advanced Power Monitor., Voltage, Energy, Power, Power factor, Frequency, Unbalance, Temperature, Power quality, Manual operating mechanism with mechanical closing, without Spring charging motor, Ready-to-close signal. switch, Auxiliary switches 2NO+2NC, without Closing coil (CC), manual operating mechanism with mechanical closing, without Remote trip alarm reset coil (RR), without 2nd shunt trip, without 1st Shunt trip | 125100 | 1 | Z\ | 1
3WA1108-4NF41-0AA0 |  | Withdrawable circuit breaker with guide frame, IEC 60947-2, frame size 1, 4-poles, N-pole left, In=800A up to 690V AC 50/60Hz, breaking capacity M Icu=85/66kA at 500/690V, Trip unit ETU600 LSIG upgrade ready , colordisplay, bluetooth and USB interface, Protection LT, ST, INST, GFx, include N-protection, (internal N-sensor available), incl. trip alarm switch (1xCO), rear connection vertical, guide frame with shutter and w/o position signalling switch, with internal voltage tap on upper stab of circuit breaker, with voltage tap module VTM680 and power supply of ETU600, able to communication, integrated metering type PMF-3 Advanced Power Monitor., Voltage, Energy, Power, Power factor, Frequency, Unbalance, Temperature, Power quality, Manual operating mechanism with mechanical closing, without Spring charging motor, Ready-to-close signal. switch, Auxiliary switches 2NO+2NC, without Closing coil (CC), manual operating mechanism with mechanical closing, without Remote trip alarm reset coil (RR), without 2nd shunt trip, without 1st Shunt trip | 158100 | 1 | Z\ | 1
3WA1108-4NF42-0AA0 |  | Withdrawable circuit breaker with guide frame, IEC 60947-2, frame size 1, 4-poles, N-pole left, In=800A up to 690V AC 50/60Hz, breaking capacity M Icu=85/66kA at 500/690V, Trip unit ETU600 LSIG upgrade ready , colordisplay, bluetooth and USB interface, Protection LT, ST, INST, GFx, include N-protection, (internal N-sensor available), incl. trip alarm switch (1xCO), rear connection horizontal, guide frame with shutter and w/o position signalling switch, with internal voltage tap on upper stab of circuit breaker, with voltage tap module VTM680 and power supply of ETU600, able to communication, integrated metering type PMF-3 Advanced Power Monitor., Voltage, Energy, Power, Power factor, Frequency, Unbalance, Temperature, Power quality, Manual operating mechanism with mechanical closing, without Spring charging motor, Ready-to-close signal. switch, Auxiliary switches 2NO+2NC, without Closing coil (CC), manual operating mechanism with mechanical closing, without Remote trip alarm reset coil (RR), without 2nd shunt trip, without 1st Shunt trip | 154100 | 1 | Z\ | 1
3WA1108-4NF43-0AA0 |  | Withdrawable circuit breaker with guide frame, IEC 60947-2, frame size 1, 4-poles, N-pole left, In=800A up to 690V AC 50/60Hz, breaking capacity M Icu=85/66kA at 500/690V, Trip unit ETU600 LSIG upgrade ready , colordisplay, bluetooth and USB interface, Protection LT, ST, INST, GFx, include N-protection, (internal N-sensor available), incl. trip alarm switch (1xCO), front connection double hole, guide frame with shutter and w/o position signalling switch, with internal voltage tap on upper stab of circuit breaker, with voltage tap module VTM680 and power supply of ETU600, able to communication, integrated metering type PMF-3 Advanced Power Monitor., Voltage, Energy, Power, Power factor, Frequency, Unbalance, Temperature, Power quality, Manual operating mechanism with mechanical closing, without Spring charging motor, Ready-to-close signal. switch, Auxiliary switches 2NO+2NC, without Closing coil (CC), manual operating mechanism with mechanical closing, without Remote trip alarm reset coil (RR), without 2nd shunt trip, without 1st Shunt trip | 166100 | 1 | Z\ | 1
3WA1108-4NF44-0AA0 |  | Withdrawable circuit breaker with guide frame, IEC 60947-2, frame size 1, 4-poles, N-pole left, In=800A up to 690V AC 50/60Hz, breaking capacity M Icu=85/66kA at 500/690V, Trip unit ETU600 LSIG upgrade ready , colordisplay, bluetooth and USB interface, Protection LT, ST, INST, GFx, include N-protection, (internal N-sensor available), incl. trip alarm switch (1xCO), rear connection flange, guide frame with shutter and w/o position signalling switch, with internal voltage tap on upper stab of circuit breaker, with voltage tap module VTM680 and power supply of ETU600, able to communication, integrated metering type PMF-3 Advanced Power Monitor., Voltage, Energy, Power, Power factor, Frequency, Unbalance, Temperature, Power quality, Manual operating mechanism with mechanical closing, without Spring charging motor, Ready-to-close signal. switch, Auxiliary switches 2NO+2NC, without Closing coil (CC), manual operating mechanism with mechanical closing, without Remote trip alarm reset coil (RR), without 2nd shunt trip, without 1st Shunt trip | 154100 | 1 | Z\ | 1
3WA1108-5AB01-0AA0 |  | fixed-mounted circuit breaker, IEC 60947-2, size 1, 3-pole, In=800 A up to 690 V AC 50/60 Hz, breaking capacity H Icu=100/66 kA at 500/690 V, ETU300 LSI electronic trip unit optimized for standard applications, without display, basic protection LT, ST, INST, neutral conductor protection requires an external neutral point current sensor, trip alarm switch (1 x CO), connection at rear vertical, without Com & metering function Manual operating mechanism with mechanical closing, without Spring charging motor, Ready-to-close signal. switch, Auxiliary switches 2NO+2NC, without Closing coil (CC), manual operating mechanism with mechanical closing, without Remote trip alarm reset coil (RR), without 2nd shunt trip, without 1st Shunt trip | 67800 | 1 | Z\ | 1
3WA1108-5AB02-0AA0 |  | fixed-mounted circuit breaker, IEC 60947-2, size 1, 3-pole, In=800 A up to 690 V AC 50/60 Hz, breaking capacity H Icu=100/66 kA at 500/690 V, ETU300 LSI electronic trip unit optimized for standard applications, without display, basic protection LT, ST, INST, neutral conductor protection requires an external neutral point current sensor, trip alarm switch (1 x CO), connection at rear horizontal without Com & metering function Manual operating mechanism with mechanical closing, without Spring charging motor, Ready-to-close signal. switch, Auxiliary switches 2NO+2NC, without Closing coil (CC), manual operating mechanism with mechanical closing, without Remote trip alarm reset coil (RR), without 2nd shunt trip, without 1st Shunt trip | 66100 | 1 | Z\ | 1
3WA1108-5AB11-0AA0 |  | fixed-mounted circuit breaker, IEC 60947-2, size 1, 4-pole, N pole on left, In=800 A up to 690 V AC 50/60 Hz, breaking capacity H Icu=100/66 kA at 500/690 V, ETU300 LSI electronic trip unit optimized for standard applications, without display, basic protection LT, ST, INST, including protection of the N conductor (internal neutral point sensor available) trip alarm switch (1 x CO), connection at rear vertical, without Com & metering function Manual operating mechanism with mechanical closing, without Spring charging motor, Ready-to-close signal. switch, Auxiliary switches 2NO+2NC, without Closing coil (CC), manual operating mechanism with mechanical closing, without Remote trip alarm reset coil (RR), without 2nd shunt trip, without 1st Shunt trip | 91200 | 1 | Z\ | 1
3WA1108-5AB12-0AA0 |  | fixed-mounted circuit breaker, IEC 60947-2, size 1, 4-pole, N pole on left, In=800 A up to 690 V AC 50/60 Hz, breaking capacity H Icu=100/66 kA at 500/690 V, ETU300 LSI electronic trip unit optimized for standard applications, without display, basic protection LT, ST, INST, including protection of the N conductor (internal neutral point sensor available) trip alarm switch (1 x CO), connection at rear horizontal without Com & metering function Manual operating mechanism with mechanical closing, without Spring charging motor, Ready-to-close signal. switch, Auxiliary switches 2NO+2NC, without Closing coil (CC), manual operating mechanism with mechanical closing, without Remote trip alarm reset coil (RR), without 2nd shunt trip, without 1st Shunt trip | 88900 | 1 | Z\ | 1
3WA1108-5AB21-0AA0 |  | fixed-mounted circuit breaker, IEC 60947-2, size 1, 4-pole, N pole on right, In=800 A up to 690 V AC 50/60 Hz, breaking capacity H Icu=100/66 kA at 500/690 V, ETU300 LSI electronic trip unit optimized for standard applications, without display, basic protection LT, ST, INST, including protection of the N conductor (internal neutral point sensor available) trip alarm switch (1 x CO), connection at rear vertical, without Com & metering function Manual operating mechanism with mechanical closing, without Spring charging motor, Ready-to-close signal. switch, Auxiliary switches 2NO+2NC, without Closing coil (CC), manual operating mechanism with mechanical closing, without Remote trip alarm reset coil (RR), without 2nd shunt trip, without 1st Shunt trip | 91200 | 1 | Z\ | 1
3WA1108-5AB22-0AA0 |  | fixed-mounted circuit breaker, IEC 60947-2, size 1, 4-pole, N pole on right, In=800 A up to 690 V AC 50/60 Hz, breaking capacity H Icu=100/66 kA at 500/690 V, ETU300 LSI electronic trip unit optimized for standard applications, without display, basic protection LT, ST, INST, including protection of the N conductor (internal neutral point sensor available) trip alarm switch (1 x CO), connection at rear horizontal without Com & metering function Manual operating mechanism with mechanical closing, without Spring charging motor, Ready-to-close signal. switch, Auxiliary switches 2NO+2NC, without Closing coil (CC), manual operating mechanism with mechanical closing, without Remote trip alarm reset coil (RR), without 2nd shunt trip, without 1st Shunt trip | 88900 | 1 | Z\ | 1
3WA1108-5AB31-0AA0 |  | withdrawable circuit breaker, with guide frame, IEC 60947-2, size 1, 3-pole, In=800 A up to 690 V AC 50/60 Hz, breaking capacity H Icu=100/66 kA at 500/690 V, ETU300 LSI electronic trip unit optimized for standard applications, without display, basic protection LT, ST, INST, neutral conductor protection requires an external neutral point current sensor, trip alarm switch (1 x CO), connection at rear vertical, guide frame with shutter, without position signaling switch without Com & metering function Manual operating mechanism with mechanical closing, without Spring charging motor, Ready-to-close signal. switch, Auxiliary switches 2NO+2NC, without Closing coil (CC), manual operating mechanism with mechanical closing, without Remote trip alarm reset coil (RR), without 2nd shunt trip, without 1st Shunt trip | 99300 | 1 | Z\ | 1
3WA1108-5AB32-0AA0 |  | withdrawable circuit breaker, with guide frame, IEC 60947-2, size 1, 3-pole, In=800 A up to 690 V AC 50/60 Hz, breaking capacity H Icu=100/66 kA at 500/690 V, ETU300 LSI electronic trip unit optimized for standard applications, without display, basic protection LT, ST, INST, neutral conductor protection requires an external neutral point current sensor, trip alarm switch (1 x CO), connection at rear horizontal guide frame with shutter, without position signaling switch without Com & metering function Manual operating mechanism with mechanical closing, without Spring charging motor, Ready-to-close signal. switch, Auxiliary switches 2NO+2NC, without Closing coil (CC), manual operating mechanism with mechanical closing, without Remote trip alarm reset coil (RR), without 2nd shunt trip, without 1st Shunt trip | 96400 | 1 | Z\ | 1
3WA1108-5AB34-0AA0 |  | withdrawable circuit breaker, with guide frame, IEC 60947-2, size 1, 3-pole, In=800 A up to 690 V AC 50/60 Hz, breaking capacity H Icu=100/66 kA at 500/690 V, ETU300 LSI electronic trip unit optimized for standard applications, without display, basic protection LT, ST, INST, neutral conductor protection requires an external neutral point current sensor, trip alarm switch (1 x CO), connection at rear flange, guide frame with shutter, without position signaling switch without Com & metering function Manual operating mechanism with mechanical closing, without Spring charging motor, Ready-to-close signal. switch, Auxiliary switches 2NO+2NC, without Closing coil (CC), manual operating mechanism with mechanical closing, without Remote trip alarm reset coil (RR), without 2nd shunt trip, without 1st Shunt trip | 96400 | 1 | Z\ | 1
3WA1108-5AB41-0AA0 |  | withdrawable circuit breaker, with guide frame, IEC 60947-2, size 1, 4-pole, N pole on left, In=800 A up to 690 V AC 50/60 Hz, breaking capacity H Icu=100/66 kA at 500/690 V, ETU300 LSI electronic trip unit optimized for standard applications, without display, basic protection LT, ST, INST, including protection of the N conductor (internal neutral point sensor available) trip alarm switch (1 x CO), connection at rear vertical, guide frame with shutter, without position signaling switch without Com & metering function Manual operating mechanism with mechanical closing, without Spring charging motor, Ready-to-close signal. switch, Auxiliary switches 2NO+2NC, without Closing coil (CC), manual operating mechanism with mechanical closing, without Remote trip alarm reset coil (RR), without 2nd shunt trip, without 1st Shunt trip | 133000 | 1 | Z\ | 1
3WA1108-5AB42-0AA0 |  | withdrawable circuit breaker, with guide frame, IEC 60947-2, size 1, 4-pole, N pole on left, In=800 A up to 690 V AC 50/60 Hz, breaking capacity H Icu=100/66 kA at 500/690 V, ETU300 LSI electronic trip unit optimized for standard applications, without display, basic protection LT, ST, INST, including protection of the N conductor (internal neutral point sensor available) trip alarm switch (1 x CO), connection at rear horizontal guide frame with shutter, without position signaling switch without Com & metering function Manual operating mechanism with mechanical closing, without Spring charging motor, Ready-to-close signal. switch, Auxiliary switches 2NO+2NC, without Closing coil (CC), manual operating mechanism with mechanical closing, without Remote trip alarm reset coil (RR), without 2nd shunt trip, without 1st Shunt trip | 129000 | 1 | Z\ | 1
3WA1108-5AB44-0AA0 |  | withdrawable circuit breaker, with guide frame, IEC 60947-2, size 1, 4-pole, N pole on left, In=800 A up to 690 V AC 50/60 Hz, breaking capacity H Icu=100/66 kA at 500/690 V, ETU300 LSI electronic trip unit optimized for standard applications, without display, basic protection LT, ST, INST, including protection of the N conductor (internal neutral point sensor available) trip alarm switch (1 x CO), connection at rear flange, guide frame with shutter, without position signaling switch without Com & metering function Manual operating mechanism with mechanical closing, without Spring charging motor, Ready-to-close signal. switch, Auxiliary switches 2NO+2NC, without Closing coil (CC), manual operating mechanism with mechanical closing, without Remote trip alarm reset coil (RR), without 2nd shunt trip, without 1st Shunt trip | 129000 | 1 | Z\ | 1
3WA1108-5AC01-0AA0 |  | fixed-mounted circuit breaker, IEC 60947-2, size 1, 3-pole, In=800 A up to 690 V AC 50/60 Hz, breaking capacity H Icu=100/66 kA at 500/690 V, ETU300 LSI G electronic trip unit optimized for standard applications, without display, basic protection LT, ST, INST, GF, neutral conductor protection requires an external neutral point current sensor, trip alarm switch (1 x CO), connection at rear vertical, without Com & metering function Manual operating mechanism with mechanical closing, without Spring charging motor, Ready-to-close signal. switch, Auxiliary switches 2NO+2NC, without Closing coil (CC), manual operating mechanism with mechanical closing, without Remote trip alarm reset coil (RR), without 2nd shunt trip, without 1st Shunt trip | 74000 | 1 | Z\ | 1
3WA1108-5AC02-0AA0 |  | fixed-mounted circuit breaker, IEC 60947-2, size 1, 3-pole, In=800 A up to 690 V AC 50/60 Hz, breaking capacity H Icu=100/66 kA at 500/690 V, ETU300 LSI G electronic trip unit optimized for standard applications, without display, basic protection LT, ST, INST, GF, neutral conductor protection requires an external neutral point current sensor, trip alarm switch (1 x CO), connection at rear horizontal without Com & metering function Manual operating mechanism with mechanical closing, without Spring charging motor, Ready-to-close signal. switch, Auxiliary switches 2NO+2NC, without Closing coil (CC), manual operating mechanism with mechanical closing, without Remote trip alarm reset coil (RR), without 2nd shunt trip, without 1st Shunt trip | 72300 | 1 | Z\ | 1
3WA1108-5AC11-0AA0 |  | fixed-mounted circuit breaker, IEC 60947-2, size 1, 4-pole, N pole on left, In=800 A up to 690 V AC 50/60 Hz, breaking capacity H Icu=100/66 kA at 500/690 V, ETU300 LSI G electronic trip unit optimized for standard applications, without display, basic protection LT, ST, INST, GF, including protection of the N conductor (internal neutral point sensor available), trip alarm switch (1 x CO), connection at rear vertical, without Com & metering function Manual operating mechanism with mechanical closing, without Spring charging motor, Ready-to-close signal. switch, Auxiliary switches 2NO+2NC, without Closing coil (CC), manual operating mechanism with mechanical closing, without Remote trip alarm reset coil (RR), without 2nd shunt trip, without 1st Shunt trip | 97300 | 1 | Z\ | 1
3WA1108-5AC12-0AA0 |  | fixed-mounted circuit breaker, IEC 60947-2, size 1, 4-pole, N pole on left, In=800 A up to 690 V AC 50/60 Hz, breaking capacity H Icu=100/66 kA at 500/690 V, ETU300 LSI G electronic trip unit optimized for standard applications, without display, basic protection LT, ST, INST, GF, including protection of the N conductor (internal neutral point sensor available), trip alarm switch (1 x CO), connection at rear horizontal without Com & metering function Manual operating mechanism with mechanical closing, without Spring charging motor, Ready-to-close signal. switch, Auxiliary switches 2NO+2NC, without Closing coil (CC), manual operating mechanism with mechanical closing, without Remote trip alarm reset coil (RR), without 2nd shunt trip, without 1st Shunt trip | 95000 | 1 | Z\ | 1
3WA1108-5AC21-0AA0 |  | fixed-mounted circuit breaker, IEC 60947-2, size 1, 4-pole, N pole on right, In=800 A up to 690 V AC 50/60 Hz, breaking capacity H Icu=100/66 kA at 500/690 V, ETU300 LSI G electronic trip unit optimized for standard applications, without display, basic protection LT, ST, INST, GF, including protection of the N conductor (internal neutral point sensor available), trip alarm switch (1 x CO), connection at rear vertical, without Com & metering function Manual operating mechanism with mechanical closing, without Spring charging motor, Ready-to-close signal. switch, Auxiliary switches 2NO+2NC, without Closing coil (CC), manual operating mechanism with mechanical closing, without Remote trip alarm reset coil (RR), without 2nd shunt trip, without 1st Shunt trip | 97300 | 1 | Z\ | 1
3WA1108-5AC22-0AA0 |  | fixed-mounted circuit breaker, IEC 60947-2, size 1, 4-pole, N pole on right, In=800 A up to 690 V AC 50/60 Hz, breaking capacity H Icu=100/66 kA at 500/690 V, ETU300 LSI G electronic trip unit optimized for standard applications, without display, basic protection LT, ST, INST, GF, including protection of the N conductor (internal neutral point sensor available), trip alarm switch (1 x CO), connection at rear horizontal without Com & metering function Manual operating mechanism with mechanical closing, without Spring charging motor, Ready-to-close signal. switch, Auxiliary switches 2NO+2NC, without Closing coil (CC), manual operating mechanism with mechanical closing, without Remote trip alarm reset coil (RR), without 2nd shunt trip, without 1st Shunt trip | 95000 | 1 | Z\ | 1
3WA1108-5AC31-0AA0 |  | withdrawable circuit breaker, with guide frame, IEC 60947-2, size 1, 3-pole, In=800 A up to 690 V AC 50/60 Hz, breaking capacity H Icu=100/66 kA at 500/690 V, ETU300 LSI G electronic trip unit optimized for standard applications, without display, basic protection LT, ST, INST, GF, neutral conductor protection requires an external neutral point current sensor, trip alarm switch (1 x CO), connection at rear vertical, guide frame with shutter, without position signaling switch without Com & metering function Manual operating mechanism with mechanical closing, without Spring charging motor, Ready-to-close signal. switch, Auxiliary switches 2NO+2NC, without Closing coil (CC), manual operating mechanism with mechanical closing, without Remote trip alarm reset coil (RR), without 2nd shunt trip, without 1st Shunt trip | 105000 | 1 | Z\ | 1
3WA1108-5AC32-0AA0 |  | withdrawable circuit breaker, with guide frame, IEC 60947-2, size 1, 3-pole, In=800 A up to 690 V AC 50/60 Hz, breaking capacity H Icu=100/66 kA at 500/690 V, ETU300 LSI G electronic trip unit optimized for standard applications, without display, basic protection LT, ST, INST, GF, neutral conductor protection requires an external neutral point current sensor, trip alarm switch (1 x CO), connection at rear horizontal guide frame with shutter, without position signaling switch without Com & metering function Manual operating mechanism with mechanical closing, without Spring charging motor, Ready-to-close signal. switch, Auxiliary switches 2NO+2NC, without Closing coil (CC), manual operating mechanism with mechanical closing, without Remote trip alarm reset coil (RR), without 2nd shunt trip, without 1st Shunt trip | 103000 | 1 | Z\ | 1
3WA1108-5AC34-0AA0 |  | withdrawable circuit breaker, with guide frame, IEC 60947-2, size 1, 3-pole, In=800 A up to 690 V AC 50/60 Hz, breaking capacity H Icu=100/66 kA at 500/690 V, ETU300 LSI G electronic trip unit optimized for standard applications, without display, basic protection LT, ST, INST, GF, neutral conductor protection requires an external neutral point current sensor, trip alarm switch (1 x CO), connection at rear flange, guide frame with shutter, without position signaling switch without Com & metering function Manual operating mechanism with mechanical closing, without Spring charging motor, Ready-to-close signal. switch, Auxiliary switches 2NO+2NC, without Closing coil (CC), manual operating mechanism with mechanical closing, without Remote trip alarm reset coil (RR), without 2nd shunt trip, without 1st Shunt trip | 103000 | 1 | Z\ | 1
3WA1108-5AC41-0AA0 |  | withdrawable circuit breaker, with guide frame, IEC 60947-2, size 1, 4-pole, N pole on left, In=800 A up to 690 V AC 50/60 Hz, breaking capacity H Icu=100/66 kA at 500/690 V, ETU300 LSI G electronic trip unit optimized for standard applications, without display, basic protection LT, ST, INST, GF, including protection of the N conductor (internal neutral point sensor available), trip alarm switch (1 x CO), connection at rear vertical, guide frame with shutter, without position signaling switch without Com & metering function Manual operating mechanism with mechanical closing, without Spring charging motor, Ready-to-close signal. switch, Auxiliary switches 2NO+2NC, without Closing coil (CC), manual operating mechanism with mechanical closing, without Remote trip alarm reset coil (RR), without 2nd shunt trip, without 1st Shunt trip | 139000 | 1 | Z\ | 1
3WA1108-5AC42-0AA0 |  | withdrawable circuit breaker, with guide frame, IEC 60947-2, size 1, 4-pole, N pole on left, In=800 A up to 690 V AC 50/60 Hz, breaking capacity H Icu=100/66 kA at 500/690 V, ETU300 LSI G electronic trip unit optimized for standard applications, without display, basic protection LT, ST, INST, GF, including protection of the N conductor (internal neutral point sensor available), trip alarm switch (1 x CO), connection at rear horizontal guide frame with shutter, without position signaling switch without Com & metering function Manual operating mechanism with mechanical closing, without Spring charging motor, Ready-to-close signal. switch, Auxiliary switches 2NO+2NC, without Closing coil (CC), manual operating mechanism with mechanical closing, without Remote trip alarm reset coil (RR), without 2nd shunt trip, without 1st Shunt trip | 135000 | 1 | Z\ | 1
3WA1108-5AC44-0AA0 |  | withdrawable circuit breaker, with guide frame, IEC 60947-2, size 1, 4-pole, N pole on left, In=800 A up to 690 V AC 50/60 Hz, breaking capacity H Icu=100/66 kA at 500/690 V, ETU300 LSI G electronic trip unit optimized for standard applications, without display, basic protection LT, ST, INST, GF, including protection of the N conductor (internal neutral point sensor available), trip alarm switch (1 x CO), connection at rear flange, guide frame with shutter, without position signaling switch without Com & metering function Manual operating mechanism with mechanical closing, without Spring charging motor, Ready-to-close signal. switch, Auxiliary switches 2NO+2NC, without Closing coil (CC), manual operating mechanism with mechanical closing, without Remote trip alarm reset coil (RR), without 2nd shunt trip, without 1st Shunt trip | 135000 | 1 | Z\ | 1
3WA1108-5AE01-0AA0 |  | fixed-mounted circuit breaker, IEC 60947-2, size 1, 3-pole, In=800 A up to 690 V AC 50/60 Hz, breaking capacity H Icu=100/66 kA at 500/690 V, ETU600 LSI electronic trip unit upgradeable, color display, Bluetooth, USB interface, basic protection LT, ST, INST, neutral conductor protection requires an external neutral point current sensor, trip alarm switch (1 x CO), connection at rear vertical, without Com & metering function Manual operating mechanism with mechanical closing, without Spring charging motor, Ready-to-close signal. switch, Auxiliary switches 2NO+2NC, without Closing coil (CC), manual operating mechanism with mechanical closing, without Remote trip alarm reset coil (RR), without 2nd shunt trip, without 1st Shunt trip | 72900 | 1 | Z\ | 1
3WA1108-5AE02-0AA0 |  | fixed-mounted circuit breaker, IEC 60947-2, size 1, 3-pole, In=800 A up to 690 V AC 50/60 Hz, breaking capacity H Icu=100/66 kA at 500/690 V, ETU600 LSI electronic trip unit upgradeable, color display, Bluetooth, USB interface, basic protection LT, ST, INST, neutral conductor protection requires an external neutral point current sensor, trip alarm switch (1 x CO), connection at rear horizontal without Com & metering function Manual operating mechanism with mechanical closing, without Spring charging motor, Ready-to-close signal. switch, Auxiliary switches 2NO+2NC, without Closing coil (CC), manual operating mechanism with mechanical closing, without Remote trip alarm reset coil (RR), without 2nd shunt trip, without 1st Shunt trip | 71200 | 1 | Z\ | 1
3WA1108-5AE11-0AA0 |  | fixed-mounted circuit breaker, IEC 60947-2, size 1, 4-pole, N pole on left, In=800 A up to 690 V AC 50/60 Hz, breaking capacity H Icu=100/66 kA at 500/690 V, ETU600 LSI electronic trip unit upgradeable, color display, Bluetooth, USB interface, basic protection LT, ST, INST, including protection of the N conductor (internal neutral point sensor available), trip alarm switch (1 x CO), connection at rear vertical, without Com & metering function Manual operating mechanism with mechanical closing, without Spring charging motor, Ready-to-close signal. switch, Auxiliary switches 2NO+2NC, without Closing coil (CC), manual operating mechanism with mechanical closing, without Remote trip alarm reset coil (RR), without 2nd shunt trip, without 1st Shunt trip | 96200 | 1 | Z\ | 1
3WA1108-5AE12-0AA0 |  | fixed-mounted circuit breaker, IEC 60947-2, size 1, 4-pole, N pole on left, In=800 A up to 690 V AC 50/60 Hz, breaking capacity H Icu=100/66 kA at 500/690 V, ETU600 LSI electronic trip unit upgradeable, color display, Bluetooth, USB interface, basic protection LT, ST, INST, including protection of the N conductor (internal neutral point sensor available), trip alarm switch (1 x CO), connection at rear horizontal without Com & metering function Manual operating mechanism with mechanical closing, without Spring charging motor, Ready-to-close signal. switch, Auxiliary switches 2NO+2NC, without Closing coil (CC), manual operating mechanism with mechanical closing, without Remote trip alarm reset coil (RR), without 2nd shunt trip, without 1st Shunt trip | 94000 | 1 | Z\ | 1
3WA1108-5AE21-0AA0 |  | fixed-mounted circuit breaker, IEC 60947-2, size 1, 4-pole, N pole on right, In=800 A up to 690 V AC 50/60 Hz, breaking capacity H Icu=100/66 kA at 500/690 V, ETU600 LSI electronic trip unit upgradeable, color display, Bluetooth, USB interface, basic protection LT, ST, INST, including protection of the N conductor (internal neutral point sensor available), trip alarm switch (1 x CO), connection at rear vertical, without Com & metering function Manual operating mechanism with mechanical closing, without Spring charging motor, Ready-to-close signal. switch, Auxiliary switches 2NO+2NC, without Closing coil (CC), manual operating mechanism with mechanical closing, without Remote trip alarm reset coil (RR), without 2nd shunt trip, without 1st Shunt trip | 96200 | 1 | Z\ | 1
3WA1108-5AE22-0AA0 |  | fixed-mounted circuit breaker, IEC 60947-2, size 1, 4-pole, N pole on right, In=800 A up to 690 V AC 50/60 Hz, breaking capacity H Icu=100/66 kA at 500/690 V, ETU600 LSI electronic trip unit upgradeable, color display, Bluetooth, USB interface, basic protection LT, ST, INST, including protection of the N conductor (internal neutral point sensor available), trip alarm switch (1 x CO), connection at rear horizontal without Com & metering function Manual operating mechanism with mechanical closing, without Spring charging motor, Ready-to-close signal. switch, Auxiliary switches 2NO+2NC, without Closing coil (CC), manual operating mechanism with mechanical closing, without Remote trip alarm reset coil (RR), without 2nd shunt trip, without 1st Shunt trip | 94000 | 1 | Z\ | 1
3WA1108-5AE31-0AA0 |  | withdrawable circuit breaker, with guide frame, IEC 60947-2, size 1, 3-pole, In=800 A up to 690 V AC 50/60 Hz, breaking capacity H Icu=100/66 kA at 500/690 V, ETU600 LSI electronic trip unit upgradeable, color display, Bluetooth, USB interface, basic protection LT, ST, INST, neutral conductor protection requires an external neutral point current sensor, trip alarm switch (1 x CO), connection at rear vertical, guide frame with shutter, without position signaling switch without Com & metering function Manual operating mechanism with mechanical closing, without Spring charging motor, Ready-to-close signal. switch, Auxiliary switches 2NO+2NC, without Closing coil (CC), manual operating mechanism with mechanical closing, without Remote trip alarm reset coil (RR), without 2nd shunt trip, without 1st Shunt trip | 104000 | 1 | Z\ | 1
3WA1108-5AE32-0AA0 |  | withdrawable circuit breaker, with guide frame, IEC 60947-2, size 1, 3-pole, In=800 A up to 690 V AC 50/60 Hz, breaking capacity H Icu=100/66 kA at 500/690 V, ETU600 LSI electronic trip unit upgradeable, color display, Bluetooth, USB interface, basic protection LT, ST, INST, neutral conductor protection requires an external neutral point current sensor, trip alarm switch (1 x CO), connection at rear horizontal guide frame with shutter, without position signaling switch without Com & metering function Manual operating mechanism with mechanical closing, without Spring charging motor, Ready-to-close signal. switch, Auxiliary switches 2NO+2NC, without Closing coil (CC), manual operating mechanism with mechanical closing, without Remote trip alarm reset coil (RR), without 2nd shunt trip, without 1st Shunt trip | 101000 | 1 | Z\ | 1
3WA1108-5AE34-0AA0 |  | withdrawable circuit breaker, with guide frame, IEC 60947-2, size 1, 3-pole, In=800 A up to 690 V AC 50/60 Hz, breaking capacity H Icu=100/66 kA at 500/690 V, ETU600 LSI electronic trip unit upgradeable, color display, Bluetooth, USB interface, basic protection LT, ST, INST, neutral conductor protection requires an external neutral point current sensor, trip alarm switch (1 x CO), connection at rear flange, guide frame with shutter, without position signaling switch without Com & metering function Manual operating mechanism with mechanical closing, without Spring charging motor, Ready-to-close signal. switch, Auxiliary switches 2NO+2NC, without Closing coil (CC), manual operating mechanism with mechanical closing, without Remote trip alarm reset coil (RR), without 2nd shunt trip, without 1st Shunt trip | 101000 | 1 | Z\ | 1
3WA1108-5AE41-0AA0 |  | withdrawable circuit breaker, with guide frame, IEC 60947-2, size 1, 4-pole, N pole on left, In=800 A up to 690 V AC 50/60 Hz, breaking capacity H Icu=100/66 kA at 500/690 V, ETU600 LSI electronic trip unit upgradeable, color display, Bluetooth, USB interface, basic protection LT, ST, INST, including protection of the N conductor (internal neutral point sensor available), trip alarm switch (1 x CO), connection at rear vertical, guide frame with shutter, without position signaling switch without Com & metering function Manual operating mechanism with mechanical closing, without Spring charging motor, Ready-to-close signal. switch, Auxiliary switches 2NO+2NC, without Closing coil (CC), manual operating mechanism with mechanical closing, without Remote trip alarm reset coil (RR), without 2nd shunt trip, without 1st Shunt trip | 138000 | 1 | Z\ | 1
3WA1108-5AE42-0AA0 |  | withdrawable circuit breaker, with guide frame, IEC 60947-2, size 1, 4-pole, N pole on left, In=800 A up to 690 V AC 50/60 Hz, breaking capacity H Icu=100/66 kA at 500/690 V, ETU600 LSI electronic trip unit upgradeable, color display, Bluetooth, USB interface, basic protection LT, ST, INST, including protection of the N conductor (internal neutral point sensor available), trip alarm switch (1 x CO), connection at rear horizontal guide frame with shutter, without position signaling switch without Com & metering function Manual operating mechanism with mechanical closing, without Spring charging motor, Ready-to-close signal. switch, Auxiliary switches 2NO+2NC, without Closing coil (CC), manual operating mechanism with mechanical closing, without Remote trip alarm reset coil (RR), without 2nd shunt trip, without 1st Shunt trip | 134000 | 1 | Z\ | 1
3WA1108-5AE44-0AA0 |  | withdrawable circuit breaker, with guide frame, IEC 60947-2, size 1, 4-pole, N pole on left, In=800 A up to 690 V AC 50/60 Hz, breaking capacity H Icu=100/66 kA at 500/690 V, ETU600 LSI electronic trip unit upgradeable, color display, Bluetooth, USB interface, basic protection LT, ST, INST, including protection of the N conductor (internal neutral point sensor available), trip alarm switch (1 x CO), connection at rear flange, guide frame with shutter, without position signaling switch without Com & metering function Manual operating mechanism with mechanical closing, without Spring charging motor, Ready-to-close signal. switch, Auxiliary switches 2NO+2NC, without Closing coil (CC), manual operating mechanism with mechanical closing, without Remote trip alarm reset coil (RR), without 2nd shunt trip, without 1st Shunt trip | 134000 | 1 | Z\ | 1
3WA1108-5AF01-0AA0 |  | fixed-mounted circuit breaker, IEC 60947-2, size 1, 3-pole, In=800 A up to 690 V AC 50/60 Hz, breaking capacity H Icu=100/66 kA at 500/690 V, ETU600 LSIG electronic trip unit upgradeable, color display, Bluetooth, USB interface, basic protection LT, ST, INST, GFx, neutral conductor protection requires an external neutral point current sensor, trip alarm switch (1 x CO), connection at rear vertical, without Com & metering function Manual operating mechanism with mechanical closing, without Spring charging motor, Ready-to-close signal. switch, Auxiliary switches 2NO+2NC, without Closing coil (CC), manual operating mechanism with mechanical closing, without Remote trip alarm reset coil (RR), without 2nd shunt trip, without 1st Shunt trip | 83500 | 1 | Z\ | 1
3WA1108-5AF02-0AA0 |  | fixed-mounted circuit breaker, IEC 60947-2, size 1, 3-pole, In=800 A up to 690 V AC 50/60 Hz, breaking capacity H Icu=100/66 kA at 500/690 V, ETU600 LSIG electronic trip unit upgradeable, color display, Bluetooth, USB interface, basic protection LT, ST, INST, GFx, neutral conductor protection requires an external neutral point current sensor, trip alarm switch (1 x CO), connection at rear horizontal without Com & metering function Manual operating mechanism with mechanical closing, without Spring charging motor, Ready-to-close signal. switch, Auxiliary switches 2NO+2NC, without Closing coil (CC), manual operating mechanism with mechanical closing, without Remote trip alarm reset coil (RR), without 2nd shunt trip, without 1st Shunt trip | 81800 | 1 | Z\ | 1
3WA1108-5AF11-0AA0 |  | fixed-mounted circuit breaker, IEC 60947-2, size 1, 4-pole, N pole on left, In=800 A up to 690 V AC 50/60 Hz, breaking capacity H Icu=100/66 kA at 500/690 V, ETU600 LSIG electronic trip unit upgradeable, color display, Bluetooth, USB interface, basic protection LT, ST, INST, GFx, including protection of the N conductor (internal neutral point sensor available), trip alarm switch (1 x CO), connection at rear vertical, without Com & metering function Manual operating mechanism with mechanical closing, without Spring charging motor, Ready-to-close signal. switch, Auxiliary switches 2NO+2NC, without Closing coil (CC), manual operating mechanism with mechanical closing, without Remote trip alarm reset coil (RR), without 2nd shunt trip, without 1st Shunt trip | 107000 | 1 | Z\ | 1
3WA1108-5AF12-0AA0 |  | fixed-mounted circuit breaker, IEC 60947-2, size 1, 4-pole, N pole on left, In=800 A up to 690 V AC 50/60 Hz, breaking capacity H Icu=100/66 kA at 500/690 V, ETU600 LSIG electronic trip unit upgradeable, color display, Bluetooth, USB interface, basic protection LT, ST, INST, GFx, including protection of the N conductor (internal neutral point sensor available), trip alarm switch (1 x CO), connection at rear horizontal without Com & metering function Manual operating mechanism with mechanical closing, without Spring charging motor, Ready-to-close signal. switch, Auxiliary switches 2NO+2NC, without Closing coil (CC), manual operating mechanism with mechanical closing, without Remote trip alarm reset coil (RR), without 2nd shunt trip, without 1st Shunt trip | 105000 | 1 | Z\ | 1
3WA1108-5AF21-0AA0 |  | fixed-mounted circuit breaker, IEC 60947-2, size 1, 4-pole, N pole on right, In=800 A up to 690 V AC 50/60 Hz, breaking capacity H Icu=100/66 kA at 500/690 V, ETU600 LSIG electronic trip unit upgradeable, color display, Bluetooth, USB interface, basic protection LT, ST, INST, GFx, including protection of the N conductor (internal neutral point sensor available), trip alarm switch (1 x CO), connection at rear vertical, without Com & metering function Manual operating mechanism with mechanical closing, without Spring charging motor, Ready-to-close signal. switch, Auxiliary switches 2NO+2NC, without Closing coil (CC), manual operating mechanism with mechanical closing, without Remote trip alarm reset coil (RR), without 2nd shunt trip, without 1st Shunt trip | 107000 | 1 | Z\ | 1
3WA1108-5AF22-0AA0 |  | fixed-mounted circuit breaker, IEC 60947-2, size 1, 4-pole, N pole on right, In=800 A up to 690 V AC 50/60 Hz, breaking capacity H Icu=100/66 kA at 500/690 V, ETU600 LSIG electronic trip unit upgradeable, color display, Bluetooth, USB interface, basic protection LT, ST, INST, GFx, including protection of the N conductor (internal neutral point sensor available), trip alarm switch (1 x CO), connection at rear horizontal without Com & metering function Manual operating mechanism with mechanical closing, without Spring charging motor, Ready-to-close signal. switch, Auxiliary switches 2NO+2NC, without Closing coil (CC), manual operating mechanism with mechanical closing, without Remote trip alarm reset coil (RR), without 2nd shunt trip, without 1st Shunt trip | 105000 | 1 | Z\ | 1
3WA1108-5AF31-0AA0 |  | withdrawable circuit breaker, with guide frame, IEC 60947-2, size 1, 3-pole, In=800 A up to 690 V AC 50/60 Hz, breaking capacity H Icu=100/66 kA at 500/690 V, ETU600 LSIG electronic trip unit upgradeable, color display, Bluetooth, USB interface, basic protection LT, ST, INST, GFx, neutral conductor protection requires an external neutral point current sensor, trip alarm switch (1 x CO), connection at rear vertical, guide frame with shutter, without position signaling switch without Com & metering function Manual operating mechanism with mechanical closing, without Spring charging motor, Ready-to-close signal. switch, Auxiliary switches 2NO+2NC, without Closing coil (CC), manual operating mechanism with mechanical closing, without Remote trip alarm reset coil (RR), without 2nd shunt trip, without 1st Shunt trip | 115000 | 1 | Z\ | 1
3WA1108-5AF32-0AA0 |  | withdrawable circuit breaker, with guide frame, IEC 60947-2, size 1, 3-pole, In=800 A up to 690 V AC 50/60 Hz, breaking capacity H Icu=100/66 kA at 500/690 V, ETU600 LSIG electronic trip unit upgradeable, color display, Bluetooth, USB interface, basic protection LT, ST, INST, GFx, neutral conductor protection requires an external neutral point current sensor, trip alarm switch (1 x CO), connection at rear horizontal guide frame with shutter, without position signaling switch without Com & metering function Manual operating mechanism with mechanical closing, without Spring charging motor, Ready-to-close signal. switch, Auxiliary switches 2NO+2NC, without Closing coil (CC), manual operating mechanism with mechanical closing, without Remote trip alarm reset coil (RR), without 2nd shunt trip, without 1st Shunt trip | 112000 | 1 | Z\ | 1
3WA1108-5AF34-0AA0 |  | withdrawable circuit breaker, with guide frame, IEC 60947-2, size 1, 3-pole, In=800 A up to 690 V AC 50/60 Hz, breaking capacity H Icu=100/66 kA at 500/690 V, ETU600 LSIG electronic trip unit upgradeable, color display, Bluetooth, USB interface, basic protection LT, ST, INST, GFx, neutral conductor protection requires an external neutral point current sensor, trip alarm switch (1 x CO), connection at rear flange, guide frame with shutter, without position signaling switch without Com & metering function Manual operating mechanism with mechanical closing, without Spring charging motor, Ready-to-close signal. switch, Auxiliary switches 2NO+2NC, without Closing coil (CC), manual operating mechanism with mechanical closing, without Remote trip alarm reset coil (RR), without 2nd shunt trip, without 1st Shunt trip | 112000 | 1 | Z\ | 1
3WA1108-5AF41-0AA0 |  | withdrawable circuit breaker, with guide frame, IEC 60947-2, size 1, 4-pole, N pole on left, In=800 A up to 690 V AC 50/60 Hz, breaking capacity H Icu=100/66 kA at 500/690 V, ETU600 LSIG electronic trip unit upgradeable, color display, Bluetooth, USB interface, basic protection LT, ST, INST, GFx, including protection of the N conductor (internal neutral point sensor available), trip alarm switch (1 x CO), connection at rear vertical, guide frame with shutter, without position signaling switch without Com & metering function Manual operating mechanism with mechanical closing, without Spring charging motor, Ready-to-close signal. switch, Auxiliary switches 2NO+2NC, without Closing coil (CC), manual operating mechanism with mechanical closing, without Remote trip alarm reset coil (RR), without 2nd shunt trip, without 1st Shunt trip | 148000 | 1 | Z\ | 1
3WA1108-5AF42-0AA0 |  | withdrawable circuit breaker, with guide frame, IEC 60947-2, size 1, 4-pole, N pole on left, In=800 A up to 690 V AC 50/60 Hz, breaking capacity H Icu=100/66 kA at 500/690 V, ETU600 LSIG electronic trip unit upgradeable, color display, Bluetooth, USB interface, basic protection LT, ST, INST, GFx, including protection of the N conductor (internal neutral point sensor available), trip alarm switch (1 x CO), connection at rear horizontal guide frame with shutter, without position signaling switch without Com & metering function Manual operating mechanism with mechanical closing, without Spring charging motor, Ready-to-close signal. switch, Auxiliary switches 2NO+2NC, without Closing coil (CC), manual operating mechanism with mechanical closing, without Remote trip alarm reset coil (RR), without 2nd shunt trip, without 1st Shunt trip | 145000 | 1 | Z\ | 1
3WA1108-5AF44-0AA0 |  | withdrawable circuit breaker, with guide frame, IEC 60947-2, size 1, 4-pole, N pole on left, In=800 A up to 690 V AC 50/60 Hz, breaking capacity H Icu=100/66 kA at 500/690 V, ETU600 LSIG electronic trip unit upgradeable, color display, Bluetooth, USB interface, basic protection LT, ST, INST, GFx, including protection of the N conductor (internal neutral point sensor available), trip alarm switch (1 x CO), connection at rear flange, guide frame with shutter, without position signaling switch without Com & metering function Manual operating mechanism with mechanical closing, without Spring charging motor, Ready-to-close signal. switch, Auxiliary switches 2NO+2NC, without Closing coil (CC), manual operating mechanism with mechanical closing, without Remote trip alarm reset coil (RR), without 2nd shunt trip, without 1st Shunt trip | 145000 | 1 | Z\ | 1
3WA1108-5EE01-0AA0 |  | fixed-mounted circuit breaker, IEC 60947-2, size 1, 3-pole, In=800 A up to 690 V AC 50/60 Hz, breaking capacity H Icu=100/66 kA at 500/690 V, ETU600 LSI electronic trip unit upgradeable, color display, Bluetooth, USB interface, basic protection LT, ST, INST, neutral conductor protection requires an external neutral point current sensor, trip alarm switch (1 x CO), connection at rear vertical, with internal voltage tap on lower stab of circuit breaker, with voltage tap module VTM680 and power supply of ETU600, able to communication, integrated metering type PMF-1 Energy Efficiency, Voltage, Active energy Ea Manual operating mechanism with mechanical closing, without Spring charging motor, Ready-to-close signal. switch, Auxiliary switches 2NO+2NC, without Closing coil (CC), manual operating mechanism with mechanical closing, without Remote trip alarm reset coil (RR), without 2nd shunt trip, without 1st Shunt trip | 81770 | 1 | Z\ | 1
3WA1108-5EE02-0AA0 |  | fixed-mounted circuit breaker, IEC 60947-2, size 1, 3-pole, In=800 A up to 690 V AC 50/60 Hz, breaking capacity H Icu=100/66 kA at 500/690 V, ETU600 LSI electronic trip unit upgradeable, color display, Bluetooth, USB interface, basic protection LT, ST, INST, neutral conductor protection requires an external neutral point current sensor, trip alarm switch (1 x CO), connection at rear horizontal with internal voltage tap on lower stab of circuit breaker, with voltage tap module VTM680 and power supply of ETU600, able to communication, integrated metering type PMF-1 Energy Efficiency, Voltage, Active energy Ea Manual operating mechanism with mechanical closing, without Spring charging motor, Ready-to-close signal. switch, Auxiliary switches 2NO+2NC, without Closing coil (CC), manual operating mechanism with mechanical closing, without Remote trip alarm reset coil (RR), without 2nd shunt trip, without 1st Shunt trip | 80070 | 1 | Z\ | 1
3WA1108-5EE11-0AA0 |  | fixed-mounted circuit breaker, IEC 60947-2, size 1, 4-pole, N pole on left, In=800 A up to 690 V AC 50/60 Hz, breaking capacity H Icu=100/66 kA at 500/690 V, ETU600 LSI electronic trip unit upgradeable, color display, Bluetooth, USB interface, basic protection LT, ST, INST, including protection of the N conductor (internal neutral point sensor available), trip alarm switch (1 x CO), connection at rear vertical, with internal voltage tap on lower stab of circuit breaker, with voltage tap module VTM680 and power supply of ETU600, able to communication, integrated metering type PMF-1 Energy Efficiency, Voltage, Active energy Ea Manual operating mechanism with mechanical closing, without Spring charging motor, Ready-to-close signal. switch, Auxiliary switches 2NO+2NC, without Closing coil (CC), manual operating mechanism with mechanical closing, without Remote trip alarm reset coil (RR), without 2nd shunt trip, without 1st Shunt trip | 105070 | 1 | Z\ | 1
3WA1108-5EE12-0AA0 |  | fixed-mounted circuit breaker, IEC 60947-2, size 1, 4-pole, N pole on left, In=800 A up to 690 V AC 50/60 Hz, breaking capacity H Icu=100/66 kA at 500/690 V, ETU600 LSI electronic trip unit upgradeable, color display, Bluetooth, USB interface, basic protection LT, ST, INST, including protection of the N conductor (internal neutral point sensor available), trip alarm switch (1 x CO), connection at rear horizontal with internal voltage tap on lower stab of circuit breaker, with voltage tap module VTM680 and power supply of ETU600, able to communication, integrated metering type PMF-1 Energy Efficiency, Voltage, Active energy Ea Manual operating mechanism with mechanical closing, without Spring charging motor, Ready-to-close signal. switch, Auxiliary switches 2NO+2NC, without Closing coil (CC), manual operating mechanism with mechanical closing, without Remote trip alarm reset coil (RR), without 2nd shunt trip, without 1st Shunt trip | 102870 | 1 | Z\ | 1
3WA1108-5EE21-0AA0 |  | fixed-mounted circuit breaker, IEC 60947-2, size 1, 4-pole, N pole on right, In=800 A up to 690 V AC 50/60 Hz, breaking capacity H Icu=100/66 kA at 500/690 V, ETU600 LSI electronic trip unit upgradeable, color display, Bluetooth, USB interface, basic protection LT, ST, INST, including protection of the N conductor (internal neutral point sensor available), trip alarm switch (1 x CO), connection at rear vertical, with internal voltage tap on lower stab of circuit breaker, with voltage tap module VTM680 and power supply of ETU600, able to communication, integrated metering type PMF-1 Energy Efficiency, Voltage, Active energy Ea Manual operating mechanism with mechanical closing, without Spring charging motor, Ready-to-close signal. switch, Auxiliary switches 2NO+2NC, without Closing coil (CC), manual operating mechanism with mechanical closing, without Remote trip alarm reset coil (RR), without 2nd shunt trip, without 1st Shunt trip | 105070 | 1 | Z\ | 1
3WA1108-5EE22-0AA0 |  | fixed-mounted circuit breaker, IEC 60947-2, size 1, 4-pole, N pole on right, In=800 A up to 690 V AC 50/60 Hz, breaking capacity H Icu=100/66 kA at 500/690 V, ETU600 LSI electronic trip unit upgradeable, color display, Bluetooth, USB interface, basic protection LT, ST, INST, including protection of the N conductor (internal neutral point sensor available), trip alarm switch (1 x CO), connection at rear horizontal with internal voltage tap on lower stab of circuit breaker, with voltage tap module VTM680 and power supply of ETU600, able to communication, integrated metering type PMF-1 Energy Efficiency, Voltage, Active energy Ea Manual operating mechanism with mechanical closing, without Spring charging motor, Ready-to-close signal. switch, Auxiliary switches 2NO+2NC, without Closing coil (CC), manual operating mechanism with mechanical closing, without Remote trip alarm reset coil (RR), without 2nd shunt trip, without 1st Shunt trip | 102870 | 1 | Z\ | 1
3WA1108-5EE31-0AA0 |  | withdrawable circuit breaker, with guide frame, IEC 60947-2, size 1, 3-pole, In=800 A up to 690 V AC 50/60 Hz, breaking capacity H Icu=100/66 kA at 500/690 V, ETU600 LSI electronic trip unit upgradeable, color display, Bluetooth, USB interface, basic protection LT, ST, INST, neutral conductor protection requires an external neutral point current sensor, trip alarm switch (1 x CO), connection at rear vertical, guide frame with shutter, without position signaling switch with internal voltage tap on lower stab of circuit breaker, with voltage tap module VTM680 and power supply of ETU600, able to communication, integrated metering type PMF-1 Energy Efficiency, Voltage, Active energy Ea Manual operating mechanism with mechanical closing, without Spring charging motor, Ready-to-close signal. switch, Auxiliary switches 2NO+2NC, without Closing coil (CC), manual operating mechanism with mechanical closing, without Remote trip alarm reset coil (RR), without 2nd shunt trip, without 1st Shunt trip | 112870 | 1 | Z\ | 1
3WA1108-5EE32-0AA0 |  | withdrawable circuit breaker, with guide frame, IEC 60947-2, size 1, 3-pole, In=800 A up to 690 V AC 50/60 Hz, breaking capacity H Icu=100/66 kA at 500/690 V, ETU600 LSI electronic trip unit upgradeable, color display, Bluetooth, USB interface, basic protection LT, ST, INST, neutral conductor protection requires an external neutral point current sensor, trip alarm switch (1 x CO), connection at rear horizontal guide frame with shutter, without position signaling switch with internal voltage tap on lower stab of circuit breaker, with voltage tap module VTM680 and power supply of ETU600, able to communication, integrated metering type PMF-1 Energy Efficiency, Voltage, Active energy Ea Manual operating mechanism with mechanical closing, without Spring charging motor, Ready-to-close signal. switch, Auxiliary switches 2NO+2NC, without Closing coil (CC), manual operating mechanism with mechanical closing, without Remote trip alarm reset coil (RR), without 2nd shunt trip, without 1st Shunt trip | 109870 | 1 | Z\ | 1
3WA1108-5EE34-0AA0 |  | withdrawable circuit breaker, with guide frame, IEC 60947-2, size 1, 3-pole, In=800 A up to 690 V AC 50/60 Hz, breaking capacity H Icu=100/66 kA at 500/690 V, ETU600 LSI electronic trip unit upgradeable, color display, Bluetooth, USB interface, basic protection LT, ST, INST, neutral conductor protection requires an external neutral point current sensor, trip alarm switch (1 x CO), connection at rear flange, guide frame with shutter, without position signaling switch with internal voltage tap on lower stab of circuit breaker, with voltage tap module VTM680 and power supply of ETU600, able to communication, integrated metering type PMF-1 Energy Efficiency, Voltage, Active energy Ea Manual operating mechanism with mechanical closing, without Spring charging motor, Ready-to-close signal. switch, Auxiliary switches 2NO+2NC, without Closing coil (CC), manual operating mechanism with mechanical closing, without Remote trip alarm reset coil (RR), without 2nd shunt trip, without 1st Shunt trip | 109870 | 1 | Z\ | 1
3WA1108-5EE41-0AA0 |  | withdrawable circuit breaker, with guide frame, IEC 60947-2, size 1, 4-pole, N pole on left, In=800 A up to 690 V AC 50/60 Hz, breaking capacity H Icu=100/66 kA at 500/690 V, ETU600 LSI electronic trip unit upgradeable, color display, Bluetooth, USB interface, basic protection LT, ST, INST, including protection of the N conductor (internal neutral point sensor available), trip alarm switch (1 x CO), connection at rear vertical, guide frame with shutter, without position signaling switch with internal voltage tap on lower stab of circuit breaker, with voltage tap module VTM680 and power supply of ETU600, able to communication, integrated metering type PMF-1 Energy Efficiency, Voltage, Active energy Ea Manual operating mechanism with mechanical closing, without Spring charging motor, Ready-to-close signal. switch, Auxiliary switches 2NO+2NC, without Closing coil (CC), manual operating mechanism with mechanical closing, without Remote trip alarm reset coil (RR), without 2nd shunt trip, without 1st Shunt trip | 146870 | 1 | Z\ | 1
3WA1108-5EE42-0AA0 |  | withdrawable circuit breaker, with guide frame, IEC 60947-2, size 1, 4-pole, N pole on left, In=800 A up to 690 V AC 50/60 Hz, breaking capacity H Icu=100/66 kA at 500/690 V, ETU600 LSI electronic trip unit upgradeable, color display, Bluetooth, USB interface, basic protection LT, ST, INST, including protection of the N conductor (internal neutral point sensor available), trip alarm switch (1 x CO), connection at rear horizontal guide frame with shutter, without position signaling switch with internal voltage tap on lower stab of circuit breaker, with voltage tap module VTM680 and power supply of ETU600, able to communication, integrated metering type PMF-1 Energy Efficiency, Voltage, Active energy Ea Manual operating mechanism with mechanical closing, without Spring charging motor, Ready-to-close signal. switch, Auxiliary switches 2NO+2NC, without Closing coil (CC), manual operating mechanism with mechanical closing, without Remote trip alarm reset coil (RR), without 2nd shunt trip, without 1st Shunt trip | 142870 | 1 | Z\ | 1
3WA1108-5EE44-0AA0 |  | withdrawable circuit breaker, with guide frame, IEC 60947-2, size 1, 4-pole, N pole on left, In=800 A up to 690 V AC 50/60 Hz, breaking capacity H Icu=100/66 kA at 500/690 V, ETU600 LSI electronic trip unit upgradeable, color display, Bluetooth, USB interface, basic protection LT, ST, INST, including protection of the N conductor (internal neutral point sensor available), trip alarm switch (1 x CO), connection at rear flange, guide frame with shutter, without position signaling switch with internal voltage tap on lower stab of circuit breaker, with voltage tap module VTM680 and power supply of ETU600, able to communication, integrated metering type PMF-1 Energy Efficiency, Voltage, Active energy Ea Manual operating mechanism with mechanical closing, without Spring charging motor, Ready-to-close signal. switch, Auxiliary switches 2NO+2NC, without Closing coil (CC), manual operating mechanism with mechanical closing, without Remote trip alarm reset coil (RR), without 2nd shunt trip, without 1st Shunt trip | 142870 | 1 | Z\ | 1
3WA1108-5EF01-0AA0 |  | fixed-mounted circuit breaker, IEC 60947-2, size 1, 3-pole, In=800 A up to 690 V AC 50/60 Hz, breaking capacity H Icu=100/66 kA at 500/690 V, ETU600 LSIG electronic trip unit upgradeable, color display, Bluetooth, USB interface, basic protection LT, ST, INST, GFx, neutral conductor protection requires an external neutral point current sensor, trip alarm switch (1 x CO), connection at rear vertical, with internal voltage tap on lower stab of circuit breaker, with voltage tap module VTM680 and power supply of ETU600, able to communication, integrated metering type PMF-1 Energy Efficiency, Voltage, Active energy Ea Manual operating mechanism with mechanical closing, without Spring charging motor, Ready-to-close signal. switch, Auxiliary switches 2NO+2NC, without Closing coil (CC), manual operating mechanism with mechanical closing, without Remote trip alarm reset coil (RR), without 2nd shunt trip, without 1st Shunt trip | 92370 | 1 | Z\ | 1
3WA1108-5EF02-0AA0 |  | fixed-mounted circuit breaker, IEC 60947-2, size 1, 3-pole, In=800 A up to 690 V AC 50/60 Hz, breaking capacity H Icu=100/66 kA at 500/690 V, ETU600 LSIG electronic trip unit upgradeable, color display, Bluetooth, USB interface, basic protection LT, ST, INST, GFx, neutral conductor protection requires an external neutral point current sensor, trip alarm switch (1 x CO), connection at rear horizontal with internal voltage tap on lower stab of circuit breaker, with voltage tap module VTM680 and power supply of ETU600, able to communication, integrated metering type PMF-1 Energy Efficiency, Voltage, Active energy Ea Manual operating mechanism with mechanical closing, without Spring charging motor, Ready-to-close signal. switch, Auxiliary switches 2NO+2NC, without Closing coil (CC), manual operating mechanism with mechanical closing, without Remote trip alarm reset coil (RR), without 2nd shunt trip, without 1st Shunt trip | 90670 | 1 | Z\ | 1
3WA1108-5EF11-0AA0 |  | fixed-mounted circuit breaker, IEC 60947-2, size 1, 4-pole, N pole on left, In=800 A up to 690 V AC 50/60 Hz, breaking capacity H Icu=100/66 kA at 500/690 V, ETU600 LSIG electronic trip unit upgradeable, color display, Bluetooth, USB interface, basic protection LT, ST, INST, GFx, including protection of the N conductor (internal neutral point sensor available), trip alarm switch (1 x CO), connection at rear vertical, with internal voltage tap on lower stab of circuit breaker, with voltage tap module VTM680 and power supply of ETU600, able to communication, integrated metering type PMF-1 Energy Efficiency, Voltage, Active energy Ea Manual operating mechanism with mechanical closing, without Spring charging motor, Ready-to-close signal. switch, Auxiliary switches 2NO+2NC, without Closing coil (CC), manual operating mechanism with mechanical closing, without Remote trip alarm reset coil (RR), without 2nd shunt trip, without 1st Shunt trip | 115870 | 1 | Z\ | 1
3WA1108-5EF12-0AA0 |  | fixed-mounted circuit breaker, IEC 60947-2, size 1, 4-pole, N pole on left, In=800 A up to 690 V AC 50/60 Hz, breaking capacity H Icu=100/66 kA at 500/690 V, ETU600 LSIG electronic trip unit upgradeable, color display, Bluetooth, USB interface, basic protection LT, ST, INST, GFx, including protection of the N conductor (internal neutral point sensor available), trip alarm switch (1 x CO), connection at rear horizontal with internal voltage tap on lower stab of circuit breaker, with voltage tap module VTM680 and power supply of ETU600, able to communication, integrated metering type PMF-1 Energy Efficiency, Voltage, Active energy Ea Manual operating mechanism with mechanical closing, without Spring charging motor, Ready-to-close signal. switch, Auxiliary switches 2NO+2NC, without Closing coil (CC), manual operating mechanism with mechanical closing, without Remote trip alarm reset coil (RR), without 2nd shunt trip, without 1st Shunt trip | 113870 | 1 | Z\ | 1
3WA1108-5EF21-0AA0 |  | fixed-mounted circuit breaker, IEC 60947-2, size 1, 4-pole, N pole on right, In=800 A up to 690 V AC 50/60 Hz, breaking capacity H Icu=100/66 kA at 500/690 V, ETU600 LSIG electronic trip unit upgradeable, color display, Bluetooth, USB interface, basic protection LT, ST, INST, GFx, including protection of the N conductor (internal neutral point sensor available), trip alarm switch (1 x CO), connection at rear vertical, with internal voltage tap on lower stab of circuit breaker, with voltage tap module VTM680 and power supply of ETU600, able to communication, integrated metering type PMF-1 Energy Efficiency, Voltage, Active energy Ea Manual operating mechanism with mechanical closing, without Spring charging motor, Ready-to-close signal. switch, Auxiliary switches 2NO+2NC, without Closing coil (CC), manual operating mechanism with mechanical closing, without Remote trip alarm reset coil (RR), without 2nd shunt trip, without 1st Shunt trip | 115870 | 1 | Z\ | 1
3WA1108-5EF22-0AA0 |  | fixed-mounted circuit breaker, IEC 60947-2, size 1, 4-pole, N pole on right, In=800 A up to 690 V AC 50/60 Hz, breaking capacity H Icu=100/66 kA at 500/690 V, ETU600 LSIG electronic trip unit upgradeable, color display, Bluetooth, USB interface, basic protection LT, ST, INST, GFx, including protection of the N conductor (internal neutral point sensor available), trip alarm switch (1 x CO), connection at rear horizontal with internal voltage tap on lower stab of circuit breaker, with voltage tap module VTM680 and power supply of ETU600, able to communication, integrated metering type PMF-1 Energy Efficiency, Voltage, Active energy Ea Manual operating mechanism with mechanical closing, without Spring charging motor, Ready-to-close signal. switch, Auxiliary switches 2NO+2NC, without Closing coil (CC), manual operating mechanism with mechanical closing, without Remote trip alarm reset coil (RR), without 2nd shunt trip, without 1st Shunt trip | 113870 | 1 | Z\ | 1
3WA1108-5EF31-0AA0 |  | withdrawable circuit breaker, with guide frame, IEC 60947-2, size 1, 3-pole, In=800 A up to 690 V AC 50/60 Hz, breaking capacity H Icu=100/66 kA at 500/690 V, ETU600 LSIG electronic trip unit upgradeable, color display, Bluetooth, USB interface, basic protection LT, ST, INST, GFx, neutral conductor protection requires an external neutral point current sensor, trip alarm switch (1 x CO), connection at rear vertical, guide frame with shutter, without position signaling switch with internal voltage tap on lower stab of circuit breaker, with voltage tap module VTM680 and power supply of ETU600, able to communication, integrated metering type PMF-1 Energy Efficiency, Voltage, Active energy Ea Manual operating mechanism with mechanical closing, without Spring charging motor, Ready-to-close signal. switch, Auxiliary switches 2NO+2NC, without Closing coil (CC), manual operating mechanism with mechanical closing, without Remote trip alarm reset coil (RR), without 2nd shunt trip, without 1st Shunt trip | 123870 | 1 | Z\ | 1
3WA1108-5EF32-0AA0 |  | withdrawable circuit breaker, with guide frame, IEC 60947-2, size 1, 3-pole, In=800 A up to 690 V AC 50/60 Hz, breaking capacity H Icu=100/66 kA at 500/690 V, ETU600 LSIG electronic trip unit upgradeable, color display, Bluetooth, USB interface, basic protection LT, ST, INST, GFx, neutral conductor protection requires an external neutral point current sensor, trip alarm switch (1 x CO), connection at rear horizontal guide frame with shutter, without position signaling switch with internal voltage tap on lower stab of circuit breaker, with voltage tap module VTM680 and power supply of ETU600, able to communication, integrated metering type PMF-1 Energy Efficiency, Voltage, Active energy Ea Manual operating mechanism with mechanical closing, without Spring charging motor, Ready-to-close signal. switch, Auxiliary switches 2NO+2NC, without Closing coil (CC), manual operating mechanism with mechanical closing, without Remote trip alarm reset coil (RR), without 2nd shunt trip, without 1st Shunt trip | 120870 | 1 | Z\ | 1
3WA1108-5EF34-0AA0 |  | withdrawable circuit breaker, with guide frame, IEC 60947-2, size 1, 3-pole, In=800 A up to 690 V AC 50/60 Hz, breaking capacity H Icu=100/66 kA at 500/690 V, ETU600 LSIG electronic trip unit upgradeable, color display, Bluetooth, USB interface, basic protection LT, ST, INST, GFx, neutral conductor protection requires an external neutral point current sensor, trip alarm switch (1 x CO), connection at rear flange, guide frame with shutter, without position signaling switch with internal voltage tap on lower stab of circuit breaker, with voltage tap module VTM680 and power supply of ETU600, able to communication, integrated metering type PMF-1 Energy Efficiency, Voltage, Active energy Ea Manual operating mechanism with mechanical closing, without Spring charging motor, Ready-to-close signal. switch, Auxiliary switches 2NO+2NC, without Closing coil (CC), manual operating mechanism with mechanical closing, without Remote trip alarm reset coil (RR), without 2nd shunt trip, without 1st Shunt trip | 120870 | 1 | Z\ | 1
3WA1108-5EF41-0AA0 |  | withdrawable circuit breaker, with guide frame, IEC 60947-2, size 1, 4-pole, N pole on left, In=800 A up to 690 V AC 50/60 Hz, breaking capacity H Icu=100/66 kA at 500/690 V, ETU600 LSIG electronic trip unit upgradeable, color display, Bluetooth, USB interface, basic protection LT, ST, INST, GFx, including protection of the N conductor (internal neutral point sensor available), trip alarm switch (1 x CO), connection at rear vertical, guide frame with shutter, without position signaling switch with internal voltage tap on lower stab of circuit breaker, with voltage tap module VTM680 and power supply of ETU600, able to communication, integrated metering type PMF-1 Energy Efficiency, Voltage, Active energy Ea Manual operating mechanism with mechanical closing, without Spring charging motor, Ready-to-close signal. switch, Auxiliary switches 2NO+2NC, without Closing coil (CC), manual operating mechanism with mechanical closing, without Remote trip alarm reset coil (RR), without 2nd shunt trip, without 1st Shunt trip | 156870 | 1 | Z\ | 1
3WA1108-5EF42-0AA0 |  | withdrawable circuit breaker, with guide frame, IEC 60947-2, size 1, 4-pole, N pole on left, In=800 A up to 690 V AC 50/60 Hz, breaking capacity H Icu=100/66 kA at 500/690 V, ETU600 LSIG electronic trip unit upgradeable, color display, Bluetooth, USB interface, basic protection LT, ST, INST, GFx, including protection of the N conductor (internal neutral point sensor available), trip alarm switch (1 x CO), connection at rear horizontal guide frame with shutter, without position signaling switch with internal voltage tap on lower stab of circuit breaker, with voltage tap module VTM680 and power supply of ETU600, able to communication, integrated metering type PMF-1 Energy Efficiency, Voltage, Active energy Ea Manual operating mechanism with mechanical closing, without Spring charging motor, Ready-to-close signal. switch, Auxiliary switches 2NO+2NC, without Closing coil (CC), manual operating mechanism with mechanical closing, without Remote trip alarm reset coil (RR), without 2nd shunt trip, without 1st Shunt trip | 153870 | 1 | Z\ | 1
3WA1108-5EF44-0AA0 |  | withdrawable circuit breaker, with guide frame, IEC 60947-2, size 1, 4-pole, N pole on left, In=800 A up to 690 V AC 50/60 Hz, breaking capacity H Icu=100/66 kA at 500/690 V, ETU600 LSIG electronic trip unit upgradeable, color display, Bluetooth, USB interface, basic protection LT, ST, INST, GFx, including protection of the N conductor (internal neutral point sensor available), trip alarm switch (1 x CO), connection at rear flange, guide frame with shutter, without position signaling switch with internal voltage tap on lower stab of circuit breaker, with voltage tap module VTM680 and power supply of ETU600, able to communication, integrated metering type PMF-1 Energy Efficiency, Voltage, Active energy Ea Manual operating mechanism with mechanical closing, without Spring charging motor, Ready-to-close signal. switch, Auxiliary switches 2NO+2NC, without Closing coil (CC), manual operating mechanism with mechanical closing, without Remote trip alarm reset coil (RR), without 2nd shunt trip, without 1st Shunt trip | 153870 | 1 | Z\ | 1
3WA1108-5FE01-0AA0 |  | fixed-mounted circuit breaker, IEC 60947-2, size 1, 3-pole, In=800 A up to 690 V AC 50/60 Hz, breaking capacity H Icu=100/66 kA at 500/690 V, ETU600 LSI electronic trip unit upgradeable, color display, Bluetooth, USB interface, basic protection LT, ST, INST, neutral conductor protection requires an external neutral point current sensor, trip alarm switch (1 x CO), connection at rear vertical, with internal voltage tap on lower stab of circuit breaker, with voltage tap module VTM680 and power supply of ETU600, able to communication, integrated metering type PMF-2 Basic Power Monitoring, Voltage, Energy, Power, Power factor, Frequency, Unbalance, Temperature, Manual operating mechanism with mechanical closing, without Spring charging motor, Ready-to-close signal. switch, Auxiliary switches 2NO+2NC, without Closing coil (CC), manual operating mechanism with mechanical closing, without Remote trip alarm reset coil (RR), without 2nd shunt trip, without 1st Shunt trip | 90600 | 1 | Z\ | 1
3WA1108-5FE02-0AA0 |  | fixed-mounted circuit breaker, IEC 60947-2, size 1, 3-pole, In=800 A up to 690 V AC 50/60 Hz, breaking capacity H Icu=100/66 kA at 500/690 V, ETU600 LSI electronic trip unit upgradeable, color display, Bluetooth, USB interface, basic protection LT, ST, INST, neutral conductor protection requires an external neutral point current sensor, trip alarm switch (1 x CO), connection at rear horizontal with internal voltage tap on lower stab of circuit breaker, with voltage tap module VTM680 and power supply of ETU600, able to communication, integrated metering type PMF-2 Basic Power Monitoring, Voltage, Energy, Power, Power factor, Frequency, Unbalance, Temperature, Manual operating mechanism with mechanical closing, without Spring charging motor, Ready-to-close signal. switch, Auxiliary switches 2NO+2NC, without Closing coil (CC), manual operating mechanism with mechanical closing, without Remote trip alarm reset coil (RR), without 2nd shunt trip, without 1st Shunt trip | 88900 | 1 | Z\ | 1
3WA1108-5FE11-0AA0 |  | fixed-mounted circuit breaker, IEC 60947-2, size 1, 4-pole, N pole on left, In=800 A up to 690 V AC 50/60 Hz, breaking capacity H Icu=100/66 kA at 500/690 V, ETU600 LSI electronic trip unit upgradeable, color display, Bluetooth, USB interface, basic protection LT, ST, INST, including protection of the N conductor (internal neutral point sensor available), trip alarm switch (1 x CO), connection at rear vertical, with internal voltage tap on lower stab of circuit breaker, with voltage tap module VTM680 and power supply of ETU600, able to communication, integrated metering type PMF-2 Basic Power Monitoring, Voltage, Energy, Power, Power factor, Frequency, Unbalance, Temperature, Manual operating mechanism with mechanical closing, without Spring charging motor, Ready-to-close signal. switch, Auxiliary switches 2NO+2NC, without Closing coil (CC), manual operating mechanism with mechanical closing, without Remote trip alarm reset coil (RR), without 2nd shunt trip, without 1st Shunt trip | 113900 | 1 | Z\ | 1
3WA1108-5FE12-0AA0 |  | fixed-mounted circuit breaker, IEC 60947-2, size 1, 4-pole, N pole on left, In=800 A up to 690 V AC 50/60 Hz, breaking capacity H Icu=100/66 kA at 500/690 V, ETU600 LSI electronic trip unit upgradeable, color display, Bluetooth, USB interface, basic protection LT, ST, INST, including protection of the N conductor (internal neutral point sensor available), trip alarm switch (1 x CO), connection at rear horizontal with internal voltage tap on lower stab of circuit breaker, with voltage tap module VTM680 and power supply of ETU600, able to communication, integrated metering type PMF-2 Basic Power Monitoring, Voltage, Energy, Power, Power factor, Frequency, Unbalance, Temperature, Manual operating mechanism with mechanical closing, without Spring charging motor, Ready-to-close signal. switch, Auxiliary switches 2NO+2NC, without Closing coil (CC), manual operating mechanism with mechanical closing, without Remote trip alarm reset coil (RR), without 2nd shunt trip, without 1st Shunt trip | 111700 | 1 | Z\ | 1
3WA1108-5FE21-0AA0 |  | fixed-mounted circuit breaker, IEC 60947-2, size 1, 4-pole, N pole on right, In=800 A up to 690 V AC 50/60 Hz, breaking capacity H Icu=100/66 kA at 500/690 V, ETU600 LSI electronic trip unit upgradeable, color display, Bluetooth, USB interface, basic protection LT, ST, INST, including protection of the N conductor (internal neutral point sensor available), trip alarm switch (1 x CO), connection at rear vertical, with internal voltage tap on lower stab of circuit breaker, with voltage tap module VTM680 and power supply of ETU600, able to communication, integrated metering type PMF-2 Basic Power Monitoring, Voltage, Energy, Power, Power factor, Frequency, Unbalance, Temperature, Manual operating mechanism with mechanical closing, without Spring charging motor, Ready-to-close signal. switch, Auxiliary switches 2NO+2NC, without Closing coil (CC), manual operating mechanism with mechanical closing, without Remote trip alarm reset coil (RR), without 2nd shunt trip, without 1st Shunt trip | 113900 | 1 | Z\ | 1
3WA1108-5FE22-0AA0 |  | fixed-mounted circuit breaker, IEC 60947-2, size 1, 4-pole, N pole on right, In=800 A up to 690 V AC 50/60 Hz, breaking capacity H Icu=100/66 kA at 500/690 V, ETU600 LSI electronic trip unit upgradeable, color display, Bluetooth, USB interface, basic protection LT, ST, INST, including protection of the N conductor (internal neutral point sensor available), trip alarm switch (1 x CO), connection at rear horizontal with internal voltage tap on lower stab of circuit breaker, with voltage tap module VTM680 and power supply of ETU600, able to communication, integrated metering type PMF-2 Basic Power Monitoring, Voltage, Energy, Power, Power factor, Frequency, Unbalance, Temperature, Manual operating mechanism with mechanical closing, without Spring charging motor, Ready-to-close signal. switch, Auxiliary switches 2NO+2NC, without Closing coil (CC), manual operating mechanism with mechanical closing, without Remote trip alarm reset coil (RR), without 2nd shunt trip, without 1st Shunt trip | 111700 | 1 | Z\ | 1
3WA1108-5FE31-0AA0 |  | withdrawable circuit breaker, with guide frame, IEC 60947-2, size 1, 3-pole, In=800 A up to 690 V AC 50/60 Hz, breaking capacity H Icu=100/66 kA at 500/690 V, ETU600 LSI electronic trip unit upgradeable, color display, Bluetooth, USB interface, basic protection LT, ST, INST, neutral conductor protection requires an external neutral point current sensor, trip alarm switch (1 x CO), connection at rear vertical, guide frame with shutter, without position signaling switch with internal voltage tap on lower stab of circuit breaker, with voltage tap module VTM680 and power supply of ETU600, able to communication, integrated metering type PMF-2 Basic Power Monitoring, Voltage, Energy, Power, Power factor, Frequency, Unbalance, Temperature, Manual operating mechanism with mechanical closing, without Spring charging motor, Ready-to-close signal. switch, Auxiliary switches 2NO+2NC, without Closing coil (CC), manual operating mechanism with mechanical closing, without Remote trip alarm reset coil (RR), without 2nd shunt trip, without 1st Shunt trip | 121700 | 1 | Z\ | 1
3WA1108-5FE32-0AA0 |  | withdrawable circuit breaker, with guide frame, IEC 60947-2, size 1, 3-pole, In=800 A up to 690 V AC 50/60 Hz, breaking capacity H Icu=100/66 kA at 500/690 V, ETU600 LSI electronic trip unit upgradeable, color display, Bluetooth, USB interface, basic protection LT, ST, INST, neutral conductor protection requires an external neutral point current sensor, trip alarm switch (1 x CO), connection at rear horizontal guide frame with shutter, without position signaling switch with internal voltage tap on lower stab of circuit breaker, with voltage tap module VTM680 and power supply of ETU600, able to communication, integrated metering type PMF-2 Basic Power Monitoring, Voltage, Energy, Power, Power factor, Frequency, Unbalance, Temperature, Manual operating mechanism with mechanical closing, without Spring charging motor, Ready-to-close signal. switch, Auxiliary switches 2NO+2NC, without Closing coil (CC), manual operating mechanism with mechanical closing, without Remote trip alarm reset coil (RR), without 2nd shunt trip, without 1st Shunt trip | 118700 | 1 | Z\ | 1
3WA1108-5FE34-0AA0 |  | withdrawable circuit breaker, with guide frame, IEC 60947-2, size 1, 3-pole, In=800 A up to 690 V AC 50/60 Hz, breaking capacity H Icu=100/66 kA at 500/690 V, ETU600 LSI electronic trip unit upgradeable, color display, Bluetooth, USB interface, basic protection LT, ST, INST, neutral conductor protection requires an external neutral point current sensor, trip alarm switch (1 x CO), connection at rear flange, guide frame with shutter, without position signaling switch with internal voltage tap on lower stab of circuit breaker, with voltage tap module VTM680 and power supply of ETU600, able to communication, integrated metering type PMF-2 Basic Power Monitoring, Voltage, Energy, Power, Power factor, Frequency, Unbalance, Temperature, Manual operating mechanism with mechanical closing, without Spring charging motor, Ready-to-close signal. switch, Auxiliary switches 2NO+2NC, without Closing coil (CC), manual operating mechanism with mechanical closing, without Remote trip alarm reset coil (RR), without 2nd shunt trip, without 1st Shunt trip | 118700 | 1 | Z\ | 1
3WA1108-5FE41-0AA0 |  | withdrawable circuit breaker, with guide frame, IEC 60947-2, size 1, 4-pole, N pole on left, In=800 A up to 690 V AC 50/60 Hz, breaking capacity H Icu=100/66 kA at 500/690 V, ETU600 LSI electronic trip unit upgradeable, color display, Bluetooth, USB interface, basic protection LT, ST, INST, including protection of the N conductor (internal neutral point sensor available), trip alarm switch (1 x CO), connection at rear vertical, guide frame with shutter, without position signaling switch with internal voltage tap on lower stab of circuit breaker, with voltage tap module VTM680 and power supply of ETU600, able to communication, integrated metering type PMF-2 Basic Power Monitoring, Voltage, Energy, Power, Power factor, Frequency, Unbalance, Temperature, Manual operating mechanism with mechanical closing, without Spring charging motor, Ready-to-close signal. switch, Auxiliary switches 2NO+2NC, without Closing coil (CC), manual operating mechanism with mechanical closing, without Remote trip alarm reset coil (RR), without 2nd shunt trip, without 1st Shunt trip | 155700 | 1 | Z\ | 1
3WA1108-5FE42-0AA0 |  | withdrawable circuit breaker, with guide frame, IEC 60947-2, size 1, 4-pole, N pole on left, In=800 A up to 690 V AC 50/60 Hz, breaking capacity H Icu=100/66 kA at 500/690 V, ETU600 LSI electronic trip unit upgradeable, color display, Bluetooth, USB interface, basic protection LT, ST, INST, including protection of the N conductor (internal neutral point sensor available), trip alarm switch (1 x CO), connection at rear horizontal guide frame with shutter, without position signaling switch with internal voltage tap on lower stab of circuit breaker, with voltage tap module VTM680 and power supply of ETU600, able to communication, integrated metering type PMF-2 Basic Power Monitoring, Voltage, Energy, Power, Power factor, Frequency, Unbalance, Temperature, Manual operating mechanism with mechanical closing, without Spring charging motor, Ready-to-close signal. switch, Auxiliary switches 2NO+2NC, without Closing coil (CC), manual operating mechanism with mechanical closing, without Remote trip alarm reset coil (RR), without 2nd shunt trip, without 1st Shunt trip | 151700 | 1 | Z\ | 1
3WA1108-5FE44-0AA0 |  | withdrawable circuit breaker, with guide frame, IEC 60947-2, size 1, 4-pole, N pole on left, In=800 A up to 690 V AC 50/60 Hz, breaking capacity H Icu=100/66 kA at 500/690 V, ETU600 LSI electronic trip unit upgradeable, color display, Bluetooth, USB interface, basic protection LT, ST, INST, including protection of the N conductor (internal neutral point sensor available), trip alarm switch (1 x CO), connection at rear flange, guide frame with shutter, without position signaling switch with internal voltage tap on lower stab of circuit breaker, with voltage tap module VTM680 and power supply of ETU600, able to communication, integrated metering type PMF-2 Basic Power Monitoring, Voltage, Energy, Power, Power factor, Frequency, Unbalance, Temperature, Manual operating mechanism with mechanical closing, without Spring charging motor, Ready-to-close signal. switch, Auxiliary switches 2NO+2NC, without Closing coil (CC), manual operating mechanism with mechanical closing, without Remote trip alarm reset coil (RR), without 2nd shunt trip, without 1st Shunt trip | 151700 | 1 | Z\ | 1
3WA1108-5FF01-0AA0 |  | fixed-mounted circuit breaker, IEC 60947-2, size 1, 3-pole, In=800 A up to 690 V AC 50/60 Hz, breaking capacity H Icu=100/66 kA at 500/690 V, ETU600 LSIG electronic trip unit upgradeable, color display, Bluetooth, USB interface, basic protection LT, ST, INST, GFx, neutral conductor protection requires an external neutral point current sensor, trip alarm switch (1 x CO), connection at rear vertical, with internal voltage tap on lower stab of circuit breaker, with voltage tap module VTM680 and power supply of ETU600, able to communication, integrated metering type PMF-2 Basic Power Monitoring, Voltage, Energy, Power, Power factor, Frequency, Unbalance, Temperature, Manual operating mechanism with mechanical closing, without Spring charging motor, Ready-to-close signal. switch, Auxiliary switches 2NO+2NC, without Closing coil (CC), manual operating mechanism with mechanical closing, without Remote trip alarm reset coil (RR), without 2nd shunt trip, without 1st Shunt trip | 101200 | 1 | Z\ | 1
3WA1108-5FF02-0AA0 |  | fixed-mounted circuit breaker, IEC 60947-2, size 1, 3-pole, In=800 A up to 690 V AC 50/60 Hz, breaking capacity H Icu=100/66 kA at 500/690 V, ETU600 LSIG electronic trip unit upgradeable, color display, Bluetooth, USB interface, basic protection LT, ST, INST, GFx, neutral conductor protection requires an external neutral point current sensor, trip alarm switch (1 x CO), connection at rear horizontal with internal voltage tap on lower stab of circuit breaker, with voltage tap module VTM680 and power supply of ETU600, able to communication, integrated metering type PMF-2 Basic Power Monitoring, Voltage, Energy, Power, Power factor, Frequency, Unbalance, Temperature, Manual operating mechanism with mechanical closing, without Spring charging motor, Ready-to-close signal. switch, Auxiliary switches 2NO+2NC, without Closing coil (CC), manual operating mechanism with mechanical closing, without Remote trip alarm reset coil (RR), without 2nd shunt trip, without 1st Shunt trip | 99500 | 1 | Z\ | 1
3WA1108-5FF11-0AA0 |  | fixed-mounted circuit breaker, IEC 60947-2, size 1, 4-pole, N pole on left, In=800 A up to 690 V AC 50/60 Hz, breaking capacity H Icu=100/66 kA at 500/690 V, ETU600 LSIG electronic trip unit upgradeable, color display, Bluetooth, USB interface, basic protection LT, ST, INST, GFx, including protection of the N conductor (internal neutral point sensor available), trip alarm switch (1 x CO), connection at rear vertical, with internal voltage tap on lower stab of circuit breaker, with voltage tap module VTM680 and power supply of ETU600, able to communication, integrated metering type PMF-2 Basic Power Monitoring, Voltage, Energy, Power, Power factor, Frequency, Unbalance, Temperature, Manual operating mechanism with mechanical closing, without Spring charging motor, Ready-to-close signal. switch, Auxiliary switches 2NO+2NC, without Closing coil (CC), manual operating mechanism with mechanical closing, without Remote trip alarm reset coil (RR), without 2nd shunt trip, without 1st Shunt trip | 124700 | 1 | Z\ | 1
3WA1108-5FF12-0AA0 |  | fixed-mounted circuit breaker, IEC 60947-2, size 1, 4-pole, N pole on left, In=800 A up to 690 V AC 50/60 Hz, breaking capacity H Icu=100/66 kA at 500/690 V, ETU600 LSIG electronic trip unit upgradeable, color display, Bluetooth, USB interface, basic protection LT, ST, INST, GFx, including protection of the N conductor (internal neutral point sensor available), trip alarm switch (1 x CO), connection at rear horizontal with internal voltage tap on lower stab of circuit breaker, with voltage tap module VTM680 and power supply of ETU600, able to communication, integrated metering type PMF-2 Basic Power Monitoring, Voltage, Energy, Power, Power factor, Frequency, Unbalance, Temperature, Manual operating mechanism with mechanical closing, without Spring charging motor, Ready-to-close signal. switch, Auxiliary switches 2NO+2NC, without Closing coil (CC), manual operating mechanism with mechanical closing, without Remote trip alarm reset coil (RR), without 2nd shunt trip, without 1st Shunt trip | 122700 | 1 | Z\ | 1
3WA1108-5FF21-0AA0 |  | fixed-mounted circuit breaker, IEC 60947-2, size 1, 4-pole, N pole on right, In=800 A up to 690 V AC 50/60 Hz, breaking capacity H Icu=100/66 kA at 500/690 V, ETU600 LSIG electronic trip unit upgradeable, color display, Bluetooth, USB interface, basic protection LT, ST, INST, GFx, including protection of the N conductor (internal neutral point sensor available), trip alarm switch (1 x CO), connection at rear vertical, with internal voltage tap on lower stab of circuit breaker, with voltage tap module VTM680 and power supply of ETU600, able to communication, integrated metering type PMF-2 Basic Power Monitoring, Voltage, Energy, Power, Power factor, Frequency, Unbalance, Temperature, Manual operating mechanism with mechanical closing, without Spring charging motor, Ready-to-close signal. switch, Auxiliary switches 2NO+2NC, without Closing coil (CC), manual operating mechanism with mechanical closing, without Remote trip alarm reset coil (RR), without 2nd shunt trip, without 1st Shunt trip | 124700 | 1 | Z\ | 1
3WA1108-5FF22-0AA0 |  | fixed-mounted circuit breaker, IEC 60947-2, size 1, 4-pole, N pole on right, In=800 A up to 690 V AC 50/60 Hz, breaking capacity H Icu=100/66 kA at 500/690 V, ETU600 LSIG electronic trip unit upgradeable, color display, Bluetooth, USB interface, basic protection LT, ST, INST, GFx, including protection of the N conductor (internal neutral point sensor available), trip alarm switch (1 x CO), connection at rear horizontal with internal voltage tap on lower stab of circuit breaker, with voltage tap module VTM680 and power supply of ETU600, able to communication, integrated metering type PMF-2 Basic Power Monitoring, Voltage, Energy, Power, Power factor, Frequency, Unbalance, Temperature, Manual operating mechanism with mechanical closing, without Spring charging motor, Ready-to-close signal. switch, Auxiliary switches 2NO+2NC, without Closing coil (CC), manual operating mechanism with mechanical closing, without Remote trip alarm reset coil (RR), without 2nd shunt trip, without 1st Shunt trip | 122700 | 1 | Z\ | 1
3WA1108-5FF31-0AA0 |  | withdrawable circuit breaker, with guide frame, IEC 60947-2, size 1, 3-pole, In=800 A up to 690 V AC 50/60 Hz, breaking capacity H Icu=100/66 kA at 500/690 V, ETU600 LSIG electronic trip unit upgradeable, color display, Bluetooth, USB interface, basic protection LT, ST, INST, GFx, neutral conductor protection requires an external neutral point current sensor, trip alarm switch (1 x CO), connection at rear vertical, guide frame with shutter, without position signaling switch with internal voltage tap on lower stab of circuit breaker, with voltage tap module VTM680 and power supply of ETU600, able to communication, integrated metering type PMF-2 Basic Power Monitoring, Voltage, Energy, Power, Power factor, Frequency, Unbalance, Temperature, Manual operating mechanism with mechanical closing, without Spring charging motor, Ready-to-close signal. switch, Auxiliary switches 2NO+2NC, without Closing coil (CC), manual operating mechanism with mechanical closing, without Remote trip alarm reset coil (RR), without 2nd shunt trip, without 1st Shunt trip | 132700 | 1 | Z\ | 1
3WA1108-5FF32-0AA0 |  | withdrawable circuit breaker, with guide frame, IEC 60947-2, size 1, 3-pole, In=800 A up to 690 V AC 50/60 Hz, breaking capacity H Icu=100/66 kA at 500/690 V, ETU600 LSIG electronic trip unit upgradeable, color display, Bluetooth, USB interface, basic protection LT, ST, INST, GFx, neutral conductor protection requires an external neutral point current sensor, trip alarm switch (1 x CO), connection at rear horizontal guide frame with shutter, without position signaling switch with internal voltage tap on lower stab of circuit breaker, with voltage tap module VTM680 and power supply of ETU600, able to communication, integrated metering type PMF-2 Basic Power Monitoring, Voltage, Energy, Power, Power factor, Frequency, Unbalance, Temperature, Manual operating mechanism with mechanical closing, without Spring charging motor, Ready-to-close signal. switch, Auxiliary switches 2NO+2NC, without Closing coil (CC), manual operating mechanism with mechanical closing, without Remote trip alarm reset coil (RR), without 2nd shunt trip, without 1st Shunt trip | 129700 | 1 | Z\ | 1
3WA1108-5FF34-0AA0 |  | withdrawable circuit breaker, with guide frame, IEC 60947-2, size 1, 3-pole, In=800 A up to 690 V AC 50/60 Hz, breaking capacity H Icu=100/66 kA at 500/690 V, ETU600 LSIG electronic trip unit upgradeable, color display, Bluetooth, USB interface, basic protection LT, ST, INST, GFx, neutral conductor protection requires an external neutral point current sensor, trip alarm switch (1 x CO), connection at rear flange, guide frame with shutter, without position signaling switch with internal voltage tap on lower stab of circuit breaker, with voltage tap module VTM680 and power supply of ETU600, able to communication, integrated metering type PMF-2 Basic Power Monitoring, Voltage, Energy, Power, Power factor, Frequency, Unbalance, Temperature, Manual operating mechanism with mechanical closing, without Spring charging motor, Ready-to-close signal. switch, Auxiliary switches 2NO+2NC, without Closing coil (CC), manual operating mechanism with mechanical closing, without Remote trip alarm reset coil (RR), without 2nd shunt trip, without 1st Shunt trip | 129700 | 1 | Z\ | 1
3WA1108-5FF41-0AA0 |  | withdrawable circuit breaker, with guide frame, IEC 60947-2, size 1, 4-pole, N pole on left, In=800 A up to 690 V AC 50/60 Hz, breaking capacity H Icu=100/66 kA at 500/690 V, ETU600 LSIG electronic trip unit upgradeable, color display, Bluetooth, USB interface, basic protection LT, ST, INST, GFx, including protection of the N conductor (internal neutral point sensor available), trip alarm switch (1 x CO), connection at rear vertical, guide frame with shutter, without position signaling switch with internal voltage tap on lower stab of circuit breaker, with voltage tap module VTM680 and power supply of ETU600, able to communication, integrated metering type PMF-2 Basic Power Monitoring, Voltage, Energy, Power, Power factor, Frequency, Unbalance, Temperature, Manual operating mechanism with mechanical closing, without Spring charging motor, Ready-to-close signal. switch, Auxiliary switches 2NO+2NC, without Closing coil (CC), manual operating mechanism with mechanical closing, without Remote trip alarm reset coil (RR), without 2nd shunt trip, without 1st Shunt trip | 165700 | 1 | Z\ | 1
3WA1108-5FF42-0AA0 |  | withdrawable circuit breaker, with guide frame, IEC 60947-2, size 1, 4-pole, N pole on left, In=800 A up to 690 V AC 50/60 Hz, breaking capacity H Icu=100/66 kA at 500/690 V, ETU600 LSIG electronic trip unit upgradeable, color display, Bluetooth, USB interface, basic protection LT, ST, INST, GFx, including protection of the N conductor (internal neutral point sensor available), trip alarm switch (1 x CO), connection at rear horizontal guide frame with shutter, without position signaling switch with internal voltage tap on lower stab of circuit breaker, with voltage tap module VTM680 and power supply of ETU600, able to communication, integrated metering type PMF-2 Basic Power Monitoring, Voltage, Energy, Power, Power factor, Frequency, Unbalance, Temperature, Manual operating mechanism with mechanical closing, without Spring charging motor, Ready-to-close signal. switch, Auxiliary switches 2NO+2NC, without Closing coil (CC), manual operating mechanism with mechanical closing, without Remote trip alarm reset coil (RR), without 2nd shunt trip, without 1st Shunt trip | 162700 | 1 | Z\ | 1
3WA1108-5FF44-0AA0 |  | withdrawable circuit breaker, with guide frame, IEC 60947-2, size 1, 4-pole, N pole on left, In=800 A up to 690 V AC 50/60 Hz, breaking capacity H Icu=100/66 kA at 500/690 V, ETU600 LSIG electronic trip unit upgradeable, color display, Bluetooth, USB interface, basic protection LT, ST, INST, GFx, including protection of the N conductor (internal neutral point sensor available), trip alarm switch (1 x CO), connection at rear flange, guide frame with shutter, without position signaling switch with internal voltage tap on lower stab of circuit breaker, with voltage tap module VTM680 and power supply of ETU600, able to communication, integrated metering type PMF-2 Basic Power Monitoring, Voltage, Energy, Power, Power factor, Frequency, Unbalance, Temperature, Manual operating mechanism with mechanical closing, without Spring charging motor, Ready-to-close signal. switch, Auxiliary switches 2NO+2NC, without Closing coil (CC), manual operating mechanism with mechanical closing, without Remote trip alarm reset coil (RR), without 2nd shunt trip, without 1st Shunt trip | 162700 | 1 | Z\ | 1
3WA1108-5GE01-0AA0 |  | fixed-mounted circuit breaker, IEC 60947-2, size 1, 3-pole, In=800 A up to 690 V AC 50/60 Hz, breaking capacity H Icu=100/66 kA at 500/690 V, ETU600 LSI electronic trip unit upgradeable, color display, Bluetooth, USB interface, basic protection LT, ST, INST, neutral conductor protection requires an external neutral point current sensor, trip alarm switch (1 x CO), connection at rear vertical, with internal voltage tap on lower stab of circuit breaker, with voltage tap module VTM680 and power supply of ETU600, able to communication, integrated metering type PMF-3 Advanced Power Monitor., Voltage, Energy, Power, Power factor, Frequency, Unbalance, Temperature, Power quality, Manual operating mechanism with mechanical closing, without Spring charging motor, Ready-to-close signal. switch, Auxiliary switches 2NO+2NC, without Closing coil (CC), manual operating mechanism with mechanical closing, without Remote trip alarm reset coil (RR), without 2nd shunt trip, without 1st Shunt trip | 97000 | 1 | Z\ | 1
3WA1108-5GE02-0AA0 |  | fixed-mounted circuit breaker, IEC 60947-2, size 1, 3-pole, In=800 A up to 690 V AC 50/60 Hz, breaking capacity H Icu=100/66 kA at 500/690 V, ETU600 LSI electronic trip unit upgradeable, color display, Bluetooth, USB interface, basic protection LT, ST, INST, neutral conductor protection requires an external neutral point current sensor, trip alarm switch (1 x CO), connection at rear horizontal with internal voltage tap on lower stab of circuit breaker, with voltage tap module VTM680 and power supply of ETU600, able to communication, integrated metering type PMF-3 Advanced Power Monitor., Voltage, Energy, Power, Power factor, Frequency, Unbalance, Temperature, Power quality, Manual operating mechanism with mechanical closing, without Spring charging motor, Ready-to-close signal. switch, Auxiliary switches 2NO+2NC, without Closing coil (CC), manual operating mechanism with mechanical closing, without Remote trip alarm reset coil (RR), without 2nd shunt trip, without 1st Shunt trip | 95300 | 1 | Z\ | 1
3WA1108-5GE11-0AA0 |  | fixed-mounted circuit breaker, IEC 60947-2, size 1, 4-pole, N pole on left, In=800 A up to 690 V AC 50/60 Hz, breaking capacity H Icu=100/66 kA at 500/690 V, ETU600 LSI electronic trip unit upgradeable, color display, Bluetooth, USB interface, basic protection LT, ST, INST, including protection of the N conductor (internal neutral point sensor available), trip alarm switch (1 x CO), connection at rear vertical, with internal voltage tap on lower stab of circuit breaker, with voltage tap module VTM680 and power supply of ETU600, able to communication, integrated metering type PMF-3 Advanced Power Monitor., Voltage, Energy, Power, Power factor, Frequency, Unbalance, Temperature, Power quality, Manual operating mechanism with mechanical closing, without Spring charging motor, Ready-to-close signal. switch, Auxiliary switches 2NO+2NC, without Closing coil (CC), manual operating mechanism with mechanical closing, without Remote trip alarm reset coil (RR), without 2nd shunt trip, without 1st Shunt trip | 120300 | 1 | Z\ | 1
3WA1108-5GE12-0AA0 |  | fixed-mounted circuit breaker, IEC 60947-2, size 1, 4-pole, N pole on left, In=800 A up to 690 V AC 50/60 Hz, breaking capacity H Icu=100/66 kA at 500/690 V, ETU600 LSI electronic trip unit upgradeable, color display, Bluetooth, USB interface, basic protection LT, ST, INST, including protection of the N conductor (internal neutral point sensor available), trip alarm switch (1 x CO), connection at rear horizontal with internal voltage tap on lower stab of circuit breaker, with voltage tap module VTM680 and power supply of ETU600, able to communication, integrated metering type PMF-3 Advanced Power Monitor., Voltage, Energy, Power, Power factor, Frequency, Unbalance, Temperature, Power quality, Manual operating mechanism with mechanical closing, without Spring charging motor, Ready-to-close signal. switch, Auxiliary switches 2NO+2NC, without Closing coil (CC), manual operating mechanism with mechanical closing, without Remote trip alarm reset coil (RR), without 2nd shunt trip, without 1st Shunt trip | 118100 | 1 | Z\ | 1
3WA1108-5GE21-0AA0 |  | fixed-mounted circuit breaker, IEC 60947-2, size 1, 4-pole, N pole on right, In=800 A up to 690 V AC 50/60 Hz, breaking capacity H Icu=100/66 kA at 500/690 V, ETU600 LSI electronic trip unit upgradeable, color display, Bluetooth, USB interface, basic protection LT, ST, INST, including protection of the N conductor (internal neutral point sensor available), trip alarm switch (1 x CO), connection at rear vertical, with internal voltage tap on lower stab of circuit breaker, with voltage tap module VTM680 and power supply of ETU600, able to communication, integrated metering type PMF-3 Advanced Power Monitor., Voltage, Energy, Power, Power factor, Frequency, Unbalance, Temperature, Power quality, Manual operating mechanism with mechanical closing, without Spring charging motor, Ready-to-close signal. switch, Auxiliary switches 2NO+2NC, without Closing coil (CC), manual operating mechanism with mechanical closing, without Remote trip alarm reset coil (RR), without 2nd shunt trip, without 1st Shunt trip | 120300 | 1 | Z\ | 1
3WA1108-5GE22-0AA0 |  | fixed-mounted circuit breaker, IEC 60947-2, size 1, 4-pole, N pole on right, In=800 A up to 690 V AC 50/60 Hz, breaking capacity H Icu=100/66 kA at 500/690 V, ETU600 LSI electronic trip unit upgradeable, color display, Bluetooth, USB interface, basic protection LT, ST, INST, including protection of the N conductor (internal neutral point sensor available), trip alarm switch (1 x CO), connection at rear horizontal with internal voltage tap on lower stab of circuit breaker, with voltage tap module VTM680 and power supply of ETU600, able to communication, integrated metering type PMF-3 Advanced Power Monitor., Voltage, Energy, Power, Power factor, Frequency, Unbalance, Temperature, Power quality, Manual operating mechanism with mechanical closing, without Spring charging motor, Ready-to-close signal. switch, Auxiliary switches 2NO+2NC, without Closing coil (CC), manual operating mechanism with mechanical closing, without Remote trip alarm reset coil (RR), without 2nd shunt trip, without 1st Shunt trip | 118100 | 1 | Z\ | 1
3WA1108-5GE31-0AA0 |  | withdrawable circuit breaker, with guide frame, IEC 60947-2, size 1, 3-pole, In=800 A up to 690 V AC 50/60 Hz, breaking capacity H Icu=100/66 kA at 500/690 V, ETU600 LSI electronic trip unit upgradeable, color display, Bluetooth, USB interface, basic protection LT, ST, INST, neutral conductor protection requires an external neutral point current sensor, trip alarm switch (1 x CO), connection at rear vertical, guide frame with shutter, without position signaling switch with internal voltage tap on lower stab of circuit breaker, with voltage tap module VTM680 and power supply of ETU600, able to communication, integrated metering type PMF-3 Advanced Power Monitor., Voltage, Energy, Power, Power factor, Frequency, Unbalance, Temperature, Power quality, Manual operating mechanism with mechanical closing, without Spring charging motor, Ready-to-close signal. switch, Auxiliary switches 2NO+2NC, without Closing coil (CC), manual operating mechanism with mechanical closing, without Remote trip alarm reset coil (RR), without 2nd shunt trip, without 1st Shunt trip | 128100 | 1 | Z\ | 1
3WA1108-5GE32-0AA0 |  | withdrawable circuit breaker, with guide frame, IEC 60947-2, size 1, 3-pole, In=800 A up to 690 V AC 50/60 Hz, breaking capacity H Icu=100/66 kA at 500/690 V, ETU600 LSI electronic trip unit upgradeable, color display, Bluetooth, USB interface, basic protection LT, ST, INST, neutral conductor protection requires an external neutral point current sensor, trip alarm switch (1 x CO), connection at rear horizontal guide frame with shutter, without position signaling switch with internal voltage tap on lower stab of circuit breaker, with voltage tap module VTM680 and power supply of ETU600, able to communication, integrated metering type PMF-3 Advanced Power Monitor., Voltage, Energy, Power, Power factor, Frequency, Unbalance, Temperature, Power quality, Manual operating mechanism with mechanical closing, without Spring charging motor, Ready-to-close signal. switch, Auxiliary switches 2NO+2NC, without Closing coil (CC), manual operating mechanism with mechanical closing, without Remote trip alarm reset coil (RR), without 2nd shunt trip, without 1st Shunt trip | 125100 | 1 | Z\ | 1
3WA1108-5GE34-0AA0 |  | withdrawable circuit breaker, with guide frame, IEC 60947-2, size 1, 3-pole, In=800 A up to 690 V AC 50/60 Hz, breaking capacity H Icu=100/66 kA at 500/690 V, ETU600 LSI electronic trip unit upgradeable, color display, Bluetooth, USB interface, basic protection LT, ST, INST, neutral conductor protection requires an external neutral point current sensor, trip alarm switch (1 x CO), connection at rear flange, guide frame with shutter, without position signaling switch with internal voltage tap on lower stab of circuit breaker, with voltage tap module VTM680 and power supply of ETU600, able to communication, integrated metering type PMF-3 Advanced Power Monitor., Voltage, Energy, Power, Power factor, Frequency, Unbalance, Temperature, Power quality, Manual operating mechanism with mechanical closing, without Spring charging motor, Ready-to-close signal. switch, Auxiliary switches 2NO+2NC, without Closing coil (CC), manual operating mechanism with mechanical closing, without Remote trip alarm reset coil (RR), without 2nd shunt trip, without 1st Shunt trip | 125100 | 1 | Z\ | 1
3WA1108-5GE41-0AA0 |  | withdrawable circuit breaker, with guide frame, IEC 60947-2, size 1, 4-pole, N pole on left, In=800 A up to 690 V AC 50/60 Hz, breaking capacity H Icu=100/66 kA at 500/690 V, ETU600 LSI electronic trip unit upgradeable, color display, Bluetooth, USB interface, basic protection LT, ST, INST, including protection of the N conductor (internal neutral point sensor available), trip alarm switch (1 x CO), connection at rear vertical, guide frame with shutter, without position signaling switch with internal voltage tap on lower stab of circuit breaker, with voltage tap module VTM680 and power supply of ETU600, able to communication, integrated metering type PMF-3 Advanced Power Monitor., Voltage, Energy, Power, Power factor, Frequency, Unbalance, Temperature, Power quality, Manual operating mechanism with mechanical closing, without Spring charging motor, Ready-to-close signal. switch, Auxiliary switches 2NO+2NC, without Closing coil (CC), manual operating mechanism with mechanical closing, without Remote trip alarm reset coil (RR), without 2nd shunt trip, without 1st Shunt trip | 162100 | 1 | Z\ | 1
3WA1108-5GE42-0AA0 |  | withdrawable circuit breaker, with guide frame, IEC 60947-2, size 1, 4-pole, N pole on left, In=800 A up to 690 V AC 50/60 Hz, breaking capacity H Icu=100/66 kA at 500/690 V, ETU600 LSI electronic trip unit upgradeable, color display, Bluetooth, USB interface, basic protection LT, ST, INST, including protection of the N conductor (internal neutral point sensor available), trip alarm switch (1 x CO), connection at rear horizontal guide frame with shutter, without position signaling switch with internal voltage tap on lower stab of circuit breaker, with voltage tap module VTM680 and power supply of ETU600, able to communication, integrated metering type PMF-3 Advanced Power Monitor., Voltage, Energy, Power, Power factor, Frequency, Unbalance, Temperature, Power quality, Manual operating mechanism with mechanical closing, without Spring charging motor, Ready-to-close signal. switch, Auxiliary switches 2NO+2NC, without Closing coil (CC), manual operating mechanism with mechanical closing, without Remote trip alarm reset coil (RR), without 2nd shunt trip, without 1st Shunt trip | 158100 | 1 | Z\ | 1
3WA1108-5GE44-0AA0 |  | withdrawable circuit breaker, with guide frame, IEC 60947-2, size 1, 4-pole, N pole on left, In=800 A up to 690 V AC 50/60 Hz, breaking capacity H Icu=100/66 kA at 500/690 V, ETU600 LSI electronic trip unit upgradeable, color display, Bluetooth, USB interface, basic protection LT, ST, INST, including protection of the N conductor (internal neutral point sensor available), trip alarm switch (1 x CO), connection at rear flange, guide frame with shutter, without position signaling switch with internal voltage tap on lower stab of circuit breaker, with voltage tap module VTM680 and power supply of ETU600, able to communication, integrated metering type PMF-3 Advanced Power Monitor., Voltage, Energy, Power, Power factor, Frequency, Unbalance, Temperature, Power quality, Manual operating mechanism with mechanical closing, without Spring charging motor, Ready-to-close signal. switch, Auxiliary switches 2NO+2NC, without Closing coil (CC), manual operating mechanism with mechanical closing, without Remote trip alarm reset coil (RR), without 2nd shunt trip, without 1st Shunt trip | 158100 | 1 | Z\ | 1
3WA1108-5GF01-0AA0 |  | fixed-mounted circuit breaker, IEC 60947-2, size 1, 3-pole, In=800 A up to 690 V AC 50/60 Hz, breaking capacity H Icu=100/66 kA at 500/690 V, ETU600 LSIG electronic trip unit upgradeable, color display, Bluetooth, USB interface, basic protection LT, ST, INST, GFx, neutral conductor protection requires an external neutral point current sensor, trip alarm switch (1 x CO), connection at rear vertical, with internal voltage tap on lower stab of circuit breaker, with voltage tap module VTM680 and power supply of ETU600, able to communication, integrated metering type PMF-3 Advanced Power Monitor., Voltage, Energy, Power, Power factor, Frequency, Unbalance, Temperature, Power quality, Manual operating mechanism with mechanical closing, without Spring charging motor, Ready-to-close signal. switch, Auxiliary switches 2NO+2NC, without Closing coil (CC), manual operating mechanism with mechanical closing, without Remote trip alarm reset coil (RR), without 2nd shunt trip, without 1st Shunt trip | 107600 | 1 | Z\ | 1
3WA1108-5GF02-0AA0 |  | fixed-mounted circuit breaker, IEC 60947-2, size 1, 3-pole, In=800 A up to 690 V AC 50/60 Hz, breaking capacity H Icu=100/66 kA at 500/690 V, ETU600 LSIG electronic trip unit upgradeable, color display, Bluetooth, USB interface, basic protection LT, ST, INST, GFx, neutral conductor protection requires an external neutral point current sensor, trip alarm switch (1 x CO), connection at rear horizontal with internal voltage tap on lower stab of circuit breaker, with voltage tap module VTM680 and power supply of ETU600, able to communication, integrated metering type PMF-3 Advanced Power Monitor., Voltage, Energy, Power, Power factor, Frequency, Unbalance, Temperature, Power quality, Manual operating mechanism with mechanical closing, without Spring charging motor, Ready-to-close signal. switch, Auxiliary switches 2NO+2NC, without Closing coil (CC), manual operating mechanism with mechanical closing, without Remote trip alarm reset coil (RR), without 2nd shunt trip, without 1st Shunt trip | 105900 | 1 | Z\ | 1
3WA1108-5GF11-0AA0 |  | fixed-mounted circuit breaker, IEC 60947-2, size 1, 4-pole, N pole on left, In=800 A up to 690 V AC 50/60 Hz, breaking capacity H Icu=100/66 kA at 500/690 V, ETU600 LSIG electronic trip unit upgradeable, color display, Bluetooth, USB interface, basic protection LT, ST, INST, GFx, including protection of the N conductor (internal neutral point sensor available), trip alarm switch (1 x CO), connection at rear vertical, with internal voltage tap on lower stab of circuit breaker, with voltage tap module VTM680 and power supply of ETU600, able to communication, integrated metering type PMF-3 Advanced Power Monitor., Voltage, Energy, Power, Power factor, Frequency, Unbalance, Temperature, Power quality, Manual operating mechanism with mechanical closing, without Spring charging motor, Ready-to-close signal. switch, Auxiliary switches 2NO+2NC, without Closing coil (CC), manual operating mechanism with mechanical closing, without Remote trip alarm reset coil (RR), without 2nd shunt trip, without 1st Shunt trip | 131100 | 1 | Z\ | 1
3WA1108-5GF12-0AA0 |  | fixed-mounted circuit breaker, IEC 60947-2, size 1, 4-pole, N pole on left, In=800 A up to 690 V AC 50/60 Hz, breaking capacity H Icu=100/66 kA at 500/690 V, ETU600 LSIG electronic trip unit upgradeable, color display, Bluetooth, USB interface, basic protection LT, ST, INST, GFx, including protection of the N conductor (internal neutral point sensor available), trip alarm switch (1 x CO), connection at rear horizontal with internal voltage tap on lower stab of circuit breaker, with voltage tap module VTM680 and power supply of ETU600, able to communication, integrated metering type PMF-3 Advanced Power Monitor., Voltage, Energy, Power, Power factor, Frequency, Unbalance, Temperature, Power quality, Manual operating mechanism with mechanical closing, without Spring charging motor, Ready-to-close signal. switch, Auxiliary switches 2NO+2NC, without Closing coil (CC), manual operating mechanism with mechanical closing, without Remote trip alarm reset coil (RR), without 2nd shunt trip, without 1st Shunt trip | 129100 | 1 | Z\ | 1
3WA1108-5GF21-0AA0 |  | fixed-mounted circuit breaker, IEC 60947-2, size 1, 4-pole, N pole on right, In=800 A up to 690 V AC 50/60 Hz, breaking capacity H Icu=100/66 kA at 500/690 V, ETU600 LSIG electronic trip unit upgradeable, color display, Bluetooth, USB interface, basic protection LT, ST, INST, GFx, including protection of the N conductor (internal neutral point sensor available), trip alarm switch (1 x CO), connection at rear vertical, with internal voltage tap on lower stab of circuit breaker, with voltage tap module VTM680 and power supply of ETU600, able to communication, integrated metering type PMF-3 Advanced Power Monitor., Voltage, Energy, Power, Power factor, Frequency, Unbalance, Temperature, Power quality, Manual operating mechanism with mechanical closing, without Spring charging motor, Ready-to-close signal. switch, Auxiliary switches 2NO+2NC, without Closing coil (CC), manual operating mechanism with mechanical closing, without Remote trip alarm reset coil (RR), without 2nd shunt trip, without 1st Shunt trip | 131100 | 1 | Z\ | 1
3WA1108-5GF22-0AA0 |  | fixed-mounted circuit breaker, IEC 60947-2, size 1, 4-pole, N pole on right, In=800 A up to 690 V AC 50/60 Hz, breaking capacity H Icu=100/66 kA at 500/690 V, ETU600 LSIG electronic trip unit upgradeable, color display, Bluetooth, USB interface, basic protection LT, ST, INST, GFx, including protection of the N conductor (internal neutral point sensor available), trip alarm switch (1 x CO), connection at rear horizontal with internal voltage tap on lower stab of circuit breaker, with voltage tap module VTM680 and power supply of ETU600, able to communication, integrated metering type PMF-3 Advanced Power Monitor., Voltage, Energy, Power, Power factor, Frequency, Unbalance, Temperature, Power quality, Manual operating mechanism with mechanical closing, without Spring charging motor, Ready-to-close signal. switch, Auxiliary switches 2NO+2NC, without Closing coil (CC), manual operating mechanism with mechanical closing, without Remote trip alarm reset coil (RR), without 2nd shunt trip, without 1st Shunt trip | 129100 | 1 | Z\ | 1
3WA1108-5GF31-0AA0 |  | withdrawable circuit breaker, with guide frame, IEC 60947-2, size 1, 3-pole, In=800 A up to 690 V AC 50/60 Hz, breaking capacity H Icu=100/66 kA at 500/690 V, ETU600 LSIG electronic trip unit upgradeable, color display, Bluetooth, USB interface, basic protection LT, ST, INST, GFx, neutral conductor protection requires an external neutral point current sensor, trip alarm switch (1 x CO), connection at rear vertical, guide frame with shutter, without position signaling switch with internal voltage tap on lower stab of circuit breaker, with voltage tap module VTM680 and power supply of ETU600, able to communication, integrated metering type PMF-3 Advanced Power Monitor., Voltage, Energy, Power, Power factor, Frequency, Unbalance, Temperature, Power quality, Manual operating mechanism with mechanical closing, without Spring charging motor, Ready-to-close signal. switch, Auxiliary switches 2NO+2NC, without Closing coil (CC), manual operating mechanism with mechanical closing, without Remote trip alarm reset coil (RR), without 2nd shunt trip, without 1st Shunt trip | 139100 | 1 | Z\ | 1
3WA1108-5GF32-0AA0 |  | withdrawable circuit breaker, with guide frame, IEC 60947-2, size 1, 3-pole, In=800 A up to 690 V AC 50/60 Hz, breaking capacity H Icu=100/66 kA at 500/690 V, ETU600 LSIG electronic trip unit upgradeable, color display, Bluetooth, USB interface, basic protection LT, ST, INST, GFx, neutral conductor protection requires an external neutral point current sensor, trip alarm switch (1 x CO), connection at rear horizontal guide frame with shutter, without position signaling switch with internal voltage tap on lower stab of circuit breaker, with voltage tap module VTM680 and power supply of ETU600, able to communication, integrated metering type PMF-3 Advanced Power Monitor., Voltage, Energy, Power, Power factor, Frequency, Unbalance, Temperature, Power quality, Manual operating mechanism with mechanical closing, without Spring charging motor, Ready-to-close signal. switch, Auxiliary switches 2NO+2NC, without Closing coil (CC), manual operating mechanism with mechanical closing, without Remote trip alarm reset coil (RR), without 2nd shunt trip, without 1st Shunt trip | 136100 | 1 | Z\ | 1
3WA1108-5GF34-0AA0 |  | withdrawable circuit breaker, with guide frame, IEC 60947-2, size 1, 3-pole, In=800 A up to 690 V AC 50/60 Hz, breaking capacity H Icu=100/66 kA at 500/690 V, ETU600 LSIG electronic trip unit upgradeable, color display, Bluetooth, USB interface, basic protection LT, ST, INST, GFx, neutral conductor protection requires an external neutral point current sensor, trip alarm switch (1 x CO), connection at rear flange, guide frame with shutter, without position signaling switch with internal voltage tap on lower stab of circuit breaker, with voltage tap module VTM680 and power supply of ETU600, able to communication, integrated metering type PMF-3 Advanced Power Monitor., Voltage, Energy, Power, Power factor, Frequency, Unbalance, Temperature, Power quality, Manual operating mechanism with mechanical closing, without Spring charging motor, Ready-to-close signal. switch, Auxiliary switches 2NO+2NC, without Closing coil (CC), manual operating mechanism with mechanical closing, without Remote trip alarm reset coil (RR), without 2nd shunt trip, without 1st Shunt trip | 136100 | 1 | Z\ | 1
3WA1108-5GF41-0AA0 |  | withdrawable circuit breaker, with guide frame, IEC 60947-2, size 1, 4-pole, N pole on left, In=800 A up to 690 V AC 50/60 Hz, breaking capacity H Icu=100/66 kA at 500/690 V, ETU600 LSIG electronic trip unit upgradeable, color display, Bluetooth, USB interface, basic protection LT, ST, INST, GFx, including protection of the N conductor (internal neutral point sensor available), trip alarm switch (1 x CO), connection at rear vertical, guide frame with shutter, without position signaling switch with internal voltage tap on lower stab of circuit breaker, with voltage tap module VTM680 and power supply of ETU600, able to communication, integrated metering type PMF-3 Advanced Power Monitor., Voltage, Energy, Power, Power factor, Frequency, Unbalance, Temperature, Power quality, Manual operating mechanism with mechanical closing, without Spring charging motor, Ready-to-close signal. switch, Auxiliary switches 2NO+2NC, without Closing coil (CC), manual operating mechanism with mechanical closing, without Remote trip alarm reset coil (RR), without 2nd shunt trip, without 1st Shunt trip | 172100 | 1 | Z\ | 1
3WA1108-5GF42-0AA0 |  | withdrawable circuit breaker, with guide frame, IEC 60947-2, size 1, 4-pole, N pole on left, In=800 A up to 690 V AC 50/60 Hz, breaking capacity H Icu=100/66 kA at 500/690 V, ETU600 LSIG electronic trip unit upgradeable, color display, Bluetooth, USB interface, basic protection LT, ST, INST, GFx, including protection of the N conductor (internal neutral point sensor available), trip alarm switch (1 x CO), connection at rear horizontal guide frame with shutter, without position signaling switch with internal voltage tap on lower stab of circuit breaker, with voltage tap module VTM680 and power supply of ETU600, able to communication, integrated metering type PMF-3 Advanced Power Monitor., Voltage, Energy, Power, Power factor, Frequency, Unbalance, Temperature, Power quality, Manual operating mechanism with mechanical closing, without Spring charging motor, Ready-to-close signal. switch, Auxiliary switches 2NO+2NC, without Closing coil (CC), manual operating mechanism with mechanical closing, without Remote trip alarm reset coil (RR), without 2nd shunt trip, without 1st Shunt trip | 169100 | 1 | Z\ | 1
3WA1108-5GF44-0AA0 |  | withdrawable circuit breaker, with guide frame, IEC 60947-2, size 1, 4-pole, N pole on left, In=800 A up to 690 V AC 50/60 Hz, breaking capacity H Icu=100/66 kA at 500/690 V, ETU600 LSIG electronic trip unit upgradeable, color display, Bluetooth, USB interface, basic protection LT, ST, INST, GFx, including protection of the N conductor (internal neutral point sensor available), trip alarm switch (1 x CO), connection at rear flange, guide frame with shutter, without position signaling switch with internal voltage tap on lower stab of circuit breaker, with voltage tap module VTM680 and power supply of ETU600, able to communication, integrated metering type PMF-3 Advanced Power Monitor., Voltage, Energy, Power, Power factor, Frequency, Unbalance, Temperature, Power quality, Manual operating mechanism with mechanical closing, without Spring charging motor, Ready-to-close signal. switch, Auxiliary switches 2NO+2NC, without Closing coil (CC), manual operating mechanism with mechanical closing, without Remote trip alarm reset coil (RR), without 2nd shunt trip, without 1st Shunt trip | 169100 | 1 | Z\ | 1
3WA1108-5LE01-0AA0 |  | fixed-mounted circuit breaker, IEC 60947-2, size 1, 3-pole, In=800 A up to 690 V AC 50/60 Hz, breaking capacity H Icu=100/66 kA at 500/690 V, ETU600 LSI electronic trip unit upgradeable, color display, Bluetooth, USB interface, basic protection LT, ST, INST, neutral conductor protection requires an external neutral point current sensor, trip alarm switch (1 x CO), connection at rear vertical, with internal voltage tap on upper stab of circuit breaker, with voltage tap module VTM680 and power supply of ETU600, able to communication, integrated metering type PMF-1 Energy Efficiency, Voltage, Active energy Ea Manual operating mechanism with mechanical closing, without Spring charging motor, Ready-to-close signal. switch, Auxiliary switches 2NO+2NC, without Closing coil (CC), manual operating mechanism with mechanical closing, without Remote trip alarm reset coil (RR), without 2nd shunt trip, without 1st Shunt trip | 81770 | 1 | Z\ | 1
3WA1108-5LE02-0AA0 |  | fixed-mounted circuit breaker, IEC 60947-2, size 1, 3-pole, In=800 A up to 690 V AC 50/60 Hz, breaking capacity H Icu=100/66 kA at 500/690 V, ETU600 LSI electronic trip unit upgradeable, color display, Bluetooth, USB interface, basic protection LT, ST, INST, neutral conductor protection requires an external neutral point current sensor, trip alarm switch (1 x CO), connection at rear horizontal with internal voltage tap on upper stab of circuit breaker, with voltage tap module VTM680 and power supply of ETU600, able to communication, integrated metering type PMF-1 Energy Efficiency, Voltage, Active energy Ea Manual operating mechanism with mechanical closing, without Spring charging motor, Ready-to-close signal. switch, Auxiliary switches 2NO+2NC, without Closing coil (CC), manual operating mechanism with mechanical closing, without Remote trip alarm reset coil (RR), without 2nd shunt trip, without 1st Shunt trip | 80070 | 1 | Z\ | 1
3WA1108-5LE11-0AA0 |  | fixed-mounted circuit breaker, IEC 60947-2, size 1, 4-pole, N pole on left, In=800 A up to 690 V AC 50/60 Hz, breaking capacity H Icu=100/66 kA at 500/690 V, ETU600 LSI electronic trip unit upgradeable, color display, Bluetooth, USB interface, basic protection LT, ST, INST, including protection of the N conductor (internal neutral point sensor available), trip alarm switch (1 x CO), connection at rear vertical, with internal voltage tap on upper stab of circuit breaker, with voltage tap module VTM680 and power supply of ETU600, able to communication, integrated metering type PMF-1 Energy Efficiency, Voltage, Active energy Ea Manual operating mechanism with mechanical closing, without Spring charging motor, Ready-to-close signal. switch, Auxiliary switches 2NO+2NC, without Closing coil (CC), manual operating mechanism with mechanical closing, without Remote trip alarm reset coil (RR), without 2nd shunt trip, without 1st Shunt trip | 105070 | 1 | Z\ | 1
3WA1108-5LE12-0AA0 |  | fixed-mounted circuit breaker, IEC 60947-2, size 1, 4-pole, N pole on left, In=800 A up to 690 V AC 50/60 Hz, breaking capacity H Icu=100/66 kA at 500/690 V, ETU600 LSI electronic trip unit upgradeable, color display, Bluetooth, USB interface, basic protection LT, ST, INST, including protection of the N conductor (internal neutral point sensor available), trip alarm switch (1 x CO), connection at rear horizontal with internal voltage tap on upper stab of circuit breaker, with voltage tap module VTM680 and power supply of ETU600, able to communication, integrated metering type PMF-1 Energy Efficiency, Voltage, Active energy Ea Manual operating mechanism with mechanical closing, without Spring charging motor, Ready-to-close signal. switch, Auxiliary switches 2NO+2NC, without Closing coil (CC), manual operating mechanism with mechanical closing, without Remote trip alarm reset coil (RR), without 2nd shunt trip, without 1st Shunt trip | 102870 | 1 | Z\ | 1
3WA1108-5LE21-0AA0 |  | fixed-mounted circuit breaker, IEC 60947-2, size 1, 4-pole, N pole on right, In=800 A up to 690 V AC 50/60 Hz, breaking capacity H Icu=100/66 kA at 500/690 V, ETU600 LSI electronic trip unit upgradeable, color display, Bluetooth, USB interface, basic protection LT, ST, INST, including protection of the N conductor (internal neutral point sensor available), trip alarm switch (1 x CO), connection at rear vertical, with internal voltage tap on upper stab of circuit breaker, with voltage tap module VTM680 and power supply of ETU600, able to communication, integrated metering type PMF-1 Energy Efficiency, Voltage, Active energy Ea Manual operating mechanism with mechanical closing, without Spring charging motor, Ready-to-close signal. switch, Auxiliary switches 2NO+2NC, without Closing coil (CC), manual operating mechanism with mechanical closing, without Remote trip alarm reset coil (RR), without 2nd shunt trip, without 1st Shunt trip | 105070 | 1 | Z\ | 1
3WA1108-5LE22-0AA0 |  | fixed-mounted circuit breaker, IEC 60947-2, size 1, 4-pole, N pole on right, In=800 A up to 690 V AC 50/60 Hz, breaking capacity H Icu=100/66 kA at 500/690 V, ETU600 LSI electronic trip unit upgradeable, color display, Bluetooth, USB interface, basic protection LT, ST, INST, including protection of the N conductor (internal neutral point sensor available), trip alarm switch (1 x CO), connection at rear horizontal with internal voltage tap on upper stab of circuit breaker, with voltage tap module VTM680 and power supply of ETU600, able to communication, integrated metering type PMF-1 Energy Efficiency, Voltage, Active energy Ea Manual operating mechanism with mechanical closing, without Spring charging motor, Ready-to-close signal. switch, Auxiliary switches 2NO+2NC, without Closing coil (CC), manual operating mechanism with mechanical closing, without Remote trip alarm reset coil (RR), without 2nd shunt trip, without 1st Shunt trip | 102870 | 1 | Z\ | 1
3WA1108-5LE31-0AA0 |  | withdrawable circuit breaker, with guide frame, IEC 60947-2, size 1, 3-pole, In=800 A up to 690 V AC 50/60 Hz, breaking capacity H Icu=100/66 kA at 500/690 V, ETU600 LSI electronic trip unit upgradeable, color display, Bluetooth, USB interface, basic protection LT, ST, INST, neutral conductor protection requires an external neutral point current sensor, trip alarm switch (1 x CO), connection at rear vertical, guide frame with shutter, without position signaling switch with internal voltage tap on upper stab of circuit breaker, with voltage tap module VTM680 and power supply of ETU600, able to communication, integrated metering type PMF-1 Energy Efficiency, Voltage, Active energy Ea Manual operating mechanism with mechanical closing, without Spring charging motor, Ready-to-close signal. switch, Auxiliary switches 2NO+2NC, without Closing coil (CC), manual operating mechanism with mechanical closing, without Remote trip alarm reset coil (RR), without 2nd shunt trip, without 1st Shunt trip | 112870 | 1 | Z\ | 1
3WA1108-5LE32-0AA0 |  | withdrawable circuit breaker, with guide frame, IEC 60947-2, size 1, 3-pole, In=800 A up to 690 V AC 50/60 Hz, breaking capacity H Icu=100/66 kA at 500/690 V, ETU600 LSI electronic trip unit upgradeable, color display, Bluetooth, USB interface, basic protection LT, ST, INST, neutral conductor protection requires an external neutral point current sensor, trip alarm switch (1 x CO), connection at rear horizontal guide frame with shutter, without position signaling switch with internal voltage tap on upper stab of circuit breaker, with voltage tap module VTM680 and power supply of ETU600, able to communication, integrated metering type PMF-1 Energy Efficiency, Voltage, Active energy Ea Manual operating mechanism with mechanical closing, without Spring charging motor, Ready-to-close signal. switch, Auxiliary switches 2NO+2NC, without Closing coil (CC), manual operating mechanism with mechanical closing, without Remote trip alarm reset coil (RR), without 2nd shunt trip, without 1st Shunt trip | 109870 | 1 | Z\ | 1
3WA1108-5LE34-0AA0 |  | withdrawable circuit breaker, with guide frame, IEC 60947-2, size 1, 3-pole, In=800 A up to 690 V AC 50/60 Hz, breaking capacity H Icu=100/66 kA at 500/690 V, ETU600 LSI electronic trip unit upgradeable, color display, Bluetooth, USB interface, basic protection LT, ST, INST, neutral conductor protection requires an external neutral point current sensor, trip alarm switch (1 x CO), connection at rear flange, guide frame with shutter, without position signaling switch with internal voltage tap on upper stab of circuit breaker, with voltage tap module VTM680 and power supply of ETU600, able to communication, integrated metering type PMF-1 Energy Efficiency, Voltage, Active energy Ea Manual operating mechanism with mechanical closing, without Spring charging motor, Ready-to-close signal. switch, Auxiliary switches 2NO+2NC, without Closing coil (CC), manual operating mechanism with mechanical closing, without Remote trip alarm reset coil (RR), without 2nd shunt trip, without 1st Shunt trip | 109870 | 1 | Z\ | 1
3WA1108-5LE41-0AA0 |  | withdrawable circuit breaker, with guide frame, IEC 60947-2, size 1, 4-pole, N pole on left, In=800 A up to 690 V AC 50/60 Hz, breaking capacity H Icu=100/66 kA at 500/690 V, ETU600 LSI electronic trip unit upgradeable, color display, Bluetooth, USB interface, basic protection LT, ST, INST, including protection of the N conductor (internal neutral point sensor available), trip alarm switch (1 x CO), connection at rear vertical, guide frame with shutter, without position signaling switch with internal voltage tap on upper stab of circuit breaker, with voltage tap module VTM680 and power supply of ETU600, able to communication, integrated metering type PMF-1 Energy Efficiency, Voltage, Active energy Ea Manual operating mechanism with mechanical closing, without Spring charging motor, Ready-to-close signal. switch, Auxiliary switches 2NO+2NC, without Closing coil (CC), manual operating mechanism with mechanical closing, without Remote trip alarm reset coil (RR), without 2nd shunt trip, without 1st Shunt trip | 146870 | 1 | Z\ | 1
3WA1108-5LE42-0AA0 |  | withdrawable circuit breaker, with guide frame, IEC 60947-2, size 1, 4-pole, N pole on left, In=800 A up to 690 V AC 50/60 Hz, breaking capacity H Icu=100/66 kA at 500/690 V, ETU600 LSI electronic trip unit upgradeable, color display, Bluetooth, USB interface, basic protection LT, ST, INST, including protection of the N conductor (internal neutral point sensor available), trip alarm switch (1 x CO), connection at rear horizontal guide frame with shutter, without position signaling switch with internal voltage tap on upper stab of circuit breaker, with voltage tap module VTM680 and power supply of ETU600, able to communication, integrated metering type PMF-1 Energy Efficiency, Voltage, Active energy Ea Manual operating mechanism with mechanical closing, without Spring charging motor, Ready-to-close signal. switch, Auxiliary switches 2NO+2NC, without Closing coil (CC), manual operating mechanism with mechanical closing, without Remote trip alarm reset coil (RR), without 2nd shunt trip, without 1st Shunt trip | 142870 | 1 | Z\ | 1
3WA1108-5LE44-0AA0 |  | withdrawable circuit breaker, with guide frame, IEC 60947-2, size 1, 4-pole, N pole on left, In=800 A up to 690 V AC 50/60 Hz, breaking capacity H Icu=100/66 kA at 500/690 V, ETU600 LSI electronic trip unit upgradeable, color display, Bluetooth, USB interface, basic protection LT, ST, INST, including protection of the N conductor (internal neutral point sensor available), trip alarm switch (1 x CO), connection at rear flange, guide frame with shutter, without position signaling switch with internal voltage tap on upper stab of circuit breaker, with voltage tap module VTM680 and power supply of ETU600, able to communication, integrated metering type PMF-1 Energy Efficiency, Voltage, Active energy Ea Manual operating mechanism with mechanical closing, without Spring charging motor, Ready-to-close signal. switch, Auxiliary switches 2NO+2NC, without Closing coil (CC), manual operating mechanism with mechanical closing, without Remote trip alarm reset coil (RR), without 2nd shunt trip, without 1st Shunt trip | 142870 | 1 | Z\ | 1
3WA1108-5LF01-0AA0 |  | fixed-mounted circuit breaker, IEC 60947-2, size 1, 3-pole, In=800 A up to 690 V AC 50/60 Hz, breaking capacity H Icu=100/66 kA at 500/690 V, ETU600 LSIG electronic trip unit upgradeable, color display, Bluetooth, USB interface, basic protection LT, ST, INST, GFx, neutral conductor protection requires an external neutral point current sensor, trip alarm switch (1 x CO), connection at rear vertical, with internal voltage tap on upper stab of circuit breaker, with voltage tap module VTM680 and power supply of ETU600, able to communication, integrated metering type PMF-1 Energy Efficiency, Voltage, Active energy Ea Manual operating mechanism with mechanical closing, without Spring charging motor, Ready-to-close signal. switch, Auxiliary switches 2NO+2NC, without Closing coil (CC), manual operating mechanism with mechanical closing, without Remote trip alarm reset coil (RR), without 2nd shunt trip, without 1st Shunt trip | 92370 | 1 | Z\ | 1
3WA1108-5LF02-0AA0 |  | fixed-mounted circuit breaker, IEC 60947-2, size 1, 3-pole, In=800 A up to 690 V AC 50/60 Hz, breaking capacity H Icu=100/66 kA at 500/690 V, ETU600 LSIG electronic trip unit upgradeable, color display, Bluetooth, USB interface, basic protection LT, ST, INST, GFx, neutral conductor protection requires an external neutral point current sensor, trip alarm switch (1 x CO), connection at rear horizontal with internal voltage tap on upper stab of circuit breaker, with voltage tap module VTM680 and power supply of ETU600, able to communication, integrated metering type PMF-1 Energy Efficiency, Voltage, Active energy Ea Manual operating mechanism with mechanical closing, without Spring charging motor, Ready-to-close signal. switch, Auxiliary switches 2NO+2NC, without Closing coil (CC), manual operating mechanism with mechanical closing, without Remote trip alarm reset coil (RR), without 2nd shunt trip, without 1st Shunt trip | 90670 | 1 | Z\ | 1
3WA1108-5LF11-0AA0 |  | fixed-mounted circuit breaker, IEC 60947-2, size 1, 4-pole, N pole on left, In=800 A up to 690 V AC 50/60 Hz, breaking capacity H Icu=100/66 kA at 500/690 V, ETU600 LSIG electronic trip unit upgradeable, color display, Bluetooth, USB interface, basic protection LT, ST, INST, GFx, including protection of the N conductor (internal neutral point sensor available), trip alarm switch (1 x CO), connection at rear vertical, with internal voltage tap on upper stab of circuit breaker, with voltage tap module VTM680 and power supply of ETU600, able to communication, integrated metering type PMF-1 Energy Efficiency, Voltage, Active energy Ea Manual operating mechanism with mechanical closing, without Spring charging motor, Ready-to-close signal. switch, Auxiliary switches 2NO+2NC, without Closing coil (CC), manual operating mechanism with mechanical closing, without Remote trip alarm reset coil (RR), without 2nd shunt trip, without 1st Shunt trip | 115870 | 1 | Z\ | 1
3WA1108-5LF12-0AA0 |  | fixed-mounted circuit breaker, IEC 60947-2, size 1, 4-pole, N pole on left, In=800 A up to 690 V AC 50/60 Hz, breaking capacity H Icu=100/66 kA at 500/690 V, ETU600 LSIG electronic trip unit upgradeable, color display, Bluetooth, USB interface, basic protection LT, ST, INST, GFx, including protection of the N conductor (internal neutral point sensor available), trip alarm switch (1 x CO), connection at rear horizontal with internal voltage tap on upper stab of circuit breaker, with voltage tap module VTM680 and power supply of ETU600, able to communication, integrated metering type PMF-1 Energy Efficiency, Voltage, Active energy Ea Manual operating mechanism with mechanical closing, without Spring charging motor, Ready-to-close signal. switch, Auxiliary switches 2NO+2NC, without Closing coil (CC), manual operating mechanism with mechanical closing, without Remote trip alarm reset coil (RR), without 2nd shunt trip, without 1st Shunt trip | 113870 | 1 | Z\ | 1
3WA1108-5LF21-0AA0 |  | fixed-mounted circuit breaker, IEC 60947-2, size 1, 4-pole, N pole on right, In=800 A up to 690 V AC 50/60 Hz, breaking capacity H Icu=100/66 kA at 500/690 V, ETU600 LSIG electronic trip unit upgradeable, color display, Bluetooth, USB interface, basic protection LT, ST, INST, GFx, including protection of the N conductor (internal neutral point sensor available), trip alarm switch (1 x CO), connection at rear vertical, with internal voltage tap on upper stab of circuit breaker, with voltage tap module VTM680 and power supply of ETU600, able to communication, integrated metering type PMF-1 Energy Efficiency, Voltage, Active energy Ea Manual operating mechanism with mechanical closing, without Spring charging motor, Ready-to-close signal. switch, Auxiliary switches 2NO+2NC, without Closing coil (CC), manual operating mechanism with mechanical closing, without Remote trip alarm reset coil (RR), without 2nd shunt trip, without 1st Shunt trip | 115870 | 1 | Z\ | 1
3WA1108-5LF22-0AA0 |  | fixed-mounted circuit breaker, IEC 60947-2, size 1, 4-pole, N pole on right, In=800 A up to 690 V AC 50/60 Hz, breaking capacity H Icu=100/66 kA at 500/690 V, ETU600 LSIG electronic trip unit upgradeable, color display, Bluetooth, USB interface, basic protection LT, ST, INST, GFx, including protection of the N conductor (internal neutral point sensor available), trip alarm switch (1 x CO), connection at rear horizontal with internal voltage tap on upper stab of circuit breaker, with voltage tap module VTM680 and power supply of ETU600, able to communication, integrated metering type PMF-1 Energy Efficiency, Voltage, Active energy Ea Manual operating mechanism with mechanical closing, without Spring charging motor, Ready-to-close signal. switch, Auxiliary switches 2NO+2NC, without Closing coil (CC), manual operating mechanism with mechanical closing, without Remote trip alarm reset coil (RR), without 2nd shunt trip, without 1st Shunt trip | 113870 | 1 | Z\ | 1
3WA1108-5LF31-0AA0 |  | withdrawable circuit breaker, with guide frame, IEC 60947-2, size 1, 3-pole, In=800 A up to 690 V AC 50/60 Hz, breaking capacity H Icu=100/66 kA at 500/690 V, ETU600 LSIG electronic trip unit upgradeable, color display, Bluetooth, USB interface, basic protection LT, ST, INST, GFx, neutral conductor protection requires an external neutral point current sensor, trip alarm switch (1 x CO), connection at rear vertical, guide frame with shutter, without position signaling switch with internal voltage tap on upper stab of circuit breaker, with voltage tap module VTM680 and power supply of ETU600, able to communication, integrated metering type PMF-1 Energy Efficiency, Voltage, Active energy Ea Manual operating mechanism with mechanical closing, without Spring charging motor, Ready-to-close signal. switch, Auxiliary switches 2NO+2NC, without Closing coil (CC), manual operating mechanism with mechanical closing, without Remote trip alarm reset coil (RR), without 2nd shunt trip, without 1st Shunt trip | 123870 | 1 | Z\ | 1
3WA1108-5LF32-0AA0 |  | withdrawable circuit breaker, with guide frame, IEC 60947-2, size 1, 3-pole, In=800 A up to 690 V AC 50/60 Hz, breaking capacity H Icu=100/66 kA at 500/690 V, ETU600 LSIG electronic trip unit upgradeable, color display, Bluetooth, USB interface, basic protection LT, ST, INST, GFx, neutral conductor protection requires an external neutral point current sensor, trip alarm switch (1 x CO), connection at rear horizontal guide frame with shutter, without position signaling switch with internal voltage tap on upper stab of circuit breaker, with voltage tap module VTM680 and power supply of ETU600, able to communication, integrated metering type PMF-1 Energy Efficiency, Voltage, Active energy Ea Manual operating mechanism with mechanical closing, without Spring charging motor, Ready-to-close signal. switch, Auxiliary switches 2NO+2NC, without Closing coil (CC), manual operating mechanism with mechanical closing, without Remote trip alarm reset coil (RR), without 2nd shunt trip, without 1st Shunt trip | 120870 | 1 | Z\ | 1
3WA1108-5LF34-0AA0 |  | withdrawable circuit breaker, with guide frame, IEC 60947-2, size 1, 3-pole, In=800 A up to 690 V AC 50/60 Hz, breaking capacity H Icu=100/66 kA at 500/690 V, ETU600 LSIG electronic trip unit upgradeable, color display, Bluetooth, USB interface, basic protection LT, ST, INST, GFx, neutral conductor protection requires an external neutral point current sensor, trip alarm switch (1 x CO), connection at rear flange, guide frame with shutter, without position signaling switch with internal voltage tap on upper stab of circuit breaker, with voltage tap module VTM680 and power supply of ETU600, able to communication, integrated metering type PMF-1 Energy Efficiency, Voltage, Active energy Ea Manual operating mechanism with mechanical closing, without Spring charging motor, Ready-to-close signal. switch, Auxiliary switches 2NO+2NC, without Closing coil (CC), manual operating mechanism with mechanical closing, without Remote trip alarm reset coil (RR), without 2nd shunt trip, without 1st Shunt trip | 120870 | 1 | Z\ | 1
3WA1108-5LF41-0AA0 |  | withdrawable circuit breaker, with guide frame, IEC 60947-2, size 1, 4-pole, N pole on left, In=800 A up to 690 V AC 50/60 Hz, breaking capacity H Icu=100/66 kA at 500/690 V, ETU600 LSIG electronic trip unit upgradeable, color display, Bluetooth, USB interface, basic protection LT, ST, INST, GFx, including protection of the N conductor (internal neutral point sensor available), trip alarm switch (1 x CO), connection at rear vertical, guide frame with shutter, without position signaling switch with internal voltage tap on upper stab of circuit breaker, with voltage tap module VTM680 and power supply of ETU600, able to communication, integrated metering type PMF-1 Energy Efficiency, Voltage, Active energy Ea Manual operating mechanism with mechanical closing, without Spring charging motor, Ready-to-close signal. switch, Auxiliary switches 2NO+2NC, without Closing coil (CC), manual operating mechanism with mechanical closing, without Remote trip alarm reset coil (RR), without 2nd shunt trip, without 1st Shunt trip | 156870 | 1 | Z\ | 1
3WA1108-5LF42-0AA0 |  | withdrawable circuit breaker, with guide frame, IEC 60947-2, size 1, 4-pole, N pole on left, In=800 A up to 690 V AC 50/60 Hz, breaking capacity H Icu=100/66 kA at 500/690 V, ETU600 LSIG electronic trip unit upgradeable, color display, Bluetooth, USB interface, basic protection LT, ST, INST, GFx, including protection of the N conductor (internal neutral point sensor available), trip alarm switch (1 x CO), connection at rear horizontal guide frame with shutter, without position signaling switch with internal voltage tap on upper stab of circuit breaker, with voltage tap module VTM680 and power supply of ETU600, able to communication, integrated metering type PMF-1 Energy Efficiency, Voltage, Active energy Ea Manual operating mechanism with mechanical closing, without Spring charging motor, Ready-to-close signal. switch, Auxiliary switches 2NO+2NC, without Closing coil (CC), manual operating mechanism with mechanical closing, without Remote trip alarm reset coil (RR), without 2nd shunt trip, without 1st Shunt trip | 153870 | 1 | Z\ | 1
3WA1108-5LF44-0AA0 |  | withdrawable circuit breaker, with guide frame, IEC 60947-2, size 1, 4-pole, N pole on left, In=800 A up to 690 V AC 50/60 Hz, breaking capacity H Icu=100/66 kA at 500/690 V, ETU600 LSIG electronic trip unit upgradeable, color display, Bluetooth, USB interface, basic protection LT, ST, INST, GFx, including protection of the N conductor (internal neutral point sensor available), trip alarm switch (1 x CO), connection at rear flange, guide frame with shutter, without position signaling switch with internal voltage tap on upper stab of circuit breaker, with voltage tap module VTM680 and power supply of ETU600, able to communication, integrated metering type PMF-1 Energy Efficiency, Voltage, Active energy Ea Manual operating mechanism with mechanical closing, without Spring charging motor, Ready-to-close signal. switch, Auxiliary switches 2NO+2NC, without Closing coil (CC), manual operating mechanism with mechanical closing, without Remote trip alarm reset coil (RR), without 2nd shunt trip, without 1st Shunt trip | 153870 | 1 | Z\ | 1
3WA1108-5ME01-0AA0 |  | fixed-mounted circuit breaker, IEC 60947-2, size 1, 3-pole, In=800 A up to 690 V AC 50/60 Hz, breaking capacity H Icu=100/66 kA at 500/690 V, ETU600 LSI electronic trip unit upgradeable, color display, Bluetooth, USB interface, basic protection LT, ST, INST, neutral conductor protection requires an external neutral point current sensor, trip alarm switch (1 x CO), connection at rear vertical, with internal voltage tap on upper stab of circuit breaker, with voltage tap module VTM680 and power supply of ETU600, able to communication, integrated metering type PMF-2 Basic Power Monitoring, Voltage, Energy, Power, Power factor, Frequency, Unbalance, Temperature, Manual operating mechanism with mechanical closing, without Spring charging motor, Ready-to-close signal. switch, Auxiliary switches 2NO+2NC, without Closing coil (CC), manual operating mechanism with mechanical closing, without Remote trip alarm reset coil (RR), without 2nd shunt trip, without 1st Shunt trip | 90600 | 1 | Z\ | 1
3WA1108-5ME02-0AA0 |  | fixed-mounted circuit breaker, IEC 60947-2, size 1, 3-pole, In=800 A up to 690 V AC 50/60 Hz, breaking capacity H Icu=100/66 kA at 500/690 V, ETU600 LSI electronic trip unit upgradeable, color display, Bluetooth, USB interface, basic protection LT, ST, INST, neutral conductor protection requires an external neutral point current sensor, trip alarm switch (1 x CO), connection at rear horizontal with internal voltage tap on upper stab of circuit breaker, with voltage tap module VTM680 and power supply of ETU600, able to communication, integrated metering type PMF-2 Basic Power Monitoring, Voltage, Energy, Power, Power factor, Frequency, Unbalance, Temperature, Manual operating mechanism with mechanical closing, without Spring charging motor, Ready-to-close signal. switch, Auxiliary switches 2NO+2NC, without Closing coil (CC), manual operating mechanism with mechanical closing, without Remote trip alarm reset coil (RR), without 2nd shunt trip, without 1st Shunt trip | 88900 | 1 | Z\ | 1
3WA1108-5ME11-0AA0 |  | fixed-mounted circuit breaker, IEC 60947-2, size 1, 4-pole, N pole on left, In=800 A up to 690 V AC 50/60 Hz, breaking capacity H Icu=100/66 kA at 500/690 V, ETU600 LSI electronic trip unit upgradeable, color display, Bluetooth, USB interface, basic protection LT, ST, INST, including protection of the N conductor (internal neutral point sensor available), trip alarm switch (1 x CO), connection at rear vertical, with internal voltage tap on upper stab of circuit breaker, with voltage tap module VTM680 and power supply of ETU600, able to communication, integrated metering type PMF-2 Basic Power Monitoring, Voltage, Energy, Power, Power factor, Frequency, Unbalance, Temperature, Manual operating mechanism with mechanical closing, without Spring charging motor, Ready-to-close signal. switch, Auxiliary switches 2NO+2NC, without Closing coil (CC), manual operating mechanism with mechanical closing, without Remote trip alarm reset coil (RR), without 2nd shunt trip, without 1st Shunt trip | 113900 | 1 | Z\ | 1
3WA1108-5ME12-0AA0 |  | fixed-mounted circuit breaker, IEC 60947-2, size 1, 4-pole, N pole on left, In=800 A up to 690 V AC 50/60 Hz, breaking capacity H Icu=100/66 kA at 500/690 V, ETU600 LSI electronic trip unit upgradeable, color display, Bluetooth, USB interface, basic protection LT, ST, INST, including protection of the N conductor (internal neutral point sensor available), trip alarm switch (1 x CO), connection at rear horizontal with internal voltage tap on upper stab of circuit breaker, with voltage tap module VTM680 and power supply of ETU600, able to communication, integrated metering type PMF-2 Basic Power Monitoring, Voltage, Energy, Power, Power factor, Frequency, Unbalance, Temperature, Manual operating mechanism with mechanical closing, without Spring charging motor, Ready-to-close signal. switch, Auxiliary switches 2NO+2NC, without Closing coil (CC), manual operating mechanism with mechanical closing, without Remote trip alarm reset coil (RR), without 2nd shunt trip, without 1st Shunt trip | 111700 | 1 | Z\ | 1
3WA1108-5ME21-0AA0 |  | fixed-mounted circuit breaker, IEC 60947-2, size 1, 4-pole, N pole on right, In=800 A up to 690 V AC 50/60 Hz, breaking capacity H Icu=100/66 kA at 500/690 V, ETU600 LSI electronic trip unit upgradeable, color display, Bluetooth, USB interface, basic protection LT, ST, INST, including protection of the N conductor (internal neutral point sensor available), trip alarm switch (1 x CO), connection at rear vertical, with internal voltage tap on upper stab of circuit breaker, with voltage tap module VTM680 and power supply of ETU600, able to communication, integrated metering type PMF-2 Basic Power Monitoring, Voltage, Energy, Power, Power factor, Frequency, Unbalance, Temperature, Manual operating mechanism with mechanical closing, without Spring charging motor, Ready-to-close signal. switch, Auxiliary switches 2NO+2NC, without Closing coil (CC), manual operating mechanism with mechanical closing, without Remote trip alarm reset coil (RR), without 2nd shunt trip, without 1st Shunt trip | 113900 | 1 | Z\ | 1
3WA1108-5ME22-0AA0 |  | fixed-mounted circuit breaker, IEC 60947-2, size 1, 4-pole, N pole on right, In=800 A up to 690 V AC 50/60 Hz, breaking capacity H Icu=100/66 kA at 500/690 V, ETU600 LSI electronic trip unit upgradeable, color display, Bluetooth, USB interface, basic protection LT, ST, INST, including protection of the N conductor (internal neutral point sensor available), trip alarm switch (1 x CO), connection at rear horizontal with internal voltage tap on upper stab of circuit breaker, with voltage tap module VTM680 and power supply of ETU600, able to communication, integrated metering type PMF-2 Basic Power Monitoring, Voltage, Energy, Power, Power factor, Frequency, Unbalance, Temperature, Manual operating mechanism with mechanical closing, without Spring charging motor, Ready-to-close signal. switch, Auxiliary switches 2NO+2NC, without Closing coil (CC), manual operating mechanism with mechanical closing, without Remote trip alarm reset coil (RR), without 2nd shunt trip, without 1st Shunt trip | 111700 | 1 | Z\ | 1
3WA1108-5ME31-0AA0 |  | withdrawable circuit breaker, with guide frame, IEC 60947-2, size 1, 3-pole, In=800 A up to 690 V AC 50/60 Hz, breaking capacity H Icu=100/66 kA at 500/690 V, ETU600 LSI electronic trip unit upgradeable, color display, Bluetooth, USB interface, basic protection LT, ST, INST, neutral conductor protection requires an external neutral point current sensor, trip alarm switch (1 x CO), connection at rear vertical, guide frame with shutter, without position signaling switch with internal voltage tap on upper stab of circuit breaker, with voltage tap module VTM680 and power supply of ETU600, able to communication, integrated metering type PMF-2 Basic Power Monitoring, Voltage, Energy, Power, Power factor, Frequency, Unbalance, Temperature, Manual operating mechanism with mechanical closing, without Spring charging motor, Ready-to-close signal. switch, Auxiliary switches 2NO+2NC, without Closing coil (CC), manual operating mechanism with mechanical closing, without Remote trip alarm reset coil (RR), without 2nd shunt trip, without 1st Shunt trip | 121700 | 1 | Z\ | 1
3WA1108-5ME32-0AA0 |  | withdrawable circuit breaker, with guide frame, IEC 60947-2, size 1, 3-pole, In=800 A up to 690 V AC 50/60 Hz, breaking capacity H Icu=100/66 kA at 500/690 V, ETU600 LSI electronic trip unit upgradeable, color display, Bluetooth, USB interface, basic protection LT, ST, INST, neutral conductor protection requires an external neutral point current sensor, trip alarm switch (1 x CO), connection at rear horizontal guide frame with shutter, without position signaling switch with internal voltage tap on upper stab of circuit breaker, with voltage tap module VTM680 and power supply of ETU600, able to communication, integrated metering type PMF-2 Basic Power Monitoring, Voltage, Energy, Power, Power factor, Frequency, Unbalance, Temperature, Manual operating mechanism with mechanical closing, without Spring charging motor, Ready-to-close signal. switch, Auxiliary switches 2NO+2NC, without Closing coil (CC), manual operating mechanism with mechanical closing, without Remote trip alarm reset coil (RR), without 2nd shunt trip, without 1st Shunt trip | 118700 | 1 | Z\ | 1
3WA1108-5ME34-0AA0 |  | withdrawable circuit breaker, with guide frame, IEC 60947-2, size 1, 3-pole, In=800 A up to 690 V AC 50/60 Hz, breaking capacity H Icu=100/66 kA at 500/690 V, ETU600 LSI electronic trip unit upgradeable, color display, Bluetooth, USB interface, basic protection LT, ST, INST, neutral conductor protection requires an external neutral point current sensor, trip alarm switch (1 x CO), connection at rear flange, guide frame with shutter, without position signaling switch with internal voltage tap on upper stab of circuit breaker, with voltage tap module VTM680 and power supply of ETU600, able to communication, integrated metering type PMF-2 Basic Power Monitoring, Voltage, Energy, Power, Power factor, Frequency, Unbalance, Temperature, Manual operating mechanism with mechanical closing, without Spring charging motor, Ready-to-close signal. switch, Auxiliary switches 2NO+2NC, without Closing coil (CC), manual operating mechanism with mechanical closing, without Remote trip alarm reset coil (RR), without 2nd shunt trip, without 1st Shunt trip | 118700 | 1 | Z\ | 1
3WA1108-5ME41-0AA0 |  | withdrawable circuit breaker, with guide frame, IEC 60947-2, size 1, 4-pole, N pole on left, In=800 A up to 690 V AC 50/60 Hz, breaking capacity H Icu=100/66 kA at 500/690 V, ETU600 LSI electronic trip unit upgradeable, color display, Bluetooth, USB interface, basic protection LT, ST, INST, including protection of the N conductor (internal neutral point sensor available), trip alarm switch (1 x CO), connection at rear vertical, guide frame with shutter, without position signaling switch with internal voltage tap on upper stab of circuit breaker, with voltage tap module VTM680 and power supply of ETU600, able to communication, integrated metering type PMF-2 Basic Power Monitoring, Voltage, Energy, Power, Power factor, Frequency, Unbalance, Temperature, Manual operating mechanism with mechanical closing, without Spring charging motor, Ready-to-close signal. switch, Auxiliary switches 2NO+2NC, without Closing coil (CC), manual operating mechanism with mechanical closing, without Remote trip alarm reset coil (RR), without 2nd shunt trip, without 1st Shunt trip | 155700 | 1 | Z\ | 1
3WA1108-5ME42-0AA0 |  | withdrawable circuit breaker, with guide frame, IEC 60947-2, size 1, 4-pole, N pole on left, In=800 A up to 690 V AC 50/60 Hz, breaking capacity H Icu=100/66 kA at 500/690 V, ETU600 LSI electronic trip unit upgradeable, color display, Bluetooth, USB interface, basic protection LT, ST, INST, including protection of the N conductor (internal neutral point sensor available), trip alarm switch (1 x CO), connection at rear horizontal guide frame with shutter, without position signaling switch with internal voltage tap on upper stab of circuit breaker, with voltage tap module VTM680 and power supply of ETU600, able to communication, integrated metering type PMF-2 Basic Power Monitoring, Voltage, Energy, Power, Power factor, Frequency, Unbalance, Temperature, Manual operating mechanism with mechanical closing, without Spring charging motor, Ready-to-close signal. switch, Auxiliary switches 2NO+2NC, without Closing coil (CC), manual operating mechanism with mechanical closing, without Remote trip alarm reset coil (RR), without 2nd shunt trip, without 1st Shunt trip | 151700 | 1 | Z\ | 1
3WA1108-5ME44-0AA0 |  | withdrawable circuit breaker, with guide frame, IEC 60947-2, size 1, 4-pole, N pole on left, In=800 A up to 690 V AC 50/60 Hz, breaking capacity H Icu=100/66 kA at 500/690 V, ETU600 LSI electronic trip unit upgradeable, color display, Bluetooth, USB interface, basic protection LT, ST, INST, including protection of the N conductor (internal neutral point sensor available), trip alarm switch (1 x CO), connection at rear flange, guide frame with shutter, without position signaling switch with internal voltage tap on upper stab of circuit breaker, with voltage tap module VTM680 and power supply of ETU600, able to communication, integrated metering type PMF-2 Basic Power Monitoring, Voltage, Energy, Power, Power factor, Frequency, Unbalance, Temperature, Manual operating mechanism with mechanical closing, without Spring charging motor, Ready-to-close signal. switch, Auxiliary switches 2NO+2NC, without Closing coil (CC), manual operating mechanism with mechanical closing, without Remote trip alarm reset coil (RR), without 2nd shunt trip, without 1st Shunt trip | 151700 | 1 | Z\ | 1
3WA1108-5MF01-0AA0 |  | fixed-mounted circuit breaker, IEC 60947-2, size 1, 3-pole, In=800 A up to 690 V AC 50/60 Hz, breaking capacity H Icu=100/66 kA at 500/690 V, ETU600 LSIG electronic trip unit upgradeable, color display, Bluetooth, USB interface, basic protection LT, ST, INST, GFx, neutral conductor protection requires an external neutral point current sensor, trip alarm switch (1 x CO), connection at rear vertical, with internal voltage tap on upper stab of circuit breaker, with voltage tap module VTM680 and power supply of ETU600, able to communication, integrated metering type PMF-2 Basic Power Monitoring, Voltage, Energy, Power, Power factor, Frequency, Unbalance, Temperature, Manual operating mechanism with mechanical closing, without Spring charging motor, Ready-to-close signal. switch, Auxiliary switches 2NO+2NC, without Closing coil (CC), manual operating mechanism with mechanical closing, without Remote trip alarm reset coil (RR), without 2nd shunt trip, without 1st Shunt trip | 101200 | 1 | Z\ | 1
3WA1108-5MF02-0AA0 |  | fixed-mounted circuit breaker, IEC 60947-2, size 1, 3-pole, In=800 A up to 690 V AC 50/60 Hz, breaking capacity H Icu=100/66 kA at 500/690 V, ETU600 LSIG electronic trip unit upgradeable, color display, Bluetooth, USB interface, basic protection LT, ST, INST, GFx, neutral conductor protection requires an external neutral point current sensor, trip alarm switch (1 x CO), connection at rear horizontal with internal voltage tap on upper stab of circuit breaker, with voltage tap module VTM680 and power supply of ETU600, able to communication, integrated metering type PMF-2 Basic Power Monitoring, Voltage, Energy, Power, Power factor, Frequency, Unbalance, Temperature, Manual operating mechanism with mechanical closing, without Spring charging motor, Ready-to-close signal. switch, Auxiliary switches 2NO+2NC, without Closing coil (CC), manual operating mechanism with mechanical closing, without Remote trip alarm reset coil (RR), without 2nd shunt trip, without 1st Shunt trip | 99500 | 1 | Z\ | 1
3WA1108-5MF11-0AA0 |  | fixed-mounted circuit breaker, IEC 60947-2, size 1, 4-pole, N pole on left, In=800 A up to 690 V AC 50/60 Hz, breaking capacity H Icu=100/66 kA at 500/690 V, ETU600 LSIG electronic trip unit upgradeable, color display, Bluetooth, USB interface, basic protection LT, ST, INST, GFx, including protection of the N conductor (internal neutral point sensor available), trip alarm switch (1 x CO), connection at rear vertical, with internal voltage tap on upper stab of circuit breaker, with voltage tap module VTM680 and power supply of ETU600, able to communication, integrated metering type PMF-2 Basic Power Monitoring, Voltage, Energy, Power, Power factor, Frequency, Unbalance, Temperature, Manual operating mechanism with mechanical closing, without Spring charging motor, Ready-to-close signal. switch, Auxiliary switches 2NO+2NC, without Closing coil (CC), manual operating mechanism with mechanical closing, without Remote trip alarm reset coil (RR), without 2nd shunt trip, without 1st Shunt trip | 124700 | 1 | Z\ | 1
3WA1108-5MF12-0AA0 |  | fixed-mounted circuit breaker, IEC 60947-2, size 1, 4-pole, N pole on left, In=800 A up to 690 V AC 50/60 Hz, breaking capacity H Icu=100/66 kA at 500/690 V, ETU600 LSIG electronic trip unit upgradeable, color display, Bluetooth, USB interface, basic protection LT, ST, INST, GFx, including protection of the N conductor (internal neutral point sensor available), trip alarm switch (1 x CO), connection at rear horizontal with internal voltage tap on upper stab of circuit breaker, with voltage tap module VTM680 and power supply of ETU600, able to communication, integrated metering type PMF-2 Basic Power Monitoring, Voltage, Energy, Power, Power factor, Frequency, Unbalance, Temperature, Manual operating mechanism with mechanical closing, without Spring charging motor, Ready-to-close signal. switch, Auxiliary switches 2NO+2NC, without Closing coil (CC), manual operating mechanism with mechanical closing, without Remote trip alarm reset coil (RR), without 2nd shunt trip, without 1st Shunt trip | 122700 | 1 | Z\ | 1
3WA1108-5MF21-0AA0 |  | fixed-mounted circuit breaker, IEC 60947-2, size 1, 4-pole, N pole on right, In=800 A up to 690 V AC 50/60 Hz, breaking capacity H Icu=100/66 kA at 500/690 V, ETU600 LSIG electronic trip unit upgradeable, color display, Bluetooth, USB interface, basic protection LT, ST, INST, GFx, including protection of the N conductor (internal neutral point sensor available), trip alarm switch (1 x CO), connection at rear vertical, with internal voltage tap on upper stab of circuit breaker, with voltage tap module VTM680 and power supply of ETU600, able to communication, integrated metering type PMF-2 Basic Power Monitoring, Voltage, Energy, Power, Power factor, Frequency, Unbalance, Temperature, Manual operating mechanism with mechanical closing, without Spring charging motor, Ready-to-close signal. switch, Auxiliary switches 2NO+2NC, without Closing coil (CC), manual operating mechanism with mechanical closing, without Remote trip alarm reset coil (RR), without 2nd shunt trip, without 1st Shunt trip | 124700 | 1 | Z\ | 1
3WA1108-5MF22-0AA0 |  | fixed-mounted circuit breaker, IEC 60947-2, size 1, 4-pole, N pole on right, In=800 A up to 690 V AC 50/60 Hz, breaking capacity H Icu=100/66 kA at 500/690 V, ETU600 LSIG electronic trip unit upgradeable, color display, Bluetooth, USB interface, basic protection LT, ST, INST, GFx, including protection of the N conductor (internal neutral point sensor available), trip alarm switch (1 x CO), connection at rear horizontal with internal voltage tap on upper stab of circuit breaker, with voltage tap module VTM680 and power supply of ETU600, able to communication, integrated metering type PMF-2 Basic Power Monitoring, Voltage, Energy, Power, Power factor, Frequency, Unbalance, Temperature, Manual operating mechanism with mechanical closing, without Spring charging motor, Ready-to-close signal. switch, Auxiliary switches 2NO+2NC, without Closing coil (CC), manual operating mechanism with mechanical closing, without Remote trip alarm reset coil (RR), without 2nd shunt trip, without 1st Shunt trip | 122700 | 1 | Z\ | 1
3WA1108-5MF31-0AA0 |  | withdrawable circuit breaker, with guide frame, IEC 60947-2, size 1, 3-pole, In=800 A up to 690 V AC 50/60 Hz, breaking capacity H Icu=100/66 kA at 500/690 V, ETU600 LSIG electronic trip unit upgradeable, color display, Bluetooth, USB interface, basic protection LT, ST, INST, GFx, neutral conductor protection requires an external neutral point current sensor, trip alarm switch (1 x CO), connection at rear vertical, guide frame with shutter, without position signaling switch with internal voltage tap on upper stab of circuit breaker, with voltage tap module VTM680 and power supply of ETU600, able to communication, integrated metering type PMF-2 Basic Power Monitoring, Voltage, Energy, Power, Power factor, Frequency, Unbalance, Temperature, Manual operating mechanism with mechanical closing, without Spring charging motor, Ready-to-close signal. switch, Auxiliary switches 2NO+2NC, without Closing coil (CC), manual operating mechanism with mechanical closing, without Remote trip alarm reset coil (RR), without 2nd shunt trip, without 1st Shunt trip | 132700 | 1 | Z\ | 1
3WA1108-5MF32-0AA0 |  | withdrawable circuit breaker, with guide frame, IEC 60947-2, size 1, 3-pole, In=800 A up to 690 V AC 50/60 Hz, breaking capacity H Icu=100/66 kA at 500/690 V, ETU600 LSIG electronic trip unit upgradeable, color display, Bluetooth, USB interface, basic protection LT, ST, INST, GFx, neutral conductor protection requires an external neutral point current sensor, trip alarm switch (1 x CO), connection at rear horizontal guide frame with shutter, without position signaling switch with internal voltage tap on upper stab of circuit breaker, with voltage tap module VTM680 and power supply of ETU600, able to communication, integrated metering type PMF-2 Basic Power Monitoring, Voltage, Energy, Power, Power factor, Frequency, Unbalance, Temperature, Manual operating mechanism with mechanical closing, without Spring charging motor, Ready-to-close signal. switch, Auxiliary switches 2NO+2NC, without Closing coil (CC), manual operating mechanism with mechanical closing, without Remote trip alarm reset coil (RR), without 2nd shunt trip, without 1st Shunt trip | 129700 | 1 | Z\ | 1
3WA1108-5MF34-0AA0 |  | withdrawable circuit breaker, with guide frame, IEC 60947-2, size 1, 3-pole, In=800 A up to 690 V AC 50/60 Hz, breaking capacity H Icu=100/66 kA at 500/690 V, ETU600 LSIG electronic trip unit upgradeable, color display, Bluetooth, USB interface, basic protection LT, ST, INST, GFx, neutral conductor protection requires an external neutral point current sensor, trip alarm switch (1 x CO), connection at rear flange, guide frame with shutter, without position signaling switch with internal voltage tap on upper stab of circuit breaker, with voltage tap module VTM680 and power supply of ETU600, able to communication, integrated metering type PMF-2 Basic Power Monitoring, Voltage, Energy, Power, Power factor, Frequency, Unbalance, Temperature, Manual operating mechanism with mechanical closing, without Spring charging motor, Ready-to-close signal. switch, Auxiliary switches 2NO+2NC, without Closing coil (CC), manual operating mechanism with mechanical closing, without Remote trip alarm reset coil (RR), without 2nd shunt trip, without 1st Shunt trip | 129700 | 1 | Z\ | 1
3WA1108-5MF41-0AA0 |  | withdrawable circuit breaker, with guide frame, IEC 60947-2, size 1, 4-pole, N pole on left, In=800 A up to 690 V AC 50/60 Hz, breaking capacity H Icu=100/66 kA at 500/690 V, ETU600 LSIG electronic trip unit upgradeable, color display, Bluetooth, USB interface, basic protection LT, ST, INST, GFx, including protection of the N conductor (internal neutral point sensor available), trip alarm switch (1 x CO), connection at rear vertical, guide frame with shutter, without position signaling switch with internal voltage tap on upper stab of circuit breaker, with voltage tap module VTM680 and power supply of ETU600, able to communication, integrated metering type PMF-2 Basic Power Monitoring, Voltage, Energy, Power, Power factor, Frequency, Unbalance, Temperature, Manual operating mechanism with mechanical closing, without Spring charging motor, Ready-to-close signal. switch, Auxiliary switches 2NO+2NC, without Closing coil (CC), manual operating mechanism with mechanical closing, without Remote trip alarm reset coil (RR), without 2nd shunt trip, without 1st Shunt trip | 165700 | 1 | Z\ | 1
3WA1108-5MF42-0AA0 |  | withdrawable circuit breaker, with guide frame, IEC 60947-2, size 1, 4-pole, N pole on left, In=800 A up to 690 V AC 50/60 Hz, breaking capacity H Icu=100/66 kA at 500/690 V, ETU600 LSIG electronic trip unit upgradeable, color display, Bluetooth, USB interface, basic protection LT, ST, INST, GFx, including protection of the N conductor (internal neutral point sensor available), trip alarm switch (1 x CO), connection at rear horizontal guide frame with shutter, without position signaling switch with internal voltage tap on upper stab of circuit breaker, with voltage tap module VTM680 and power supply of ETU600, able to communication, integrated metering type PMF-2 Basic Power Monitoring, Voltage, Energy, Power, Power factor, Frequency, Unbalance, Temperature, Manual operating mechanism with mechanical closing, without Spring charging motor, Ready-to-close signal. switch, Auxiliary switches 2NO+2NC, without Closing coil (CC), manual operating mechanism with mechanical closing, without Remote trip alarm reset coil (RR), without 2nd shunt trip, without 1st Shunt trip | 162700 | 1 | Z\ | 1
3WA1108-5MF44-0AA0 |  | withdrawable circuit breaker, with guide frame, IEC 60947-2, size 1, 4-pole, N pole on left, In=800 A up to 690 V AC 50/60 Hz, breaking capacity H Icu=100/66 kA at 500/690 V, ETU600 LSIG electronic trip unit upgradeable, color display, Bluetooth, USB interface, basic protection LT, ST, INST, GFx, including protection of the N conductor (internal neutral point sensor available), trip alarm switch (1 x CO), connection at rear flange, guide frame with shutter, without position signaling switch with internal voltage tap on upper stab of circuit breaker, with voltage tap module VTM680 and power supply of ETU600, able to communication, integrated metering type PMF-2 Basic Power Monitoring, Voltage, Energy, Power, Power factor, Frequency, Unbalance, Temperature, Manual operating mechanism with mechanical closing, without Spring charging motor, Ready-to-close signal. switch, Auxiliary switches 2NO+2NC, without Closing coil (CC), manual operating mechanism with mechanical closing, without Remote trip alarm reset coil (RR), without 2nd shunt trip, without 1st Shunt trip | 162700 | 1 | Z\ | 1
3WA1108-5NE01-0AA0 |  | fixed-mounted circuit breaker, IEC 60947-2, size 1, 3-pole, In=800 A up to 690 V AC 50/60 Hz, breaking capacity H Icu=100/66 kA at 500/690 V, ETU600 LSI electronic trip unit upgradeable, color display, Bluetooth, USB interface, basic protection LT, ST, INST, neutral conductor protection requires an external neutral point current sensor, trip alarm switch (1 x CO), connection at rear vertical, with internal voltage tap on upper stab of circuit breaker, with voltage tap module VTM680 and power supply of ETU600, able to communication, integrated metering type PMF-3 Advanced Power Monitor., Voltage, Energy, Power, Power factor, Frequency, Unbalance, Temperature, Power quality, Manual operating mechanism with mechanical closing, without Spring charging motor, Ready-to-close signal. switch, Auxiliary switches 2NO+2NC, without Closing coil (CC), manual operating mechanism with mechanical closing, without Remote trip alarm reset coil (RR), without 2nd shunt trip, without 1st Shunt trip | 97000 | 1 | Z\ | 1
3WA1108-5NE02-0AA0 |  | fixed-mounted circuit breaker, IEC 60947-2, size 1, 3-pole, In=800 A up to 690 V AC 50/60 Hz, breaking capacity H Icu=100/66 kA at 500/690 V, ETU600 LSI electronic trip unit upgradeable, color display, Bluetooth, USB interface, basic protection LT, ST, INST, neutral conductor protection requires an external neutral point current sensor, trip alarm switch (1 x CO), connection at rear horizontal with internal voltage tap on upper stab of circuit breaker, with voltage tap module VTM680 and power supply of ETU600, able to communication, integrated metering type PMF-3 Advanced Power Monitor., Voltage, Energy, Power, Power factor, Frequency, Unbalance, Temperature, Power quality, Manual operating mechanism with mechanical closing, without Spring charging motor, Ready-to-close signal. switch, Auxiliary switches 2NO+2NC, without Closing coil (CC), manual operating mechanism with mechanical closing, without Remote trip alarm reset coil (RR), without 2nd shunt trip, without 1st Shunt trip | 95300 | 1 | Z\ | 1
3WA1108-5NE11-0AA0 |  | fixed-mounted circuit breaker, IEC 60947-2, size 1, 4-pole, N pole on left, In=800 A up to 690 V AC 50/60 Hz, breaking capacity H Icu=100/66 kA at 500/690 V, ETU600 LSI electronic trip unit upgradeable, color display, Bluetooth, USB interface, basic protection LT, ST, INST, including protection of the N conductor (internal neutral point sensor available), trip alarm switch (1 x CO), connection at rear vertical, with internal voltage tap on upper stab of circuit breaker, with voltage tap module VTM680 and power supply of ETU600, able to communication, integrated metering type PMF-3 Advanced Power Monitor., Voltage, Energy, Power, Power factor, Frequency, Unbalance, Temperature, Power quality, Manual operating mechanism with mechanical closing, without Spring charging motor, Ready-to-close signal. switch, Auxiliary switches 2NO+2NC, without Closing coil (CC), manual operating mechanism with mechanical closing, without Remote trip alarm reset coil (RR), without 2nd shunt trip, without 1st Shunt trip | 120300 | 1 | Z\ | 1
3WA1108-5NE12-0AA0 |  | fixed-mounted circuit breaker, IEC 60947-2, size 1, 4-pole, N pole on left, In=800 A up to 690 V AC 50/60 Hz, breaking capacity H Icu=100/66 kA at 500/690 V, ETU600 LSI electronic trip unit upgradeable, color display, Bluetooth, USB interface, basic protection LT, ST, INST, including protection of the N conductor (internal neutral point sensor available), trip alarm switch (1 x CO), connection at rear horizontal with internal voltage tap on upper stab of circuit breaker, with voltage tap module VTM680 and power supply of ETU600, able to communication, integrated metering type PMF-3 Advanced Power Monitor., Voltage, Energy, Power, Power factor, Frequency, Unbalance, Temperature, Power quality, Manual operating mechanism with mechanical closing, without Spring charging motor, Ready-to-close signal. switch, Auxiliary switches 2NO+2NC, without Closing coil (CC), manual operating mechanism with mechanical closing, without Remote trip alarm reset coil (RR), without 2nd shunt trip, without 1st Shunt trip | 118100 | 1 | Z\ | 1
3WA1108-5NE21-0AA0 |  | fixed-mounted circuit breaker, IEC 60947-2, size 1, 4-pole, N pole on right, In=800 A up to 690 V AC 50/60 Hz, breaking capacity H Icu=100/66 kA at 500/690 V, ETU600 LSI electronic trip unit upgradeable, color display, Bluetooth, USB interface, basic protection LT, ST, INST, including protection of the N conductor (internal neutral point sensor available), trip alarm switch (1 x CO), connection at rear vertical, with internal voltage tap on upper stab of circuit breaker, with voltage tap module VTM680 and power supply of ETU600, able to communication, integrated metering type PMF-3 Advanced Power Monitor., Voltage, Energy, Power, Power factor, Frequency, Unbalance, Temperature, Power quality, Manual operating mechanism with mechanical closing, without Spring charging motor, Ready-to-close signal. switch, Auxiliary switches 2NO+2NC, without Closing coil (CC), manual operating mechanism with mechanical closing, without Remote trip alarm reset coil (RR), without 2nd shunt trip, without 1st Shunt trip | 120300 | 1 | Z\ | 1
3WA1108-5NE22-0AA0 |  | fixed-mounted circuit breaker, IEC 60947-2, size 1, 4-pole, N pole on right, In=800 A up to 690 V AC 50/60 Hz, breaking capacity H Icu=100/66 kA at 500/690 V, ETU600 LSI electronic trip unit upgradeable, color display, Bluetooth, USB interface, basic protection LT, ST, INST, including protection of the N conductor (internal neutral point sensor available), trip alarm switch (1 x CO), connection at rear horizontal with internal voltage tap on upper stab of circuit breaker, with voltage tap module VTM680 and power supply of ETU600, able to communication, integrated metering type PMF-3 Advanced Power Monitor., Voltage, Energy, Power, Power factor, Frequency, Unbalance, Temperature, Power quality, Manual operating mechanism with mechanical closing, without Spring charging motor, Ready-to-close signal. switch, Auxiliary switches 2NO+2NC, without Closing coil (CC), manual operating mechanism with mechanical closing, without Remote trip alarm reset coil (RR), without 2nd shunt trip, without 1st Shunt trip | 118100 | 1 | Z\ | 1
3WA1108-5NE31-0AA0 |  | withdrawable circuit breaker, with guide frame, IEC 60947-2, size 1, 3-pole, In=800 A up to 690 V AC 50/60 Hz, breaking capacity H Icu=100/66 kA at 500/690 V, ETU600 LSI electronic trip unit upgradeable, color display, Bluetooth, USB interface, basic protection LT, ST, INST, neutral conductor protection requires an external neutral point current sensor, trip alarm switch (1 x CO), connection at rear vertical, guide frame with shutter, without position signaling switch with internal voltage tap on upper stab of circuit breaker, with voltage tap module VTM680 and power supply of ETU600, able to communication, integrated metering type PMF-3 Advanced Power Monitor., Voltage, Energy, Power, Power factor, Frequency, Unbalance, Temperature, Power quality, Manual operating mechanism with mechanical closing, without Spring charging motor, Ready-to-close signal. switch, Auxiliary switches 2NO+2NC, without Closing coil (CC), manual operating mechanism with mechanical closing, without Remote trip alarm reset coil (RR), without 2nd shunt trip, without 1st Shunt trip | 128100 | 1 | Z\ | 1
3WA1108-5NE32-0AA0 |  | withdrawable circuit breaker, with guide frame, IEC 60947-2, size 1, 3-pole, In=800 A up to 690 V AC 50/60 Hz, breaking capacity H Icu=100/66 kA at 500/690 V, ETU600 LSI electronic trip unit upgradeable, color display, Bluetooth, USB interface, basic protection LT, ST, INST, neutral conductor protection requires an external neutral point current sensor, trip alarm switch (1 x CO), connection at rear horizontal guide frame with shutter, without position signaling switch with internal voltage tap on upper stab of circuit breaker, with voltage tap module VTM680 and power supply of ETU600, able to communication, integrated metering type PMF-3 Advanced Power Monitor., Voltage, Energy, Power, Power factor, Frequency, Unbalance, Temperature, Power quality, Manual operating mechanism with mechanical closing, without Spring charging motor, Ready-to-close signal. switch, Auxiliary switches 2NO+2NC, without Closing coil (CC), manual operating mechanism with mechanical closing, without Remote trip alarm reset coil (RR), without 2nd shunt trip, without 1st Shunt trip | 125100 | 1 | Z\ | 1
3WA1108-5NE34-0AA0 |  | withdrawable circuit breaker, with guide frame, IEC 60947-2, size 1, 3-pole, In=800 A up to 690 V AC 50/60 Hz, breaking capacity H Icu=100/66 kA at 500/690 V, ETU600 LSI electronic trip unit upgradeable, color display, Bluetooth, USB interface, basic protection LT, ST, INST, neutral conductor protection requires an external neutral point current sensor, trip alarm switch (1 x CO), connection at rear flange, guide frame with shutter, without position signaling switch with internal voltage tap on upper stab of circuit breaker, with voltage tap module VTM680 and power supply of ETU600, able to communication, integrated metering type PMF-3 Advanced Power Monitor., Voltage, Energy, Power, Power factor, Frequency, Unbalance, Temperature, Power quality, Manual operating mechanism with mechanical closing, without Spring charging motor, Ready-to-close signal. switch, Auxiliary switches 2NO+2NC, without Closing coil (CC), manual operating mechanism with mechanical closing, without Remote trip alarm reset coil (RR), without 2nd shunt trip, without 1st Shunt trip | 125100 | 1 | Z\ | 1
3WA1108-5NE41-0AA0 |  | withdrawable circuit breaker, with guide frame, IEC 60947-2, size 1, 4-pole, N pole on left, In=800 A up to 690 V AC 50/60 Hz, breaking capacity H Icu=100/66 kA at 500/690 V, ETU600 LSI electronic trip unit upgradeable, color display, Bluetooth, USB interface, basic protection LT, ST, INST, including protection of the N conductor (internal neutral point sensor available), trip alarm switch (1 x CO), connection at rear vertical, guide frame with shutter, without position signaling switch with internal voltage tap on upper stab of circuit breaker, with voltage tap module VTM680 and power supply of ETU600, able to communication, integrated metering type PMF-3 Advanced Power Monitor., Voltage, Energy, Power, Power factor, Frequency, Unbalance, Temperature, Power quality, Manual operating mechanism with mechanical closing, without Spring charging motor, Ready-to-close signal. switch, Auxiliary switches 2NO+2NC, without Closing coil (CC), manual operating mechanism with mechanical closing, without Remote trip alarm reset coil (RR), without 2nd shunt trip, without 1st Shunt trip | 162100 | 1 | Z\ | 1
3WA1108-5NE42-0AA0 |  | withdrawable circuit breaker, with guide frame, IEC 60947-2, size 1, 4-pole, N pole on left, In=800 A up to 690 V AC 50/60 Hz, breaking capacity H Icu=100/66 kA at 500/690 V, ETU600 LSI electronic trip unit upgradeable, color display, Bluetooth, USB interface, basic protection LT, ST, INST, including protection of the N conductor (internal neutral point sensor available), trip alarm switch (1 x CO), connection at rear horizontal guide frame with shutter, without position signaling switch with internal voltage tap on upper stab of circuit breaker, with voltage tap module VTM680 and power supply of ETU600, able to communication, integrated metering type PMF-3 Advanced Power Monitor., Voltage, Energy, Power, Power factor, Frequency, Unbalance, Temperature, Power quality, Manual operating mechanism with mechanical closing, without Spring charging motor, Ready-to-close signal. switch, Auxiliary switches 2NO+2NC, without Closing coil (CC), manual operating mechanism with mechanical closing, without Remote trip alarm reset coil (RR), without 2nd shunt trip, without 1st Shunt trip | 158100 | 1 | Z\ | 1
3WA1108-5NE44-0AA0 |  | withdrawable circuit breaker, with guide frame, IEC 60947-2, size 1, 4-pole, N pole on left, In=800 A up to 690 V AC 50/60 Hz, breaking capacity H Icu=100/66 kA at 500/690 V, ETU600 LSI electronic trip unit upgradeable, color display, Bluetooth, USB interface, basic protection LT, ST, INST, including protection of the N conductor (internal neutral point sensor available), trip alarm switch (1 x CO), connection at rear flange, guide frame with shutter, without position signaling switch with internal voltage tap on upper stab of circuit breaker, with voltage tap module VTM680 and power supply of ETU600, able to communication, integrated metering type PMF-3 Advanced Power Monitor., Voltage, Energy, Power, Power factor, Frequency, Unbalance, Temperature, Power quality, Manual operating mechanism with mechanical closing, without Spring charging motor, Ready-to-close signal. switch, Auxiliary switches 2NO+2NC, without Closing coil (CC), manual operating mechanism with mechanical closing, without Remote trip alarm reset coil (RR), without 2nd shunt trip, without 1st Shunt trip | 158100 | 1 | Z\ | 1
3WA1108-5NF01-0AA0 |  | fixed-mounted circuit breaker, IEC 60947-2, size 1, 3-pole, In=800 A up to 690 V AC 50/60 Hz, breaking capacity H Icu=100/66 kA at 500/690 V, ETU600 LSIG electronic trip unit upgradeable, color display, Bluetooth, USB interface, basic protection LT, ST, INST, GFx, neutral conductor protection requires an external neutral point current sensor, trip alarm switch (1 x CO), connection at rear vertical, with internal voltage tap on upper stab of circuit breaker, with voltage tap module VTM680 and power supply of ETU600, able to communication, integrated metering type PMF-3 Advanced Power Monitor., Voltage, Energy, Power, Power factor, Frequency, Unbalance, Temperature, Power quality, Manual operating mechanism with mechanical closing, without Spring charging motor, Ready-to-close signal. switch, Auxiliary switches 2NO+2NC, without Closing coil (CC), manual operating mechanism with mechanical closing, without Remote trip alarm reset coil (RR), without 2nd shunt trip, without 1st Shunt trip | 107600 | 1 | Z\ | 1
3WA1108-5NF02-0AA0 |  | fixed-mounted circuit breaker, IEC 60947-2, size 1, 3-pole, In=800 A up to 690 V AC 50/60 Hz, breaking capacity H Icu=100/66 kA at 500/690 V, ETU600 LSIG electronic trip unit upgradeable, color display, Bluetooth, USB interface, basic protection LT, ST, INST, GFx, neutral conductor protection requires an external neutral point current sensor, trip alarm switch (1 x CO), connection at rear horizontal with internal voltage tap on upper stab of circuit breaker, with voltage tap module VTM680 and power supply of ETU600, able to communication, integrated metering type PMF-3 Advanced Power Monitor., Voltage, Energy, Power, Power factor, Frequency, Unbalance, Temperature, Power quality, Manual operating mechanism with mechanical closing, without Spring charging motor, Ready-to-close signal. switch, Auxiliary switches 2NO+2NC, without Closing coil (CC), manual operating mechanism with mechanical closing, without Remote trip alarm reset coil (RR), without 2nd shunt trip, without 1st Shunt trip | 105900 | 1 | Z\ | 1
3WA1108-5NF11-0AA0 |  | fixed-mounted circuit breaker, IEC 60947-2, size 1, 4-pole, N pole on left, In=800 A up to 690 V AC 50/60 Hz, breaking capacity H Icu=100/66 kA at 500/690 V, ETU600 LSIG electronic trip unit upgradeable, color display, Bluetooth, USB interface, basic protection LT, ST, INST, GFx, including protection of the N conductor (internal neutral point sensor available), trip alarm switch (1 x CO), connection at rear vertical, with internal voltage tap on upper stab of circuit breaker, with voltage tap module VTM680 and power supply of ETU600, able to communication, integrated metering type PMF-3 Advanced Power Monitor., Voltage, Energy, Power, Power factor, Frequency, Unbalance, Temperature, Power quality, Manual operating mechanism with mechanical closing, without Spring charging motor, Ready-to-close signal. switch, Auxiliary switches 2NO+2NC, without Closing coil (CC), manual operating mechanism with mechanical closing, without Remote trip alarm reset coil (RR), without 2nd shunt trip, without 1st Shunt trip | 131100 | 1 | Z\ | 1
3WA1108-5NF12-0AA0 |  | fixed-mounted circuit breaker, IEC 60947-2, size 1, 4-pole, N pole on left, In=800 A up to 690 V AC 50/60 Hz, breaking capacity H Icu=100/66 kA at 500/690 V, ETU600 LSIG electronic trip unit upgradeable, color display, Bluetooth, USB interface, basic protection LT, ST, INST, GFx, including protection of the N conductor (internal neutral point sensor available), trip alarm switch (1 x CO), connection at rear horizontal with internal voltage tap on upper stab of circuit breaker, with voltage tap module VTM680 and power supply of ETU600, able to communication, integrated metering type PMF-3 Advanced Power Monitor., Voltage, Energy, Power, Power factor, Frequency, Unbalance, Temperature, Power quality, Manual operating mechanism with mechanical closing, without Spring charging motor, Ready-to-close signal. switch, Auxiliary switches 2NO+2NC, without Closing coil (CC), manual operating mechanism with mechanical closing, without Remote trip alarm reset coil (RR), without 2nd shunt trip, without 1st Shunt trip | 129100 | 1 | Z\ | 1
3WA1108-5NF21-0AA0 |  | fixed-mounted circuit breaker, IEC 60947-2, size 1, 4-pole, N pole on right, In=800 A up to 690 V AC 50/60 Hz, breaking capacity H Icu=100/66 kA at 500/690 V, ETU600 LSIG electronic trip unit upgradeable, color display, Bluetooth, USB interface, basic protection LT, ST, INST, GFx, including protection of the N conductor (internal neutral point sensor available), trip alarm switch (1 x CO), connection at rear vertical, with internal voltage tap on upper stab of circuit breaker, with voltage tap module VTM680 and power supply of ETU600, able to communication, integrated metering type PMF-3 Advanced Power Monitor., Voltage, Energy, Power, Power factor, Frequency, Unbalance, Temperature, Power quality, Manual operating mechanism with mechanical closing, without Spring charging motor, Ready-to-close signal. switch, Auxiliary switches 2NO+2NC, without Closing coil (CC), manual operating mechanism with mechanical closing, without Remote trip alarm reset coil (RR), without 2nd shunt trip, without 1st Shunt trip | 131100 | 1 | Z\ | 1
3WA1108-5NF22-0AA0 |  | fixed-mounted circuit breaker, IEC 60947-2, size 1, 4-pole, N pole on right, In=800 A up to 690 V AC 50/60 Hz, breaking capacity H Icu=100/66 kA at 500/690 V, ETU600 LSIG electronic trip unit upgradeable, color display, Bluetooth, USB interface, basic protection LT, ST, INST, GFx, including protection of the N conductor (internal neutral point sensor available), trip alarm switch (1 x CO), connection at rear horizontal with internal voltage tap on upper stab of circuit breaker, with voltage tap module VTM680 and power supply of ETU600, able to communication, integrated metering type PMF-3 Advanced Power Monitor., Voltage, Energy, Power, Power factor, Frequency, Unbalance, Temperature, Power quality, Manual operating mechanism with mechanical closing, without Spring charging motor, Ready-to-close signal. switch, Auxiliary switches 2NO+2NC, without Closing coil (CC), manual operating mechanism with mechanical closing, without Remote trip alarm reset coil (RR), without 2nd shunt trip, without 1st Shunt trip | 129100 | 1 | Z\ | 1
3WA1108-5NF31-0AA0 |  | withdrawable circuit breaker, with guide frame, IEC 60947-2, size 1, 3-pole, In=800 A up to 690 V AC 50/60 Hz, breaking capacity H Icu=100/66 kA at 500/690 V, ETU600 LSIG electronic trip unit upgradeable, color display, Bluetooth, USB interface, basic protection LT, ST, INST, GFx, neutral conductor protection requires an external neutral point current sensor, trip alarm switch (1 x CO), connection at rear vertical, guide frame with shutter, without position signaling switch with internal voltage tap on upper stab of circuit breaker, with voltage tap module VTM680 and power supply of ETU600, able to communication, integrated metering type PMF-3 Advanced Power Monitor., Voltage, Energy, Power, Power factor, Frequency, Unbalance, Temperature, Power quality, Manual operating mechanism with mechanical closing, without Spring charging motor, Ready-to-close signal. switch, Auxiliary switches 2NO+2NC, without Closing coil (CC), manual operating mechanism with mechanical closing, without Remote trip alarm reset coil (RR), without 2nd shunt trip, without 1st Shunt trip | 139100 | 1 | Z\ | 1
3WA1108-5NF32-0AA0 |  | withdrawable circuit breaker, with guide frame, IEC 60947-2, size 1, 3-pole, In=800 A up to 690 V AC 50/60 Hz, breaking capacity H Icu=100/66 kA at 500/690 V, ETU600 LSIG electronic trip unit upgradeable, color display, Bluetooth, USB interface, basic protection LT, ST, INST, GFx, neutral conductor protection requires an external neutral point current sensor, trip alarm switch (1 x CO), connection at rear horizontal guide frame with shutter, without position signaling switch with internal voltage tap on upper stab of circuit breaker, with voltage tap module VTM680 and power supply of ETU600, able to communication, integrated metering type PMF-3 Advanced Power Monitor., Voltage, Energy, Power, Power factor, Frequency, Unbalance, Temperature, Power quality, Manual operating mechanism with mechanical closing, without Spring charging motor, Ready-to-close signal. switch, Auxiliary switches 2NO+2NC, without Closing coil (CC), manual operating mechanism with mechanical closing, without Remote trip alarm reset coil (RR), without 2nd shunt trip, without 1st Shunt trip | 136100 | 1 | Z\ | 1
3WA1108-5NF34-0AA0 |  | withdrawable circuit breaker, with guide frame, IEC 60947-2, size 1, 3-pole, In=800 A up to 690 V AC 50/60 Hz, breaking capacity H Icu=100/66 kA at 500/690 V, ETU600 LSIG electronic trip unit upgradeable, color display, Bluetooth, USB interface, basic protection LT, ST, INST, GFx, neutral conductor protection requires an external neutral point current sensor, trip alarm switch (1 x CO), connection at rear flange, guide frame with shutter, without position signaling switch with internal voltage tap on upper stab of circuit breaker, with voltage tap module VTM680 and power supply of ETU600, able to communication, integrated metering type PMF-3 Advanced Power Monitor., Voltage, Energy, Power, Power factor, Frequency, Unbalance, Temperature, Power quality, Manual operating mechanism with mechanical closing, without Spring charging motor, Ready-to-close signal. switch, Auxiliary switches 2NO+2NC, without Closing coil (CC), manual operating mechanism with mechanical closing, without Remote trip alarm reset coil (RR), without 2nd shunt trip, without 1st Shunt trip | 136100 | 1 | Z\ | 1
3WA1108-5NF41-0AA0 |  | withdrawable circuit breaker, with guide frame, IEC 60947-2, size 1, 4-pole, N pole on left, In=800 A up to 690 V AC 50/60 Hz, breaking capacity H Icu=100/66 kA at 500/690 V, ETU600 LSIG electronic trip unit upgradeable, color display, Bluetooth, USB interface, basic protection LT, ST, INST, GFx, including protection of the N conductor (internal neutral point sensor available), trip alarm switch (1 x CO), connection at rear vertical, guide frame with shutter, without position signaling switch with internal voltage tap on upper stab of circuit breaker, with voltage tap module VTM680 and power supply of ETU600, able to communication, integrated metering type PMF-3 Advanced Power Monitor., Voltage, Energy, Power, Power factor, Frequency, Unbalance, Temperature, Power quality, Manual operating mechanism with mechanical closing, without Spring charging motor, Ready-to-close signal. switch, Auxiliary switches 2NO+2NC, without Closing coil (CC), manual operating mechanism with mechanical closing, without Remote trip alarm reset coil (RR), without 2nd shunt trip, without 1st Shunt trip | 172100 | 1 | Z\ | 1
3WA1108-5NF42-0AA0 |  | withdrawable circuit breaker, with guide frame, IEC 60947-2, size 1, 4-pole, N pole on left, In=800 A up to 690 V AC 50/60 Hz, breaking capacity H Icu=100/66 kA at 500/690 V, ETU600 LSIG electronic trip unit upgradeable, color display, Bluetooth, USB interface, basic protection LT, ST, INST, GFx, including protection of the N conductor (internal neutral point sensor available), trip alarm switch (1 x CO), connection at rear horizontal guide frame with shutter, without position signaling switch with internal voltage tap on upper stab of circuit breaker, with voltage tap module VTM680 and power supply of ETU600, able to communication, integrated metering type PMF-3 Advanced Power Monitor., Voltage, Energy, Power, Power factor, Frequency, Unbalance, Temperature, Power quality, Manual operating mechanism with mechanical closing, without Spring charging motor, Ready-to-close signal. switch, Auxiliary switches 2NO+2NC, without Closing coil (CC), manual operating mechanism with mechanical closing, without Remote trip alarm reset coil (RR), without 2nd shunt trip, without 1st Shunt trip | 169100 | 1 | Z\ | 1
3WA1108-5NF44-0AA0 |  | withdrawable circuit breaker, with guide frame, IEC 60947-2, size 1, 4-pole, N pole on left, In=800 A up to 690 V AC 50/60 Hz, breaking capacity H Icu=100/66 kA at 500/690 V, ETU600 LSIG electronic trip unit upgradeable, color display, Bluetooth, USB interface, basic protection LT, ST, INST, GFx, including protection of the N conductor (internal neutral point sensor available), trip alarm switch (1 x CO), connection at rear flange, guide frame with shutter, without position signaling switch with internal voltage tap on upper stab of circuit breaker, with voltage tap module VTM680 and power supply of ETU600, able to communication, integrated metering type PMF-3 Advanced Power Monitor., Voltage, Energy, Power, Power factor, Frequency, Unbalance, Temperature, Power quality, Manual operating mechanism with mechanical closing, without Spring charging motor, Ready-to-close signal. switch, Auxiliary switches 2NO+2NC, without Closing coil (CC), manual operating mechanism with mechanical closing, without Remote trip alarm reset coil (RR), without 2nd shunt trip, without 1st Shunt trip | 169100 | 1 | Z\ | 1
3WA1108-8AA01-0AA0 |  | Non-automatic circuit breaker Fixed-mounted version, IEC 60947-2, frame size 1, 3-poles, In=800A to 1000V AC 50/60Hz, breaking capacity E Icc=85/50kA at 690/1000V, without electr. trip unit ETU, rear connection vertical, without Com & metering function Manual operating mechanism with mechanical closing, without Spring charging motor, Ready-to-close signal. switch, Auxiliary switches 2NO+2NC, without Closing coil (CC), manual operating mechanism with mechanical closing, without Remote trip alarm reset coil (RR), without 2nd shunt trip, without 1st Shunt trip | 66100 | 1 | Z\ | 1
3WA1108-8AA02-0AA0 |  | Non-automatic circuit breaker Fixed-mounted version, IEC 60947-2, frame size 1, 3-poles, In=800A to 1000V AC 50/60Hz, breaking capacity E Icc=85/50kA at 690/1000V, without electr. trip unit ETU, rear connection horizontal, without Com & metering function Manual operating mechanism with mechanical closing, without Spring charging motor, Ready-to-close signal. switch, Auxiliary switches 2NO+2NC, without Closing coil (CC), manual operating mechanism with mechanical closing, without Remote trip alarm reset coil (RR), without 2nd shunt trip, without 1st Shunt trip | 64400 | 1 | Z\ | 1
3WA1108-8AA03-0AA0 |  | Non-automatic circuit breaker Fixed-mounted version, IEC 60947-2, frame size 1, 3-poles, In=800A to 1000V AC 50/60Hz, breaking capacity E Icc=85/50kA at 690/1000V, without electr. trip unit ETU, front connection double hole, without Com & metering function Manual operating mechanism with mechanical closing, without Spring charging motor, Ready-to-close signal. switch, Auxiliary switches 2NO+2NC, without Closing coil (CC), manual operating mechanism with mechanical closing, without Remote trip alarm reset coil (RR), without 2nd shunt trip, without 1st Shunt trip | 69500 | 1 | Z\ | 1
3WA1108-8AA11-0AA0 |  | Non-automatic circuit breaker Fixed-mounted version, IEC 60947-2, frame size 1, 4-poles, N-pole left, In=800A to 1000V AC 50/60Hz, breaking capacity E Icc=85/50kA at 690/1000V, without electr. trip unit ETU, rear connection vertical, without Com & metering function Manual operating mechanism with mechanical closing, without Spring charging motor, Ready-to-close signal. switch, Auxiliary switches 2NO+2NC, without Closing coil (CC), manual operating mechanism with mechanical closing, without Remote trip alarm reset coil (RR), without 2nd shunt trip, without 1st Shunt trip | 87300 | 1 | Z\ | 1
3WA1108-8AA12-0AA0 |  | Non-automatic circuit breaker Fixed-mounted version, IEC 60947-2, frame size 1, 4-poles, N-pole left, In=800A to 1000V AC 50/60Hz, breaking capacity E Icc=85/50kA at 690/1000V, without electr. trip unit ETU, rear connection horizontal, without Com & metering function Manual operating mechanism with mechanical closing, without Spring charging motor, Ready-to-close signal. switch, Auxiliary switches 2NO+2NC, without Closing coil (CC), manual operating mechanism with mechanical closing, without Remote trip alarm reset coil (RR), without 2nd shunt trip, without 1st Shunt trip | 85000 | 1 | Z\ | 1
3WA1108-8AA13-0AA0 |  | Non-automatic circuit breaker Fixed-mounted version, IEC 60947-2, frame size 1, 4-poles, N-pole left, In=800A to 1000V AC 50/60Hz, breaking capacity E Icc=85/50kA at 690/1000V, without electr. trip unit ETU, front connection double hole, without Com & metering function Manual operating mechanism with mechanical closing, without Spring charging motor, Ready-to-close signal. switch, Auxiliary switches 2NO+2NC, without Closing coil (CC), manual operating mechanism with mechanical closing, without Remote trip alarm reset coil (RR), without 2nd shunt trip, without 1st Shunt trip | 91900 | 1 | Z\ | 1
3WA1108-8AA21-0AA0 |  | AC non-automatic air circuit breaker 3WA, fixed-mounted version, IEC 60947-2, size 1, 4-pole, N pole on right, In=800 A up to 1000 V AC 50/60 Hz, breaking capacity E, Icc=85/50 kA at 690/1000 V, without electronic trip unit ETU, connection at rear vertical, without Com & metering function Manual operating mechanism with mechanical closing, without Spring charging motor, Ready-to-close signal. switch, Auxiliary switches 2NO+2NC, without Closing coil (CC), manual operating mechanism with mechanical closing, without Remote trip alarm reset coil (RR), without 2nd shunt trip, without 1st Shunt trip | 87300 | 1 | Z\ | 1
3WA1108-8AA22-0AA0 |  | AC non-automatic air circuit breaker 3WA, fixed-mounted version, IEC 60947-2, size 1, 4-pole, N pole on right, In=800 A up to 1000 V AC 50/60 Hz, breaking capacity E, Icc=85/50 kA at 690/1000 V, without electronic trip unit ETU, connection at rear horizontal without Com & metering function Manual operating mechanism with mechanical closing, without Spring charging motor, Ready-to-close signal. switch, Auxiliary switches 2NO+2NC, without Closing coil (CC), manual operating mechanism with mechanical closing, without Remote trip alarm reset coil (RR), without 2nd shunt trip, without 1st Shunt trip | 85000 | 1 | Z\ | 1
3WA1108-8AA23-0AA0 |  | AC non-automatic air circuit breaker 3WA, fixed-mounted version, IEC 60947-2, size 1, 4-pole, N pole on right, In=800 A up to 1000 V AC 50/60 Hz, breaking capacity E, Icc=85/50 kA at 690/1000 V, without electronic trip unit ETU, front connection double hole, without Com & metering function Manual operating mechanism with mechanical closing, without Spring charging motor, Ready-to-close signal. switch, Auxiliary switches 2NO+2NC, without Closing coil (CC), manual operating mechanism with mechanical closing, without Remote trip alarm reset coil (RR), without 2nd shunt trip, without 1st Shunt trip | 91900 | 1 | Z\ | 1
3WA1108-8AA31-0AA0 |  | Non-automatic circuit breaker withdrawable version, with guide frame, IEC 60947-2, frame size 1, 3-poles, In=800A to 1000V AC 50/60Hz, breaking capacity E Icc=85/50kA at 690/1000V, without electr. trip unit ETU, rear connection vertical, guide frame with shutter and w/o position signalling switch, without Com & metering function Manual operating mechanism with mechanical closing, without Spring charging motor, Ready-to-close signal. switch, Auxiliary switches 2NO+2NC, without Closing coil (CC), manual operating mechanism with mechanical closing, without Remote trip alarm reset coil (RR), without 2nd shunt trip, without 1st Shunt trip | 94700 | 1 | Z\ | 1
3WA1108-8AA32-0AA0 |  | Non-automatic circuit breaker withdrawable version, with guide frame, IEC 60947-2, frame size 1, 3-poles, In=800A to 1000V AC 50/60Hz, breaking capacity E Icc=85/50kA at 690/1000V, without electr. trip unit ETU, rear connection horizontal, guide frame with shutter and w/o position signalling switch, without Com & metering function Manual operating mechanism with mechanical closing, without Spring charging motor, Ready-to-close signal. switch, Auxiliary switches 2NO+2NC, without Closing coil (CC), manual operating mechanism with mechanical closing, without Remote trip alarm reset coil (RR), without 2nd shunt trip, without 1st Shunt trip | 91800 | 1 | Z\ | 1
3WA1108-8AA33-0AA0 |  | Non-automatic circuit breaker withdrawable version, with guide frame, IEC 60947-2, frame size 1, 3-poles, In=800A to 1000V AC 50/60Hz, breaking capacity E Icc=85/50kA at 690/1000V, without electr. trip unit ETU, front connection double hole, guide frame with shutter and w/o position signalling switch, without Com & metering function Manual operating mechanism with mechanical closing, without Spring charging motor, Ready-to-close signal. switch, Auxiliary switches 2NO+2NC, without Closing coil (CC), manual operating mechanism with mechanical closing, without Remote trip alarm reset coil (RR), without 2nd shunt trip, without 1st Shunt trip | 100000 | 1 | Z\ | 1
3WA1108-8AA34-0AA0 |  | Non-automatic circuit breaker withdrawable version, with guide frame, IEC 60947-2, frame size 1, 3-poles, In=800A to 1000V AC 50/60Hz, breaking capacity E Icc=85/50kA at 690/1000V, without electr. trip unit ETU, rear connection flange, guide frame with shutter and w/o position signalling switch, without Com & metering function Manual operating mechanism with mechanical closing, without Spring charging motor, Ready-to-close signal. switch, Auxiliary switches 2NO+2NC, without Closing coil (CC), manual operating mechanism with mechanical closing, without Remote trip alarm reset coil (RR), without 2nd shunt trip, without 1st Shunt trip | 91800 | 1 | Z\ | 1
3WA1108-8AA41-0AA0 |  | Non-automatic circuit breaker withdrawable version, with guide frame, IEC 60947-2, frame size 1, 4-poles, N-pole left, In=800A to 1000V AC 50/60Hz, breaking capacity E Icc=85/50kA at 690/1000V, without electr. trip unit ETU, rear connection vertical, guide frame with shutter and w/o position signalling switch, without Com & metering function Manual operating mechanism with mechanical closing, without Spring charging motor, Ready-to-close signal. switch, Auxiliary switches 2NO+2NC, without Closing coil (CC), manual operating mechanism with mechanical closing, without Remote trip alarm reset coil (RR), without 2nd shunt trip, without 1st Shunt trip | 125000 | 1 | Z\ | 1
3WA1108-8AA42-0AA0 |  | Non-automatic circuit breaker withdrawable version, with guide frame, IEC 60947-2, frame size 1, 4-poles, N-pole left, In=800A to 1000V AC 50/60Hz, breaking capacity E Icc=85/50kA at 690/1000V, without electr. trip unit ETU, rear connection horizontal, guide frame with shutter and w/o position signalling switch, without Com & metering function Manual operating mechanism with mechanical closing, without Spring charging motor, Ready-to-close signal. switch, Auxiliary switches 2NO+2NC, without Closing coil (CC), manual operating mechanism with mechanical closing, without Remote trip alarm reset coil (RR), without 2nd shunt trip, without 1st Shunt trip | 121000 | 1 | Z\ | 1
3WA1108-8AA43-0AA0 |  | Non-automatic circuit breaker withdrawable version, with guide frame, IEC 60947-2, frame size 1, 4-poles, N-pole left, In=800A to 1000V AC 50/60Hz, breaking capacity E Icc=85/50kA at 690/1000V, without electr. trip unit ETU, front connection double hole, guide frame with shutter and w/o position signalling switch, without Com & metering function Manual operating mechanism with mechanical closing, without Spring charging motor, Ready-to-close signal. switch, Auxiliary switches 2NO+2NC, without Closing coil (CC), manual operating mechanism with mechanical closing, without Remote trip alarm reset coil (RR), without 2nd shunt trip, without 1st Shunt trip | 133000 | 1 | Z\ | 1
3WA1108-8AA44-0AA0 |  | Non-automatic circuit breaker withdrawable version, with guide frame, IEC 60947-2, frame size 1, 4-poles, N-pole left, In=800A to 1000V AC 50/60Hz, breaking capacity E Icc=85/50kA at 690/1000V, without electr. trip unit ETU, rear connection flange, guide frame with shutter and w/o position signalling switch, without Com & metering function Manual operating mechanism with mechanical closing, without Spring charging motor, Ready-to-close signal. switch, Auxiliary switches 2NO+2NC, without Closing coil (CC), manual operating mechanism with mechanical closing, without Remote trip alarm reset coil (RR), without 2nd shunt trip, without 1st Shunt trip | 121000 | 1 | Z\ | 1
3WA1108-8AB01-0AA0 |  | Fixed-mounted circuit breaker IEC 60947-2, frame size 1, 3-poles, In=800A, breaking capacity E, up to 1000V AC 50/60Hz, Icu=85/50kA at 690/1000V, Trip unit ETU300 LSI optimized for standard applica- tions, without display Protection LT, ST, INST, N-protection required an external N-sensor, incl. trip alarm switch (1xCO), rear connection vertical, without Com & metering function Manual operating mechanism with mechanical closing, without Spring charging motor, Ready-to-close signal. switch, Auxiliary switches 2NO+2NC, without Closing coil (CC), manual operating mechanism with mechanical closing, without Remote trip alarm reset coil (RR), without 2nd shunt trip, without 1st Shunt trip | 69600 | 1 | Z\ | 1
3WA1108-8AB02-0AA0 |  | Fixed-mounted circuit breaker IEC 60947-2, frame size 1, 3-poles, In=800A, breaking capacity E, up to 1000V AC 50/60Hz, Icu=85/50kA at 690/1000V, Trip unit ETU300 LSI optimized for standard applica- tions, without display Protection LT, ST, INST, N-protection required an external N-sensor, incl. trip alarm switch (1xCO), rear connection horizontal, without Com & metering function Manual operating mechanism with mechanical closing, without Spring charging motor, Ready-to-close signal. switch, Auxiliary switches 2NO+2NC, without Closing coil (CC), manual operating mechanism with mechanical closing, without Remote trip alarm reset coil (RR), without 2nd shunt trip, without 1st Shunt trip | 67900 | 1 | Z\ | 1
3WA1108-8AB03-0AA0 |  | Fixed-mounted circuit breaker IEC 60947-2, frame size 1, 3-poles, In=800A, breaking capacity E, up to 1000V AC 50/60Hz, Icu=85/50kA at 690/1000V, Trip unit ETU300 LSI optimized for standard applica- tions, without display Protection LT, ST, INST, N-protection required an external N-sensor, incl. trip alarm switch (1xCO), front connection double hole, without Com & metering function Manual operating mechanism with mechanical closing, without Spring charging motor, Ready-to-close signal. switch, Auxiliary switches 2NO+2NC, without Closing coil (CC), manual operating mechanism with mechanical closing, without Remote trip alarm reset coil (RR), without 2nd shunt trip, without 1st Shunt trip | 73000 | 1 | Z\ | 1
3WA1108-8AB11-0AA0 |  | Fixed-mounted circuit breaker IEC 60947-2, frame size 1, 4-poles, N-pole left, In=800A, breaking capacity E, up to 1000V AC 50/60Hz, Icu=85/50kA at 690/1000V, Trip unit ETU300 LSI optimized for standard applica- tions, without display Protection LT, ST, INST, include N-protection, (internal N-sensor available), incl. trip alarm switch (1xCO), rear connection vertical, without Com & metering function Manual operating mechanism with mechanical closing, without Spring charging motor, Ready-to-close signal. switch, Auxiliary switches 2NO+2NC, without Closing coil (CC), manual operating mechanism with mechanical closing, without Remote trip alarm reset coil (RR), without 2nd shunt trip, without 1st Shunt trip | 93500 | 1 | Z\ | 1
3WA1108-8AB12-0AA0 |  | Fixed-mounted circuit breaker IEC 60947-2, frame size 1, 4-poles, N-pole left, In=800A, breaking capacity E, up to 1000V AC 50/60Hz, Icu=85/50kA at 690/1000V, Trip unit ETU300 LSI optimized for standard applica- tions, without display Protection LT, ST, INST, include N-protection, (internal N-sensor available), incl. trip alarm switch (1xCO), rear connection horizontal, without Com & metering function Manual operating mechanism with mechanical closing, without Spring charging motor, Ready-to-close signal. switch, Auxiliary switches 2NO+2NC, without Closing coil (CC), manual operating mechanism with mechanical closing, without Remote trip alarm reset coil (RR), without 2nd shunt trip, without 1st Shunt trip | 91200 | 1 | Z\ | 1
3WA1108-8AB13-0AA0 |  | Fixed-mounted circuit breaker IEC 60947-2, frame size 1, 4-poles, N-pole left, In=800A, breaking capacity E, up to 1000V AC 50/60Hz, Icu=85/50kA at 690/1000V, Trip unit ETU300 LSI optimized for standard applica- tions, without display Protection LT, ST, INST, include N-protection, (internal N-sensor available), incl. trip alarm switch (1xCO), front connection double hole, without Com & metering function Manual operating mechanism with mechanical closing, without Spring charging motor, Ready-to-close signal. switch, Auxiliary switches 2NO+2NC, without Closing coil (CC), manual operating mechanism with mechanical closing, without Remote trip alarm reset coil (RR), without 2nd shunt trip, without 1st Shunt trip | 98100 | 1 | Z\ | 1
3WA1108-8AB21-0AA0 |  | fixed-mounted circuit breaker, IEC 60947-2, size 1, 4-pole, N pole on right, In=800 A, breaking capacity E, up to 1000 V AC 50/60 Hz, Icc=85/50 kA at 690/1000 V, tripping unit ETU300 LSI optimized for standard applications, without display, basic protection LT, ST, INST, including protection of the N conductor (internal neutral point sensor available) trip alarm switch (1 x CO), connection at rear vertical, without Com & metering function Manual operating mechanism with mechanical closing, without Spring charging motor, Ready-to-close signal. switch, Auxiliary switches 2NO+2NC, without Closing coil (CC), manual operating mechanism with mechanical closing, without Remote trip alarm reset coil (RR), without 2nd shunt trip, without 1st Shunt trip | 93500 | 1 | Z\ | 1
3WA1108-8AB22-0AA0 |  | fixed-mounted circuit breaker, IEC 60947-2, size 1, 4-pole, N pole on right, In=800 A, breaking capacity E, up to 1000 V AC 50/60 Hz, Icc=85/50 kA at 690/1000 V, tripping unit ETU300 LSI optimized for standard applications, without display, basic protection LT, ST, INST, including protection of the N conductor (internal neutral point sensor available) trip alarm switch (1 x CO), connection at rear horizontal without Com & metering function Manual operating mechanism with mechanical closing, without Spring charging motor, Ready-to-close signal. switch, Auxiliary switches 2NO+2NC, without Closing coil (CC), manual operating mechanism with mechanical closing, without Remote trip alarm reset coil (RR), without 2nd shunt trip, without 1st Shunt trip | 91200 | 1 | Z\ | 1
3WA1108-8AB23-0AA0 |  | fixed-mounted circuit breaker, IEC 60947-2, size 1, 4-pole, N pole on right, In=800 A, breaking capacity E, up to 1000 V AC 50/60 Hz, Icc=85/50 kA at 690/1000 V, tripping unit ETU300 LSI optimized for standard applications, without display, basic protection LT, ST, INST, including protection of the N conductor (internal neutral point sensor available) trip alarm switch (1 x CO), front connection double hole, without Com & metering function Manual operating mechanism with mechanical closing, without Spring charging motor, Ready-to-close signal. switch, Auxiliary switches 2NO+2NC, without Closing coil (CC), manual operating mechanism with mechanical closing, without Remote trip alarm reset coil (RR), without 2nd shunt trip, without 1st Shunt trip | 98100 | 1 | Z\ | 1
3WA1108-8AB31-0AA0 |  | Withdrawable circuit breaker with guide frame, IEC 60947-2, frame size 1, 3-poles, In=800A, breaking capacity E, up to 1000V AC 50/60Hz, Icu=85/50kA at 690/1000V, Trip unit ETU300 LSI optimized for standard applica- tions, without display Protection LT, ST, INST, N-protection required an external N-sensor, incl. trip alarm switch (1xCO), rear connection vertical, guide frame with shutter and w/o position signalling switch, without Com & metering function Manual operating mechanism with mechanical closing, without Spring charging motor, Ready-to-close signal. switch, Auxiliary switches 2NO+2NC, without Closing coil (CC), manual operating mechanism with mechanical closing, without Remote trip alarm reset coil (RR), without 2nd shunt trip, without 1st Shunt trip | 102000 | 1 | Z\ | 1
3WA1108-8AB32-0AA0 |  | Withdrawable circuit breaker with guide frame, IEC 60947-2, frame size 1, 3-poles, In=800A, breaking capacity E, up to 1000V AC 50/60Hz, Icu=85/50kA at 690/1000V, Trip unit ETU300 LSI optimized for standard applica- tions, without display Protection LT, ST, INST, N-protection required an external N-sensor, incl. trip alarm switch (1xCO), rear connection horizontal, guide frame with shutter and w/o position signalling switch, without Com & metering function Manual operating mechanism with mechanical closing, without Spring charging motor, Ready-to-close signal. switch, Auxiliary switches 2NO+2NC, without Closing coil (CC), manual operating mechanism with mechanical closing, without Remote trip alarm reset coil (RR), without 2nd shunt trip, without 1st Shunt trip | 98900 | 1 | Z\ | 1
3WA1108-8AB33-0AA0 |  | Withdrawable circuit breaker with guide frame, IEC 60947-2, frame size 1, 3-poles, In=800A, breaking capacity E, up to 1000V AC 50/60Hz, Icu=85/50kA at 690/1000V, Trip unit ETU300 LSI optimized for standard applica- tions, without display Protection LT, ST, INST, N-protection required an external N-sensor, incl. trip alarm switch (1xCO), front connection double hole, guide frame with shutter and w/o position signalling switch, without Com & metering function Manual operating mechanism with mechanical closing, without Spring charging motor, Ready-to-close signal. switch, Auxiliary switches 2NO+2NC, without Closing coil (CC), manual operating mechanism with mechanical closing, without Remote trip alarm reset coil (RR), without 2nd shunt trip, without 1st Shunt trip | 108000 | 1 | Z\ | 1
3WA1108-8AB34-0AA0 |  | Withdrawable circuit breaker with guide frame, IEC 60947-2, frame size 1, 3-poles, In=800A, breaking capacity E, up to 1000V AC 50/60Hz, Icu=85/50kA at 690/1000V, Trip unit ETU300 LSI optimized for standard applica- tions, without display Protection LT, ST, INST, N-protection required an external N-sensor, incl. trip alarm switch (1xCO), rear connection flange, guide frame with shutter and w/o position signalling switch, without Com & metering function Manual operating mechanism with mechanical closing, without Spring charging motor, Ready-to-close signal. switch, Auxiliary switches 2NO+2NC, without Closing coil (CC), manual operating mechanism with mechanical closing, without Remote trip alarm reset coil (RR), without 2nd shunt trip, without 1st Shunt trip | 98900 | 1 | Z\ | 1
3WA1108-8AB41-0AA0 |  | Withdrawable circuit breaker with guide frame, IEC 60947-2, frame size 1, 4-poles, N-pole left, In=800A, breaking capacity E, up to 1000V AC 50/60Hz, Icu=85/50kA at 690/1000V, Trip unit ETU300 LSI optimized for standard applica- tions, without display Protection LT, ST, INST, include N-protection, (internal N-sensor available), incl. trip alarm switch (1xCO), rear connection vertical, guide frame with shutter and w/o position signalling switch, without Com & metering function Manual operating mechanism with mechanical closing, without Spring charging motor, Ready-to-close signal. switch, Auxiliary switches 2NO+2NC, without Closing coil (CC), manual operating mechanism with mechanical closing, without Remote trip alarm reset coil (RR), without 2nd shunt trip, without 1st Shunt trip | 136000 | 1 | Z\ | 1
3WA1108-8AB42-0AA0 |  | Withdrawable circuit breaker with guide frame, IEC 60947-2, frame size 1, 4-poles, N-pole left, In=800A, breaking capacity E, up to 1000V AC 50/60Hz, Icu=85/50kA at 690/1000V, Trip unit ETU300 LSI optimized for standard applica- tions, without display Protection LT, ST, INST, include N-protection, (internal N-sensor available), incl. trip alarm switch (1xCO), rear connection horizontal, guide frame with shutter and w/o position signalling switch, without Com & metering function Manual operating mechanism with mechanical closing, without Spring charging motor, Ready-to-close signal. switch, Auxiliary switches 2NO+2NC, without Closing coil (CC), manual operating mechanism with mechanical closing, without Remote trip alarm reset coil (RR), without 2nd shunt trip, without 1st Shunt trip | 132000 | 1 | Z\ | 1
3WA1108-8AB43-0AA0 |  | Withdrawable circuit breaker with guide frame, IEC 60947-2, frame size 1, 4-poles, N-pole left, In=800A, breaking capacity E, up to 1000V AC 50/60Hz, Icu=85/50kA at 690/1000V, Trip unit ETU300 LSI optimized for standard applica- tions, without display Protection LT, ST, INST, include N-protection, (internal N-sensor available), incl. trip alarm switch (1xCO), front connection double hole, guide frame with shutter and w/o position signalling switch, without Com & metering function Manual operating mechanism with mechanical closing, without Spring charging motor, Ready-to-close signal. switch, Auxiliary switches 2NO+2NC, without Closing coil (CC), manual operating mechanism with mechanical closing, without Remote trip alarm reset coil (RR), without 2nd shunt trip, without 1st Shunt trip | 144000 | 1 | Z\ | 1
3WA1108-8AB44-0AA0 |  | Withdrawable circuit breaker with guide frame, IEC 60947-2, frame size 1, 4-poles, N-pole left, In=800A, breaking capacity E, up to 1000V AC 50/60Hz, Icu=85/50kA at 690/1000V, Trip unit ETU300 LSI optimized for standard applica- tions, without display Protection LT, ST, INST, include N-protection, (internal N-sensor available), incl. trip alarm switch (1xCO), rear connection flange, guide frame with shutter and w/o position signalling switch, without Com & metering function Manual operating mechanism with mechanical closing, without Spring charging motor, Ready-to-close signal. switch, Auxiliary switches 2NO+2NC, without Closing coil (CC), manual operating mechanism with mechanical closing, without Remote trip alarm reset coil (RR), without 2nd shunt trip, without 1st Shunt trip | 132000 | 1 | Z\ | 1
3WA1108-8AC01-0AA0 |  | Fixed-mounted circuit breaker IEC 60947-2, frame size 1, 3-poles, In=800A, breaking capacity E, up to 1000V AC 50/60Hz, Icu=85/50kA at 690/1000V, Trip unit ETU300 LSIG optimized for standard applica- tions, without display Protection LT, ST, INST, GF, N-protection required an external N-sensor, incl. trip alarm switch (1xCO), rear connection vertical, without Com & metering function Manual operating mechanism with mechanical closing, without Spring charging motor, Ready-to-close signal. switch, Auxiliary switches 2NO+2NC, without Closing coil (CC), manual operating mechanism with mechanical closing, without Remote trip alarm reset coil (RR), without 2nd shunt trip, without 1st Shunt trip | 75700 | 1 | Z\ | 1
3WA1108-8AC02-0AA0 |  | Fixed-mounted circuit breaker IEC 60947-2, frame size 1, 3-poles, In=800A, breaking capacity E, up to 1000V AC 50/60Hz, Icu=85/50kA at 690/1000V, Trip unit ETU300 LSIG optimized for standard applica- tions, without display Protection LT, ST, INST, GF, N-protection required an external N-sensor, incl. trip alarm switch (1xCO), rear connection horizontal, without Com & metering function Manual operating mechanism with mechanical closing, without Spring charging motor, Ready-to-close signal. switch, Auxiliary switches 2NO+2NC, without Closing coil (CC), manual operating mechanism with mechanical closing, without Remote trip alarm reset coil (RR), without 2nd shunt trip, without 1st Shunt trip | 74000 | 1 | Z\ | 1
3WA1108-8AC03-0AA0 |  | Fixed-mounted circuit breaker IEC 60947-2, frame size 1, 3-poles, In=800A, breaking capacity E, up to 1000V AC 50/60Hz, Icu=85/50kA at 690/1000V, Trip unit ETU300 LSIG optimized for standard applica- tions, without display Protection LT, ST, INST, GF, N-protection required an external N-sensor, incl. trip alarm switch (1xCO), front connection double hole, without Com & metering function Manual operating mechanism with mechanical closing, without Spring charging motor, Ready-to-close signal. switch, Auxiliary switches 2NO+2NC, without Closing coil (CC), manual operating mechanism with mechanical closing, without Remote trip alarm reset coil (RR), without 2nd shunt trip, without 1st Shunt trip | 79200 | 1 | Z\ | 1
3WA1108-8AC11-0AA0 |  | Fixed-mounted circuit breaker IEC 60947-2, frame size 1, 4-poles, N-pole left, In=800A, breaking capacity E, up to 1000V AC 50/60Hz, Icu=85/50kA at 690/1000V, Trip unit ETU300 LSIG optimized for standard applica- tions, without display Protection LT, ST, INST, GF, include N-protection, (internal N-sensor available), incl. trip alarm switch (1xCO), rear connection vertical, without Com & metering function Manual operating mechanism with mechanical closing, without Spring charging motor, Ready-to-close signal. switch, Auxiliary switches 2NO+2NC, without Closing coil (CC), manual operating mechanism with mechanical closing, without Remote trip alarm reset coil (RR), without 2nd shunt trip, without 1st Shunt trip | 99600 | 1 | Z\ | 1
3WA1108-8AC12-0AA0 |  | Fixed-mounted circuit breaker IEC 60947-2, frame size 1, 4-poles, N-pole left, In=800A, breaking capacity E, up to 1000V AC 50/60Hz, Icu=85/50kA at 690/1000V, Trip unit ETU300 LSIG optimized for standard applica- tions, without display Protection LT, ST, INST, GF, include N-protection, (internal N-sensor available), incl. trip alarm switch (1xCO), rear connection horizontal, without Com & metering function Manual operating mechanism with mechanical closing, without Spring charging motor, Ready-to-close signal. switch, Auxiliary switches 2NO+2NC, without Closing coil (CC), manual operating mechanism with mechanical closing, without Remote trip alarm reset coil (RR), without 2nd shunt trip, without 1st Shunt trip | 97300 | 1 | Z\ | 1
3WA1108-8AC13-0AA0 |  | Fixed-mounted circuit breaker IEC 60947-2, frame size 1, 4-poles, N-pole left, In=800A, breaking capacity E, up to 1000V AC 50/60Hz, Icu=85/50kA at 690/1000V, Trip unit ETU300 LSIG optimized for standard applica- tions, without display Protection LT, ST, INST, GF, include N-protection, (internal N-sensor available), incl. trip alarm switch (1xCO), front connection double hole, without Com & metering function Manual operating mechanism with mechanical closing, without Spring charging motor, Ready-to-close signal. switch, Auxiliary switches 2NO+2NC, without Closing coil (CC), manual operating mechanism with mechanical closing, without Remote trip alarm reset coil (RR), without 2nd shunt trip, without 1st Shunt trip | 104000 | 1 | Z\ | 1
3WA1108-8AC21-0AA0 |  | fixed-mounted circuit breaker, IEC 60947-2, size 1, 4-pole, N pole on right, In=800 A, breaking capacity E, up to 1000 V AC 50/60 Hz, Icc=85/50 kA at 690/1000 V, tripping unit ETU300 LSI G optimized for standard applications, without display, basic protection LT, ST, INST, GF, including protection of the N conductor (internal neutral point sensor available), trip alarm switch (1 x CO), connection at rear vertical, without Com & metering function Manual operating mechanism with mechanical closing, without Spring charging motor, Ready-to-close signal. switch, Auxiliary switches 2NO+2NC, without Closing coil (CC), manual operating mechanism with mechanical closing, without Remote trip alarm reset coil (RR), without 2nd shunt trip, without 1st Shunt trip | 99600 | 1 | Z\ | 1
3WA1108-8AC22-0AA0 |  | fixed-mounted circuit breaker, IEC 60947-2, size 1, 4-pole, N pole on right, In=800 A, breaking capacity E, up to 1000 V AC 50/60 Hz, Icc=85/50 kA at 690/1000 V, tripping unit ETU300 LSI G optimized for standard applications, without display, basic protection LT, ST, INST, GF, including protection of the N conductor (internal neutral point sensor available), trip alarm switch (1 x CO), connection at rear horizontal without Com & metering function Manual operating mechanism with mechanical closing, without Spring charging motor, Ready-to-close signal. switch, Auxiliary switches 2NO+2NC, without Closing coil (CC), manual operating mechanism with mechanical closing, without Remote trip alarm reset coil (RR), without 2nd shunt trip, without 1st Shunt trip | 97300 | 1 | Z\ | 1
3WA1108-8AC23-0AA0 |  | fixed-mounted circuit breaker, IEC 60947-2, size 1, 4-pole, N pole on right, In=800 A, breaking capacity E, up to 1000 V AC 50/60 Hz, Icc=85/50 kA at 690/1000 V, tripping unit ETU300 LSI G optimized for standard applications, without display, basic protection LT, ST, INST, GF, including protection of the N conductor (internal neutral point sensor available), trip alarm switch (1 x CO), front connection double hole, without Com & metering function Manual operating mechanism with mechanical closing, without Spring charging motor, Ready-to-close signal. switch, Auxiliary switches 2NO+2NC, without Closing coil (CC), manual operating mechanism with mechanical closing, without Remote trip alarm reset coil (RR), without 2nd shunt trip, without 1st Shunt trip | 104000 | 1 | Z\ | 1
3WA1108-8AC31-0AA0 |  | Withdrawable circuit breaker with guide frame, IEC 60947-2, frame size 1, 3-poles, In=800A, breaking capacity E, up to 1000V AC 50/60Hz, Icu=85/50kA at 690/1000V, Trip unit ETU300 LSIG optimized for standard applica- tions, without display Protection LT, ST, INST, GF, N-protection required an external N-sensor, incl. trip alarm switch (1xCO), rear connection vertical, guide frame with shutter and w/o position signalling switch, without Com & metering function Manual operating mechanism with mechanical closing, without Spring charging motor, Ready-to-close signal. switch, Auxiliary switches 2NO+2NC, without Closing coil (CC), manual operating mechanism with mechanical closing, without Remote trip alarm reset coil (RR), without 2nd shunt trip, without 1st Shunt trip | 108000 | 1 | Z\ | 1
3WA1108-8AC32-0AA0 |  | Withdrawable circuit breaker with guide frame, IEC 60947-2, frame size 1, 3-poles, In=800A, breaking capacity E, up to 1000V AC 50/60Hz, Icu=85/50kA at 690/1000V, Trip unit ETU300 LSIG optimized for standard applica- tions, without display Protection LT, ST, INST, GF, N-protection required an external N-sensor, incl. trip alarm switch (1xCO), rear connection horizontal, guide frame with shutter and w/o position signalling switch, without Com & metering function Manual operating mechanism with mechanical closing, without Spring charging motor, Ready-to-close signal. switch, Auxiliary switches 2NO+2NC, without Closing coil (CC), manual operating mechanism with mechanical closing, without Remote trip alarm reset coil (RR), without 2nd shunt trip, without 1st Shunt trip | 105000 | 1 | Z\ | 1
3WA1108-8AC33-0AA0 |  | Withdrawable circuit breaker with guide frame, IEC 60947-2, frame size 1, 3-poles, In=800A, breaking capacity E, up to 1000V AC 50/60Hz, Icu=85/50kA at 690/1000V, Trip unit ETU300 LSIG optimized for standard applica- tions, without display Protection LT, ST, INST, GF, N-protection required an external N-sensor, incl. trip alarm switch (1xCO), front connection double hole, guide frame with shutter and w/o position signalling switch, without Com & metering function Manual operating mechanism with mechanical closing, without Spring charging motor, Ready-to-close signal. switch, Auxiliary switches 2NO+2NC, without Closing coil (CC), manual operating mechanism with mechanical closing, without Remote trip alarm reset coil (RR), without 2nd shunt trip, without 1st Shunt trip | 114000 | 1 | Z\ | 1
3WA1108-8AC34-0AA0 |  | Withdrawable circuit breaker with guide frame, IEC 60947-2, frame size 1, 3-poles, In=800A, breaking capacity E, up to 1000V AC 50/60Hz, Icu=85/50kA at 690/1000V, Trip unit ETU300 LSIG optimized for standard applica- tions, without display Protection LT, ST, INST, GF, N-protection required an external N-sensor, incl. trip alarm switch (1xCO), rear connection flange, guide frame with shutter and w/o position signalling switch, without Com & metering function Manual operating mechanism with mechanical closing, without Spring charging motor, Ready-to-close signal. switch, Auxiliary switches 2NO+2NC, without Closing coil (CC), manual operating mechanism with mechanical closing, without Remote trip alarm reset coil (RR), without 2nd shunt trip, without 1st Shunt trip | 105000 | 1 | Z\ | 1
3WA1108-8AC41-0AA0 |  | Withdrawable circuit breaker with guide frame, IEC 60947-2, frame size 1, 4-poles, N-pole left, In=800A, breaking capacity E, up to 1000V AC 50/60Hz, Icu=85/50kA at 690/1000V, Trip unit ETU300 LSIG optimized for standard applica- tions, without display Protection LT, ST, INST, GF, include N-protection, (internal N-sensor available), incl. trip alarm switch (1xCO), rear connection vertical, guide frame with shutter and w/o position signalling switch, without Com & metering function Manual operating mechanism with mechanical closing, without Spring charging motor, Ready-to-close signal. switch, Auxiliary switches 2NO+2NC, without Closing coil (CC), manual operating mechanism with mechanical closing, without Remote trip alarm reset coil (RR), without 2nd shunt trip, without 1st Shunt trip | 142000 | 1 | Z\ | 1
3WA1108-8AC42-0AA0 |  | Withdrawable circuit breaker with guide frame, IEC 60947-2, frame size 1, 4-poles, N-pole left, In=800A, breaking capacity E, up to 1000V AC 50/60Hz, Icu=85/50kA at 690/1000V, Trip unit ETU300 LSIG optimized for standard applica- tions, without display Protection LT, ST, INST, GF, include N-protection, (internal N-sensor available), incl. trip alarm switch (1xCO), rear connection horizontal, guide frame with shutter and w/o position signalling switch, without Com & metering function Manual operating mechanism with mechanical closing, without Spring charging motor, Ready-to-close signal. switch, Auxiliary switches 2NO+2NC, without Closing coil (CC), manual operating mechanism with mechanical closing, without Remote trip alarm reset coil (RR), without 2nd shunt trip, without 1st Shunt trip | 138000 | 1 | Z\ | 1
3WA1108-8AC43-0AA0 |  | Withdrawable circuit breaker with guide frame, IEC 60947-2, frame size 1, 4-poles, N-pole left, In=800A, breaking capacity E, up to 1000V AC 50/60Hz, Icu=85/50kA at 690/1000V, Trip unit ETU300 LSIG optimized for standard applica- tions, without display Protection LT, ST, INST, GF, include N-protection, (internal N-sensor available), incl. trip alarm switch (1xCO), front connection double hole, guide frame with shutter and w/o position signalling switch, without Com & metering function Manual operating mechanism with mechanical closing, without Spring charging motor, Ready-to-close signal. switch, Auxiliary switches 2NO+2NC, without Closing coil (CC), manual operating mechanism with mechanical closing, without Remote trip alarm reset coil (RR), without 2nd shunt trip, without 1st Shunt trip | 150000 | 1 | Z\ | 1
3WA1108-8AC44-0AA0 |  | Withdrawable circuit breaker with guide frame, IEC 60947-2, frame size 1, 4-poles, N-pole left, In=800A, breaking capacity E, up to 1000V AC 50/60Hz, Icu=85/50kA at 690/1000V, Trip unit ETU300 LSIG optimized for standard applica- tions, without display Protection LT, ST, INST, GF, include N-protection, (internal N-sensor available), incl. trip alarm switch (1xCO), rear connection flange, guide frame with shutter and w/o position signalling switch, without Com & metering function Manual operating mechanism with mechanical closing, without Spring charging motor, Ready-to-close signal. switch, Auxiliary switches 2NO+2NC, without Closing coil (CC), manual operating mechanism with mechanical closing, without Remote trip alarm reset coil (RR), without 2nd shunt trip, without 1st Shunt trip | 138000 | 1 | Z\ | 1
3WA1108-8AE01-0AA0 |  | Fixed-mounted circuit breaker IEC 60947-2, frame size 1, 3-poles, In=800A, breaking capacity E, up to 1000V AC 50/60Hz, Icu=85/50kA at 690/1000V, Trip unit ETU600 LSI upgrade ready , colordisplay, bluetooth and USB interface, Protection LT, ST, INST, N-protection required an external N-sensor, incl. trip alarm switch (1xCO), rear connection vertical, without Com & metering function Manual operating mechanism with mechanical closing, without Spring charging motor, Ready-to-close signal. switch, Auxiliary switches 2NO+2NC, without Closing coil (CC), manual operating mechanism with mechanical closing, without Remote trip alarm reset coil (RR), without 2nd shunt trip, without 1st Shunt trip | 74700 | 1 | Z\ | 1
3WA1108-8AE02-0AA0 |  | Fixed-mounted circuit breaker IEC 60947-2, frame size 1, 3-poles, In=800A, breaking capacity E, up to 1000V AC 50/60Hz, Icu=85/50kA at 690/1000V, Trip unit ETU600 LSI upgrade ready , colordisplay, bluetooth and USB interface, Protection LT, ST, INST, N-protection required an external N-sensor, incl. trip alarm switch (1xCO), rear connection horizontal, without Com & metering function Manual operating mechanism with mechanical closing, without Spring charging motor, Ready-to-close signal. switch, Auxiliary switches 2NO+2NC, without Closing coil (CC), manual operating mechanism with mechanical closing, without Remote trip alarm reset coil (RR), without 2nd shunt trip, without 1st Shunt trip | 72900 | 1 | Z\ | 1
3WA1108-8AE03-0AA0 |  | Fixed-mounted circuit breaker IEC 60947-2, frame size 1, 3-poles, In=800A, breaking capacity E, up to 1000V AC 50/60Hz, Icu=85/50kA at 690/1000V, Trip unit ETU600 LSI upgrade ready , colordisplay, bluetooth and USB interface, Protection LT, ST, INST, N-protection required an external N-sensor, incl. trip alarm switch (1xCO), front connection double hole, without Com & metering function Manual operating mechanism with mechanical closing, without Spring charging motor, Ready-to-close signal. switch, Auxiliary switches 2NO+2NC, without Closing coil (CC), manual operating mechanism with mechanical closing, without Remote trip alarm reset coil (RR), without 2nd shunt trip, without 1st Shunt trip | 78100 | 1 | Z\ | 1
3WA1108-8AE11-0AA0 |  | Fixed-mounted circuit breaker IEC 60947-2, frame size 1, 4-poles, N-pole left, In=800A, breaking capacity E, up to 1000V AC 50/60Hz, Icu=85/50kA at 690/1000V, Trip unit ETU600 LSI upgrade ready , colordisplay, bluetooth and USB interface, Protection LT, ST, INST, include N-protection, (internal N-sensor available), incl. trip alarm switch (1xCO), rear connection vertical, without Com & metering function Manual operating mechanism with mechanical closing, without Spring charging motor, Ready-to-close signal. switch, Auxiliary switches 2NO+2NC, without Closing coil (CC), manual operating mechanism with mechanical closing, without Remote trip alarm reset coil (RR), without 2nd shunt trip, without 1st Shunt trip | 98600 | 1 | Z\ | 1
3WA1108-8AE12-0AA0 |  | Fixed-mounted circuit breaker IEC 60947-2, frame size 1, 4-poles, N-pole left, In=800A, breaking capacity E, up to 1000V AC 50/60Hz, Icu=85/50kA at 690/1000V, Trip unit ETU600 LSI upgrade ready , colordisplay, bluetooth and USB interface, Protection LT, ST, INST, include N-protection, (internal N-sensor available), incl. trip alarm switch (1xCO), rear connection horizontal, without Com & metering function Manual operating mechanism with mechanical closing, without Spring charging motor, Ready-to-close signal. switch, Auxiliary switches 2NO+2NC, without Closing coil (CC), manual operating mechanism with mechanical closing, without Remote trip alarm reset coil (RR), without 2nd shunt trip, without 1st Shunt trip | 96300 | 1 | Z\ | 1
3WA1108-8AE13-0AA0 |  | Fixed-mounted circuit breaker IEC 60947-2, frame size 1, 4-poles, N-pole left, In=800A, breaking capacity E, up to 1000V AC 50/60Hz, Icu=85/50kA at 690/1000V, Trip unit ETU600 LSI upgrade ready , colordisplay, bluetooth and USB interface, Protection LT, ST, INST, include N-protection, (internal N-sensor available), incl. trip alarm switch (1xCO), front connection double hole, without Com & metering function Manual operating mechanism with mechanical closing, without Spring charging motor, Ready-to-close signal. switch, Auxiliary switches 2NO+2NC, without Closing coil (CC), manual operating mechanism with mechanical closing, without Remote trip alarm reset coil (RR), without 2nd shunt trip, without 1st Shunt trip | 103000 | 1 | Z\ | 1
3WA1108-8AE21-0AA0 |  | fixed-mounted circuit breaker, IEC 60947-2, size 1, 4-pole, N pole on right, In=800 A, breaking capacity E, up to 1000 V AC 50/60 Hz, Icc=85/50 kA at 690/1000 V, tripping unit ETU600 LSI upgradeable, color display, Bluetooth, USB interface, basic protection LT, ST, INST, including protection of the N conductor (internal neutral point sensor available), trip alarm switch (1 x CO), connection at rear vertical, without Com & metering function Manual operating mechanism with mechanical closing, without Spring charging motor, Ready-to-close signal. switch, Auxiliary switches 2NO+2NC, without Closing coil (CC), manual operating mechanism with mechanical closing, without Remote trip alarm reset coil (RR), without 2nd shunt trip, without 1st Shunt trip | 98600 | 1 | Z\ | 1
3WA1108-8AE22-0AA0 |  | fixed-mounted circuit breaker, IEC 60947-2, size 1, 4-pole, N pole on right, In=800 A, breaking capacity E, up to 1000 V AC 50/60 Hz, Icc=85/50 kA at 690/1000 V, tripping unit ETU600 LSI upgradeable, color display, Bluetooth, USB interface, basic protection LT, ST, INST, including protection of the N conductor (internal neutral point sensor available), trip alarm switch (1 x CO), connection at rear horizontal without Com & metering function Manual operating mechanism with mechanical closing, without Spring charging motor, Ready-to-close signal. switch, Auxiliary switches 2NO+2NC, without Closing coil (CC), manual operating mechanism with mechanical closing, without Remote trip alarm reset coil (RR), without 2nd shunt trip, without 1st Shunt trip | 96300 | 1 | Z\ | 1
3WA1108-8AE23-0AA0 |  | fixed-mounted circuit breaker, IEC 60947-2, size 1, 4-pole, N pole on right, In=800 A, breaking capacity E, up to 1000 V AC 50/60 Hz, Icc=85/50 kA at 690/1000 V, tripping unit ETU600 LSI upgradeable, color display, Bluetooth, USB interface, basic protection LT, ST, INST, including protection of the N conductor (internal neutral point sensor available), trip alarm switch (1 x CO), front connection double hole, without Com & metering function Manual operating mechanism with mechanical closing, without Spring charging motor, Ready-to-close signal. switch, Auxiliary switches 2NO+2NC, without Closing coil (CC), manual operating mechanism with mechanical closing, without Remote trip alarm reset coil (RR), without 2nd shunt trip, without 1st Shunt trip | 103000 | 1 | Z\ | 1
3WA1108-8AE31-0AA0 |  | Withdrawable circuit breaker with guide frame, IEC 60947-2, frame size 1, 3-poles, In=800A, breaking capacity E, up to 1000V AC 50/60Hz, Icu=85/50kA at 690/1000V, Trip unit ETU600 LSI upgrade ready , colordisplay, bluetooth and USB interface, Protection LT, ST, INST, N-protection required an external N-sensor, incl. trip alarm switch (1xCO), rear connection vertical, guide frame with shutter and w/o position signalling switch, without Com & metering function Manual operating mechanism with mechanical closing, without Spring charging motor, Ready-to-close signal. switch, Auxiliary switches 2NO+2NC, without Closing coil (CC), manual operating mechanism with mechanical closing, without Remote trip alarm reset coil (RR), without 2nd shunt trip, without 1st Shunt trip | 107000 | 1 | Z\ | 1
3WA1108-8AE32-0AA0 |  | Withdrawable circuit breaker with guide frame, IEC 60947-2, frame size 1, 3-poles, In=800A, breaking capacity E, up to 1000V AC 50/60Hz, Icu=85/50kA at 690/1000V, Trip unit ETU600 LSI upgrade ready , colordisplay, bluetooth and USB interface, Protection LT, ST, INST, N-protection required an external N-sensor, incl. trip alarm switch (1xCO), rear connection horizontal, guide frame with shutter and w/o position signalling switch, without Com & metering function Manual operating mechanism with mechanical closing, without Spring charging motor, Ready-to-close signal. switch, Auxiliary switches 2NO+2NC, without Closing coil (CC), manual operating mechanism with mechanical closing, without Remote trip alarm reset coil (RR), without 2nd shunt trip, without 1st Shunt trip | 104000 | 1 | Z\ | 1
3WA1108-8AE33-0AA0 |  | Withdrawable circuit breaker with guide frame, IEC 60947-2, frame size 1, 3-poles, In=800A, breaking capacity E, up to 1000V AC 50/60Hz, Icu=85/50kA at 690/1000V, Trip unit ETU600 LSI upgrade ready , colordisplay, bluetooth and USB interface, Protection LT, ST, INST, N-protection required an external N-sensor, incl. trip alarm switch (1xCO), front connection double hole, guide frame with shutter and w/o position signalling switch, without Com & metering function Manual operating mechanism with mechanical closing, without Spring charging motor, Ready-to-close signal. switch, Auxiliary switches 2NO+2NC, without Closing coil (CC), manual operating mechanism with mechanical closing, without Remote trip alarm reset coil (RR), without 2nd shunt trip, without 1st Shunt trip | 113000 | 1 | Z\ | 1
3WA1108-8AE34-0AA0 |  | Withdrawable circuit breaker with guide frame, IEC 60947-2, frame size 1, 3-poles, In=800A, breaking capacity E, up to 1000V AC 50/60Hz, Icu=85/50kA at 690/1000V, Trip unit ETU600 LSI upgrade ready , colordisplay, bluetooth and USB interface, Protection LT, ST, INST, N-protection required an external N-sensor, incl. trip alarm switch (1xCO), rear connection flange, guide frame with shutter and w/o position signalling switch, without Com & metering function Manual operating mechanism with mechanical closing, without Spring charging motor, Ready-to-close signal. switch, Auxiliary switches 2NO+2NC, without Closing coil (CC), manual operating mechanism with mechanical closing, without Remote trip alarm reset coil (RR), without 2nd shunt trip, without 1st Shunt trip | 104000 | 1 | Z\ | 1
3WA1108-8AE41-0AA0 |  | Withdrawable circuit breaker with guide frame, IEC 60947-2, frame size 1, 4-poles, N-pole left, In=800A, breaking capacity E, up to 1000V AC 50/60Hz, Icu=85/50kA at 690/1000V, Trip unit ETU600 LSI upgrade ready , colordisplay, bluetooth and USB interface, Protection LT, ST, INST, include N-protection, (internal N-sensor available), incl. trip alarm switch (1xCO), rear connection vertical, guide frame with shutter and w/o position signalling switch, without Com & metering function Manual operating mechanism with mechanical closing, without Spring charging motor, Ready-to-close signal. switch, Auxiliary switches 2NO+2NC, without Closing coil (CC), manual operating mechanism with mechanical closing, without Remote trip alarm reset coil (RR), without 2nd shunt trip, without 1st Shunt trip | 141000 | 1 | Z\ | 1
3WA1108-8AE42-0AA0 |  | Withdrawable circuit breaker with guide frame, IEC 60947-2, frame size 1, 4-poles, N-pole left, In=800A, breaking capacity E, up to 1000V AC 50/60Hz, Icu=85/50kA at 690/1000V, Trip unit ETU600 LSI upgrade ready , colordisplay, bluetooth and USB interface, Protection LT, ST, INST, include N-protection, (internal N-sensor available), incl. trip alarm switch (1xCO), rear connection horizontal, guide frame with shutter and w/o position signalling switch, without Com & metering function Manual operating mechanism with mechanical closing, without Spring charging motor, Ready-to-close signal. switch, Auxiliary switches 2NO+2NC, without Closing coil (CC), manual operating mechanism with mechanical closing, without Remote trip alarm reset coil (RR), without 2nd shunt trip, without 1st Shunt trip | 137000 | 1 | Z\ | 1
3WA1108-8AE43-0AA0 |  | Withdrawable circuit breaker with guide frame, IEC 60947-2, frame size 1, 4-poles, N-pole left, In=800A, breaking capacity E, up to 1000V AC 50/60Hz, Icu=85/50kA at 690/1000V, Trip unit ETU600 LSI upgrade ready , colordisplay, bluetooth and USB interface, Protection LT, ST, INST, include N-protection, (internal N-sensor available), incl. trip alarm switch (1xCO), front connection double hole, guide frame with shutter and w/o position signalling switch, without Com & metering function Manual operating mechanism with mechanical closing, without Spring charging motor, Ready-to-close signal. switch, Auxiliary switches 2NO+2NC, without Closing coil (CC), manual operating mechanism with mechanical closing, without Remote trip alarm reset coil (RR), without 2nd shunt trip, without 1st Shunt trip | 149000 | 1 | Z\ | 1
3WA1108-8AE44-0AA0 |  | Withdrawable circuit breaker with guide frame, IEC 60947-2, frame size 1, 4-poles, N-pole left, In=800A, breaking capacity E, up to 1000V AC 50/60Hz, Icu=85/50kA at 690/1000V, Trip unit ETU600 LSI upgrade ready , colordisplay, bluetooth and USB interface, Protection LT, ST, INST, include N-protection, (internal N-sensor available), incl. trip alarm switch (1xCO), rear connection flange, guide frame with shutter and w/o position signalling switch, without Com & metering function Manual operating mechanism with mechanical closing, without Spring charging motor, Ready-to-close signal. switch, Auxiliary switches 2NO+2NC, without Closing coil (CC), manual operating mechanism with mechanical closing, without Remote trip alarm reset coil (RR), without 2nd shunt trip, without 1st Shunt trip | 137000 | 1 | Z\ | 1
3WA1108-8AF01-0AA0 |  | Fixed-mounted circuit breaker IEC 60947-2, frame size 1, 3-poles, In=800A, breaking capacity E, up to 1000V AC 50/60Hz, Icu=85/50kA at 690/1000V, Trip unit ETU600 LSIG upgrade ready , colordisplay, bluetooth and USB interface, Protection LT, ST, INST, GFx, N-protection required an external N-sensor, incl. trip alarm switch (1xCO), rear connection vertical, without Com & metering function Manual operating mechanism with mechanical closing, without Spring charging motor, Ready-to-close signal. switch, Auxiliary switches 2NO+2NC, without Closing coil (CC), manual operating mechanism with mechanical closing, without Remote trip alarm reset coil (RR), without 2nd shunt trip, without 1st Shunt trip | 85300 | 1 | Z\ | 1
3WA1108-8AF02-0AA0 |  | Fixed-mounted circuit breaker IEC 60947-2, frame size 1, 3-poles, In=800A, breaking capacity E, up to 1000V AC 50/60Hz, Icu=85/50kA at 690/1000V, Trip unit ETU600 LSIG upgrade ready , colordisplay, bluetooth and USB interface, Protection LT, ST, INST, GFx, N-protection required an external N-sensor, incl. trip alarm switch (1xCO), rear connection horizontal, without Com & metering function Manual operating mechanism with mechanical closing, without Spring charging motor, Ready-to-close signal. switch, Auxiliary switches 2NO+2NC, without Closing coil (CC), manual operating mechanism with mechanical closing, without Remote trip alarm reset coil (RR), without 2nd shunt trip, without 1st Shunt trip | 83600 | 1 | Z\ | 1
3WA1108-8AF03-0AA0 |  | Fixed-mounted circuit breaker IEC 60947-2, frame size 1, 3-poles, In=800A, breaking capacity E, up to 1000V AC 50/60Hz, Icu=85/50kA at 690/1000V, Trip unit ETU600 LSIG upgrade ready , colordisplay, bluetooth and USB interface, Protection LT, ST, INST, GFx, N-protection required an external N-sensor, incl. trip alarm switch (1xCO), front connection double hole, without Com & metering function Manual operating mechanism with mechanical closing, without Spring charging motor, Ready-to-close signal. switch, Auxiliary switches 2NO+2NC, without Closing coil (CC), manual operating mechanism with mechanical closing, without Remote trip alarm reset coil (RR), without 2nd shunt trip, without 1st Shunt trip | 88800 | 1 | Z\ | 1
3WA1108-8AF11-0AA0 |  | Fixed-mounted circuit breaker IEC 60947-2, frame size 1, 4-poles, N-pole left, In=800A, breaking capacity E, up to 1000V AC 50/60Hz, Icu=85/50kA at 690/1000V, Trip unit ETU600 LSIG upgrade ready , colordisplay, bluetooth and USB interface, Protection LT, ST, INST, GFx, include N-protection, (internal N-sensor available), incl. trip alarm switch (1xCO), rear connection vertical, without Com & metering function Manual operating mechanism with mechanical closing, without Spring charging motor, Ready-to-close signal. switch, Auxiliary switches 2NO+2NC, without Closing coil (CC), manual operating mechanism with mechanical closing, without Remote trip alarm reset coil (RR), without 2nd shunt trip, without 1st Shunt trip | 109000 | 1 | Z\ | 1
3WA1108-8AF12-0AA0 |  | Fixed-mounted circuit breaker IEC 60947-2, frame size 1, 4-poles, N-pole left, In=800A, breaking capacity E, up to 1000V AC 50/60Hz, Icu=85/50kA at 690/1000V, Trip unit ETU600 LSIG upgrade ready , colordisplay, bluetooth and USB interface, Protection LT, ST, INST, GFx, include N-protection, (internal N-sensor available), incl. trip alarm switch (1xCO), rear connection horizontal, without Com & metering function Manual operating mechanism with mechanical closing, without Spring charging motor, Ready-to-close signal. switch, Auxiliary switches 2NO+2NC, without Closing coil (CC), manual operating mechanism with mechanical closing, without Remote trip alarm reset coil (RR), without 2nd shunt trip, without 1st Shunt trip | 107000 | 1 | Z\ | 1
3WA1108-8AF13-0AA0 |  | Fixed-mounted circuit breaker IEC 60947-2, frame size 1, 4-poles, N-pole left, In=800A, breaking capacity E, up to 1000V AC 50/60Hz, Icu=85/50kA at 690/1000V, Trip unit ETU600 LSIG upgrade ready , colordisplay, bluetooth and USB interface, Protection LT, ST, INST, GFx, include N-protection, (internal N-sensor available), incl. trip alarm switch (1xCO), front connection double hole, without Com & metering function Manual operating mechanism with mechanical closing, without Spring charging motor, Ready-to-close signal. switch, Auxiliary switches 2NO+2NC, without Closing coil (CC), manual operating mechanism with mechanical closing, without Remote trip alarm reset coil (RR), without 2nd shunt trip, without 1st Shunt trip | 114000 | 1 | Z\ | 1
3WA1108-8AF21-0AA0 |  | fixed-mounted circuit breaker, IEC 60947-2, size 1, 4-pole, N pole on right, In=800 A, breaking capacity E, up to 1000 V AC 50/60 Hz, Icc=85/50 kA at 690/1000 V, tripping unit ETU600 LSIG upgradeable, color display, Bluetooth, USB interface, basic protection LT, ST, INST, GFx, including protection of the N conductor (internal neutral point sensor available), trip alarm switch (1 x CO), connection at rear vertical, without Com & metering function Manual operating mechanism with mechanical closing, without Spring charging motor, Ready-to-close signal. switch, Auxiliary switches 2NO+2NC, without Closing coil (CC), manual operating mechanism with mechanical closing, without Remote trip alarm reset coil (RR), without 2nd shunt trip, without 1st Shunt trip | 109000 | 1 | Z\ | 1
3WA1108-8AF22-0AA0 |  | fixed-mounted circuit breaker, IEC 60947-2, size 1, 4-pole, N pole on right, In=800 A, breaking capacity E, up to 1000 V AC 50/60 Hz, Icc=85/50 kA at 690/1000 V, tripping unit ETU600 LSIG upgradeable, color display, Bluetooth, USB interface, basic protection LT, ST, INST, GFx, including protection of the N conductor (internal neutral point sensor available), trip alarm switch (1 x CO), connection at rear horizontal without Com & metering function Manual operating mechanism with mechanical closing, without Spring charging motor, Ready-to-close signal. switch, Auxiliary switches 2NO+2NC, without Closing coil (CC), manual operating mechanism with mechanical closing, without Remote trip alarm reset coil (RR), without 2nd shunt trip, without 1st Shunt trip | 107000 | 1 | Z\ | 1
3WA1108-8AF23-0AA0 |  | fixed-mounted circuit breaker, IEC 60947-2, size 1, 4-pole, N pole on right, In=800 A, breaking capacity E, up to 1000 V AC 50/60 Hz, Icc=85/50 kA at 690/1000 V, tripping unit ETU600 LSIG upgradeable, color display, Bluetooth, USB interface, basic protection LT, ST, INST, GFx, including protection of the N conductor (internal neutral point sensor available), trip alarm switch (1 x CO), front connection double hole, without Com & metering function Manual operating mechanism with mechanical closing, without Spring charging motor, Ready-to-close signal. switch, Auxiliary switches 2NO+2NC, without Closing coil (CC), manual operating mechanism with mechanical closing, without Remote trip alarm reset coil (RR), without 2nd shunt trip, without 1st Shunt trip | 114000 | 1 | Z\ | 1
3WA1108-8AF31-0AA0 |  | Withdrawable circuit breaker with guide frame, IEC 60947-2, frame size 1, 3-poles, In=800A, breaking capacity E, up to 1000V AC 50/60Hz, Icu=85/50kA at 690/1000V, Trip unit ETU600 LSIG upgrade ready , colordisplay, bluetooth and USB interface, Protection LT, ST, INST, GFx, N-protection required an external N-sensor, incl. trip alarm switch (1xCO), rear connection vertical, guide frame with shutter and w/o position signalling switch, without Com & metering function Manual operating mechanism with mechanical closing, without Spring charging motor, Ready-to-close signal. switch, Auxiliary switches 2NO+2NC, without Closing coil (CC), manual operating mechanism with mechanical closing, without Remote trip alarm reset coil (RR), without 2nd shunt trip, without 1st Shunt trip | 118000 | 1 | Z\ | 1
3WA1108-8AF32-0AA0 |  | Withdrawable circuit breaker with guide frame, IEC 60947-2, frame size 1, 3-poles, In=800A, breaking capacity E, up to 1000V AC 50/60Hz, Icu=85/50kA at 690/1000V, Trip unit ETU600 LSIG upgrade ready , colordisplay, bluetooth and USB interface, Protection LT, ST, INST, GFx, N-protection required an external N-sensor, incl. trip alarm switch (1xCO), rear connection horizontal, guide frame with shutter and w/o position signalling switch, without Com & metering function Manual operating mechanism with mechanical closing, without Spring charging motor, Ready-to-close signal. switch, Auxiliary switches 2NO+2NC, without Closing coil (CC), manual operating mechanism with mechanical closing, without Remote trip alarm reset coil (RR), without 2nd shunt trip, without 1st Shunt trip | 115000 | 1 | Z\ | 1
3WA1108-8AF33-0AA0 |  | Withdrawable circuit breaker with guide frame, IEC 60947-2, frame size 1, 3-poles, In=800A, breaking capacity E, up to 1000V AC 50/60Hz, Icu=85/50kA at 690/1000V, Trip unit ETU600 LSIG upgrade ready , colordisplay, bluetooth and USB interface, Protection LT, ST, INST, GFx, N-protection required an external N-sensor, incl. trip alarm switch (1xCO), front connection double hole, guide frame with shutter and w/o position signalling switch, without Com & metering function Manual operating mechanism with mechanical closing, without Spring charging motor, Ready-to-close signal. switch, Auxiliary switches 2NO+2NC, without Closing coil (CC), manual operating mechanism with mechanical closing, without Remote trip alarm reset coil (RR), without 2nd shunt trip, without 1st Shunt trip | 123000 | 1 | Z\ | 1
3WA1108-8AF34-0AA0 |  | Withdrawable circuit breaker with guide frame, IEC 60947-2, frame size 1, 3-poles, In=800A, breaking capacity E, up to 1000V AC 50/60Hz, Icu=85/50kA at 690/1000V, Trip unit ETU600 LSIG upgrade ready , colordisplay, bluetooth and USB interface, Protection LT, ST, INST, GFx, N-protection required an external N-sensor, incl. trip alarm switch (1xCO), rear connection flange, guide frame with shutter and w/o position signalling switch, without Com & metering function Manual operating mechanism with mechanical closing, without Spring charging motor, Ready-to-close signal. switch, Auxiliary switches 2NO+2NC, without Closing coil (CC), manual operating mechanism with mechanical closing, without Remote trip alarm reset coil (RR), without 2nd shunt trip, without 1st Shunt trip | 115000 | 1 | Z\ | 1
3WA1108-8AF41-0AA0 |  | Withdrawable circuit breaker with guide frame, IEC 60947-2, frame size 1, 4-poles, N-pole left, In=800A, breaking capacity E, up to 1000V AC 50/60Hz, Icu=85/50kA at 690/1000V, Trip unit ETU600 LSIG upgrade ready , colordisplay, bluetooth and USB interface, Protection LT, ST, INST, GFx, include N-protection, (internal N-sensor available), incl. trip alarm switch (1xCO), rear connection vertical, guide frame with shutter and w/o position signalling switch, without Com & metering function Manual operating mechanism with mechanical closing, without Spring charging motor, Ready-to-close signal. switch, Auxiliary switches 2NO+2NC, without Closing coil (CC), manual operating mechanism with mechanical closing, without Remote trip alarm reset coil (RR), without 2nd shunt trip, without 1st Shunt trip | 152000 | 1 | Z\ | 1
3WA1108-8AF42-0AA0 |  | Withdrawable circuit breaker with guide frame, IEC 60947-2, frame size 1, 4-poles, N-pole left, In=800A, breaking capacity E, up to 1000V AC 50/60Hz, Icu=85/50kA at 690/1000V, Trip unit ETU600 LSIG upgrade ready , colordisplay, bluetooth and USB interface, Protection LT, ST, INST, GFx, include N-protection, (internal N-sensor available), incl. trip alarm switch (1xCO), rear connection horizontal, guide frame with shutter and w/o position signalling switch, without Com & metering function Manual operating mechanism with mechanical closing, without Spring charging motor, Ready-to-close signal. switch, Auxiliary switches 2NO+2NC, without Closing coil (CC), manual operating mechanism with mechanical closing, without Remote trip alarm reset coil (RR), without 2nd shunt trip, without 1st Shunt trip | 148000 | 1 | Z\ | 1
3WA1108-8AF43-0AA0 |  | Withdrawable circuit breaker with guide frame, IEC 60947-2, frame size 1, 4-poles, N-pole left, In=800A, breaking capacity E, up to 1000V AC 50/60Hz, Icu=85/50kA at 690/1000V, Trip unit ETU600 LSIG upgrade ready , colordisplay, bluetooth and USB interface, Protection LT, ST, INST, GFx, include N-protection, (internal N-sensor available), incl. trip alarm switch (1xCO), front connection double hole, guide frame with shutter and w/o position signalling switch, without Com & metering function Manual operating mechanism with mechanical closing, without Spring charging motor, Ready-to-close signal. switch, Auxiliary switches 2NO+2NC, without Closing coil (CC), manual operating mechanism with mechanical closing, without Remote trip alarm reset coil (RR), without 2nd shunt trip, without 1st Shunt trip | 159000 | 1 | Z\ | 1
3WA1108-8AF44-0AA0 |  | Withdrawable circuit breaker with guide frame, IEC 60947-2, frame size 1, 4-poles, N-pole left, In=800A, breaking capacity E, up to 1000V AC 50/60Hz, Icu=85/50kA at 690/1000V, Trip unit ETU600 LSIG upgrade ready , colordisplay, bluetooth and USB interface, Protection LT, ST, INST, GFx, include N-protection, (internal N-sensor available), incl. trip alarm switch (1xCO), rear connection flange, guide frame with shutter and w/o position signalling switch, without Com & metering function Manual operating mechanism with mechanical closing, without Spring charging motor, Ready-to-close signal. switch, Auxiliary switches 2NO+2NC, without Closing coil (CC), manual operating mechanism with mechanical closing, without Remote trip alarm reset coil (RR), without 2nd shunt trip, without 1st Shunt trip | 148000 | 1 | Z\ | 1
3WA1108-8CA01-0AA0 |  | Non-automatic circuit breaker Fixed-mounted version, IEC 60947-2, frame size 1, 3-poles, In=800A to 1000V AC 50/60Hz, breaking capacity E Icc=85/50kA at 690/1000V, without electr. trip unit ETU, rear connection vertical, able to communication, Manual operating mechanism with mechanical closing, without Spring charging motor, Ready-to-close signal. switch, Auxiliary switches 2NO+2NC, without Closing coil (CC), manual operating mechanism with mechanical closing, without Remote trip alarm reset coil (RR), without 2nd shunt trip, without 1st Shunt trip | 70530 | 1 | Z\ | 1
3WA1108-8CA02-0AA0 |  | Non-automatic circuit breaker Fixed-mounted version, IEC 60947-2, frame size 1, 3-poles, In=800A to 1000V AC 50/60Hz, breaking capacity E Icc=85/50kA at 690/1000V, without electr. trip unit ETU, rear connection horizontal, able to communication, Manual operating mechanism with mechanical closing, without Spring charging motor, Ready-to-close signal. switch, Auxiliary switches 2NO+2NC, without Closing coil (CC), manual operating mechanism with mechanical closing, without Remote trip alarm reset coil (RR), without 2nd shunt trip, without 1st Shunt trip | 68830 | 1 | Z\ | 1
3WA1108-8CA03-0AA0 |  | Non-automatic circuit breaker Fixed-mounted version, IEC 60947-2, frame size 1, 3-poles, In=800A to 1000V AC 50/60Hz, breaking capacity E Icc=85/50kA at 690/1000V, without electr. trip unit ETU, front connection double hole, able to communication, Manual operating mechanism with mechanical closing, without Spring charging motor, Ready-to-close signal. switch, Auxiliary switches 2NO+2NC, without Closing coil (CC), manual operating mechanism with mechanical closing, without Remote trip alarm reset coil (RR), without 2nd shunt trip, without 1st Shunt trip | 73930 | 1 | Z\ | 1
3WA1108-8CA11-0AA0 |  | Non-automatic circuit breaker Fixed-mounted version, IEC 60947-2, frame size 1, 4-poles, N-pole left, In=800A to 1000V AC 50/60Hz, breaking capacity E Icc=85/50kA at 690/1000V, without electr. trip unit ETU, rear connection vertical, able to communication, Manual operating mechanism with mechanical closing, without Spring charging motor, Ready-to-close signal. switch, Auxiliary switches 2NO+2NC, without Closing coil (CC), manual operating mechanism with mechanical closing, without Remote trip alarm reset coil (RR), without 2nd shunt trip, without 1st Shunt trip | 91730 | 1 | Z\ | 1
3WA1108-8CA12-0AA0 |  | Non-automatic circuit breaker Fixed-mounted version, IEC 60947-2, frame size 1, 4-poles, N-pole left, In=800A to 1000V AC 50/60Hz, breaking capacity E Icc=85/50kA at 690/1000V, without electr. trip unit ETU, rear connection horizontal, able to communication, Manual operating mechanism with mechanical closing, without Spring charging motor, Ready-to-close signal. switch, Auxiliary switches 2NO+2NC, without Closing coil (CC), manual operating mechanism with mechanical closing, without Remote trip alarm reset coil (RR), without 2nd shunt trip, without 1st Shunt trip | 89430 | 1 | Z\ | 1
3WA1108-8CA13-0AA0 |  | Non-automatic circuit breaker Fixed-mounted version, IEC 60947-2, frame size 1, 4-poles, N-pole left, In=800A to 1000V AC 50/60Hz, breaking capacity E Icc=85/50kA at 690/1000V, without electr. trip unit ETU, front connection double hole, able to communication, Manual operating mechanism with mechanical closing, without Spring charging motor, Ready-to-close signal. switch, Auxiliary switches 2NO+2NC, without Closing coil (CC), manual operating mechanism with mechanical closing, without Remote trip alarm reset coil (RR), without 2nd shunt trip, without 1st Shunt trip | 96330 | 1 | Z\ | 1
3WA1108-8CA21-0AA0 |  | AC non-automatic air circuit breaker 3WA, fixed-mounted version, IEC 60947-2, size 1, 4-pole, N pole on right, In=800 A up to 1000 V AC 50/60 Hz, breaking capacity E, Icc=85/50 kA at 690/1000 V, without electronic trip unit ETU, connection at rear vertical, able to communication, Manual operating mechanism with mechanical closing, without Spring charging motor, Ready-to-close signal. switch, Auxiliary switches 2NO+2NC, without Closing coil (CC), manual operating mechanism with mechanical closing, without Remote trip alarm reset coil (RR), without 2nd shunt trip, without 1st Shunt trip | 91730 | 1 | Z\ | 1
3WA1108-8CA22-0AA0 |  | AC non-automatic air circuit breaker 3WA, fixed-mounted version, IEC 60947-2, size 1, 4-pole, N pole on right, In=800 A up to 1000 V AC 50/60 Hz, breaking capacity E, Icc=85/50 kA at 690/1000 V, without electronic trip unit ETU, connection at rear horizontal able to communication, Manual operating mechanism with mechanical closing, without Spring charging motor, Ready-to-close signal. switch, Auxiliary switches 2NO+2NC, without Closing coil (CC), manual operating mechanism with mechanical closing, without Remote trip alarm reset coil (RR), without 2nd shunt trip, without 1st Shunt trip | 89430 | 1 | Z\ | 1
3WA1108-8CA23-0AA0 |  | AC non-automatic air circuit breaker 3WA, fixed-mounted version, IEC 60947-2, size 1, 4-pole, N pole on right, In=800 A up to 1000 V AC 50/60 Hz, breaking capacity E, Icc=85/50 kA at 690/1000 V, without electronic trip unit ETU, front connection double hole, able to communication, Manual operating mechanism with mechanical closing, without Spring charging motor, Ready-to-close signal. switch, Auxiliary switches 2NO+2NC, without Closing coil (CC), manual operating mechanism with mechanical closing, without Remote trip alarm reset coil (RR), without 2nd shunt trip, without 1st Shunt trip | 96330 | 1 | Z\ | 1
3WA1108-8CA31-0AA0 |  | Non-automatic circuit breaker withdrawable version, with guide frame, IEC 60947-2, frame size 1, 3-poles, In=800A to 1000V AC 50/60Hz, breaking capacity E Icc=85/50kA at 690/1000V, without electr. trip unit ETU, rear connection vertical, guide frame with shutter and w/o position signalling switch, able to communication, Manual operating mechanism with mechanical closing, without Spring charging motor, Ready-to-close signal. switch, Auxiliary switches 2NO+2NC, without Closing coil (CC), manual operating mechanism with mechanical closing, without Remote trip alarm reset coil (RR), without 2nd shunt trip, without 1st Shunt trip | 99130 | 1 | Z\ | 1
3WA1108-8CA32-0AA0 |  | Non-automatic circuit breaker withdrawable version, with guide frame, IEC 60947-2, frame size 1, 3-poles, In=800A to 1000V AC 50/60Hz, breaking capacity E Icc=85/50kA at 690/1000V, without electr. trip unit ETU, rear connection horizontal, guide frame with shutter and w/o position signalling switch, able to communication, Manual operating mechanism with mechanical closing, without Spring charging motor, Ready-to-close signal. switch, Auxiliary switches 2NO+2NC, without Closing coil (CC), manual operating mechanism with mechanical closing, without Remote trip alarm reset coil (RR), without 2nd shunt trip, without 1st Shunt trip | 96230 | 1 | Z\ | 1
3WA1108-8CA33-0AA0 |  | Non-automatic circuit breaker withdrawable version, with guide frame, IEC 60947-2, frame size 1, 3-poles, In=800A to 1000V AC 50/60Hz, breaking capacity E Icc=85/50kA at 690/1000V, without electr. trip unit ETU, front connection double hole, guide frame with shutter and w/o position signalling switch, able to communication, Manual operating mechanism with mechanical closing, without Spring charging motor, Ready-to-close signal. switch, Auxiliary switches 2NO+2NC, without Closing coil (CC), manual operating mechanism with mechanical closing, without Remote trip alarm reset coil (RR), without 2nd shunt trip, without 1st Shunt trip | 104430 | 1 | Z\ | 1
3WA1108-8CA34-0AA0 |  | Non-automatic circuit breaker withdrawable version, with guide frame, IEC 60947-2, frame size 1, 3-poles, In=800A to 1000V AC 50/60Hz, breaking capacity E Icc=85/50kA at 690/1000V, without electr. trip unit ETU, rear connection flange, guide frame with shutter and w/o position signalling switch, able to communication, Manual operating mechanism with mechanical closing, without Spring charging motor, Ready-to-close signal. switch, Auxiliary switches 2NO+2NC, without Closing coil (CC), manual operating mechanism with mechanical closing, without Remote trip alarm reset coil (RR), without 2nd shunt trip, without 1st Shunt trip | 96230 | 1 | Z\ | 1
3WA1108-8CA41-0AA0 |  | Non-automatic circuit breaker withdrawable version, with guide frame, IEC 60947-2, frame size 1, 4-poles, N-pole left, In=800A to 1000V AC 50/60Hz, breaking capacity E Icc=85/50kA at 690/1000V, without electr. trip unit ETU, rear connection vertical, guide frame with shutter and w/o position signalling switch, able to communication, Manual operating mechanism with mechanical closing, without Spring charging motor, Ready-to-close signal. switch, Auxiliary switches 2NO+2NC, without Closing coil (CC), manual operating mechanism with mechanical closing, without Remote trip alarm reset coil (RR), without 2nd shunt trip, without 1st Shunt trip | 129430 | 1 | Z\ | 1
3WA1108-8CA42-0AA0 |  | Non-automatic circuit breaker withdrawable version, with guide frame, IEC 60947-2, frame size 1, 4-poles, N-pole left, In=800A to 1000V AC 50/60Hz, breaking capacity E Icc=85/50kA at 690/1000V, without electr. trip unit ETU, rear connection horizontal, guide frame with shutter and w/o position signalling switch, able to communication, Manual operating mechanism with mechanical closing, without Spring charging motor, Ready-to-close signal. switch, Auxiliary switches 2NO+2NC, without Closing coil (CC), manual operating mechanism with mechanical closing, without Remote trip alarm reset coil (RR), without 2nd shunt trip, without 1st Shunt trip | 125430 | 1 | Z\ | 1
3WA1108-8CA43-0AA0 |  | Non-automatic circuit breaker withdrawable version, with guide frame, IEC 60947-2, frame size 1, 4-poles, N-pole left, In=800A to 1000V AC 50/60Hz, breaking capacity E Icc=85/50kA at 690/1000V, without electr. trip unit ETU, front connection double hole, guide frame with shutter and w/o position signalling switch, able to communication, Manual operating mechanism with mechanical closing, without Spring charging motor, Ready-to-close signal. switch, Auxiliary switches 2NO+2NC, without Closing coil (CC), manual operating mechanism with mechanical closing, without Remote trip alarm reset coil (RR), without 2nd shunt trip, without 1st Shunt trip | 137430 | 1 | Z\ | 1
3WA1108-8CA44-0AA0 |  | Non-automatic circuit breaker withdrawable version, with guide frame, IEC 60947-2, frame size 1, 4-poles, N-pole left, In=800A to 1000V AC 50/60Hz, breaking capacity E Icc=85/50kA at 690/1000V, without electr. trip unit ETU, rear connection flange, guide frame with shutter and w/o position signalling switch, able to communication, Manual operating mechanism with mechanical closing, without Spring charging motor, Ready-to-close signal. switch, Auxiliary switches 2NO+2NC, without Closing coil (CC), manual operating mechanism with mechanical closing, without Remote trip alarm reset coil (RR), without 2nd shunt trip, without 1st Shunt trip | 125430 | 1 | Z\ | 1
3WA1110-2AA01-0AA0 |  | Non-automatic circuit breaker Fixed-mounted version, IEC 60947-2, frame size 1, 3-poles, In=1000A up to 690V AC 50/60Hz, breaking capacity N Icc=55/42kA at 500/690V, without electr. trip unit ETU, rear connection vertical, without Com & metering function Manual operating mechanism with mechanical closing, without Spring charging motor, Ready-to-close signal. switch, Auxiliary switches 2NO+2NC, without Closing coil (CC), manual operating mechanism with mechanical closing, without Remote trip alarm reset coil (RR), without 2nd shunt trip, without 1st Shunt trip | 49200 | 1 | Z\ | 1
3WA1110-2AA02-0AA0 |  | Non-automatic circuit breaker Fixed-mounted version, IEC 60947-2, frame size 1, 3-poles, In=1000A up to 690V AC 50/60Hz, breaking capacity N Icc=55/42kA at 500/690V, without electr. trip unit ETU, rear connection horizontal, without Com & metering function Manual operating mechanism with mechanical closing, without Spring charging motor, Ready-to-close signal. switch, Auxiliary switches 2NO+2NC, without Closing coil (CC), manual operating mechanism with mechanical closing, without Remote trip alarm reset coil (RR), without 2nd shunt trip, without 1st Shunt trip | 47400 | 1 | Z\ | 1
3WA1110-2AA03-0AA0 |  | Non-automatic circuit breaker Fixed-mounted version, IEC 60947-2, frame size 1, 3-poles, In=1000A up to 690V AC 50/60Hz, breaking capacity N Icc=55/42kA at 500/690V, without electr. trip unit ETU, front connection double hole, without Com & metering function Manual operating mechanism with mechanical closing, without Spring charging motor, Ready-to-close signal. switch, Auxiliary switches 2NO+2NC, without Closing coil (CC), manual operating mechanism with mechanical closing, without Remote trip alarm reset coil (RR), without 2nd shunt trip, without 1st Shunt trip | 52800 | 1 | Z\ | 1
3WA1110-2AA11-0AA0 |  | Non-automatic circuit breaker Fixed-mounted version, IEC 60947-2, frame size 1, 4-poles, N-pole left, In=1000A up to 690V AC 50/60Hz, breaking capacity N Icc=55/42kA at 500/690V, without electr. trip unit ETU, rear connection vertical, without Com & metering function Manual operating mechanism with mechanical closing, without Spring charging motor, Ready-to-close signal. switch, Auxiliary switches 2NO+2NC, without Closing coil (CC), manual operating mechanism with mechanical closing, without Remote trip alarm reset coil (RR), without 2nd shunt trip, without 1st Shunt trip | 64900 | 1 | Z\ | 1
3WA1110-2AA12-0AA0 |  | Non-automatic circuit breaker Fixed-mounted version, IEC 60947-2, frame size 1, 4-poles, N-pole left, In=1000A up to 690V AC 50/60Hz, breaking capacity N Icc=55/42kA at 500/690V, without electr. trip unit ETU, rear connection horizontal, without Com & metering function Manual operating mechanism with mechanical closing, without Spring charging motor, Ready-to-close signal. switch, Auxiliary switches 2NO+2NC, without Closing coil (CC), manual operating mechanism with mechanical closing, without Remote trip alarm reset coil (RR), without 2nd shunt trip, without 1st Shunt trip | 62500 | 1 | Z\ | 1
3WA1110-2AA13-0AA0 |  | Non-automatic circuit breaker Fixed-mounted version, IEC 60947-2, frame size 1, 4-poles, N-pole left, In=1000A up to 690V AC 50/60Hz, breaking capacity N Icc=55/42kA at 500/690V, without electr. trip unit ETU, front connection double hole, without Com & metering function Manual operating mechanism with mechanical closing, without Spring charging motor, Ready-to-close signal. switch, Auxiliary switches 2NO+2NC, without Closing coil (CC), manual operating mechanism with mechanical closing, without Remote trip alarm reset coil (RR), without 2nd shunt trip, without 1st Shunt trip | 69800 | 1 | Z\ | 1
3WA1110-2AA21-0AA0 |  | AC non-automatic air circuit breaker 3WA, fixed-mounted version, IEC 60947-2, size 1, 4-pole, N pole on right, In=1000 A up to 690 V AC 50/60 Hz, breaking capacity N, Icc=55/42 kA at 500/690 V, without electronic trip unit ETU, connection at rear vertical, without Com & metering function Manual operating mechanism with mechanical closing, without Spring charging motor, Ready-to-close signal. switch, Auxiliary switches 2NO+2NC, without Closing coil (CC), manual operating mechanism with mechanical closing, without Remote trip alarm reset coil (RR), without 2nd shunt trip, without 1st Shunt trip | 64900 | 1 | Z\ | 1
3WA1110-2AA22-0AA0 |  | AC non-automatic air circuit breaker 3WA, fixed-mounted version, IEC 60947-2, size 1, 4-pole, N pole on right, In=1000 A up to 690 V AC 50/60 Hz, breaking capacity N, Icc=55/42 kA at 500/690 V, without electronic trip unit ETU, connection at rear horizontal without Com & metering function Manual operating mechanism with mechanical closing, without Spring charging motor, Ready-to-close signal. switch, Auxiliary switches 2NO+2NC, without Closing coil (CC), manual operating mechanism with mechanical closing, without Remote trip alarm reset coil (RR), without 2nd shunt trip, without 1st Shunt trip | 62500 | 1 | Z\ | 1
3WA1110-2AA23-0AA0 |  | AC non-automatic air circuit breaker 3WA, fixed-mounted version, IEC 60947-2, size 1, 4-pole, N pole on right, In=1000 A up to 690 V AC 50/60 Hz, breaking capacity N, Icc=55/42 kA at 500/690 V, without electronic trip unit ETU, front connection double hole, without Com & metering function Manual operating mechanism with mechanical closing, without Spring charging motor, Ready-to-close signal. switch, Auxiliary switches 2NO+2NC, without Closing coil (CC), manual operating mechanism with mechanical closing, without Remote trip alarm reset coil (RR), without 2nd shunt trip, without 1st Shunt trip | 69800 | 1 | Z\ | 1
3WA1110-2AA31-0AA0 |  | Non-automatic circuit breaker withdrawable version, with guide frame, IEC 60947-2, frame size 1, 3-poles, In=1000A up to 690V AC 50/60Hz, breaking capacity N Icc=55/42kA at 500/690V, without electr. trip unit ETU, rear connection vertical, guide frame with shutter and w/o position signalling switch, without Com & metering function Manual operating mechanism with mechanical closing, without Spring charging motor, Ready-to-close signal. switch, Auxiliary switches 2NO+2NC, without Closing coil (CC), manual operating mechanism with mechanical closing, without Remote trip alarm reset coil (RR), without 2nd shunt trip, without 1st Shunt trip | 64600 | 1 | Z\ | 1
3WA1110-2AA32-0AA0 |  | Non-automatic circuit breaker withdrawable version, with guide frame, IEC 60947-2, frame size 1, 3-poles, In=1000A up to 690V AC 50/60Hz, breaking capacity N Icc=55/42kA at 500/690V, without electr. trip unit ETU, rear connection horizontal, guide frame with shutter and w/o position signalling switch, without Com & metering function Manual operating mechanism with mechanical closing, without Spring charging motor, Ready-to-close signal. switch, Auxiliary switches 2NO+2NC, without Closing coil (CC), manual operating mechanism with mechanical closing, without Remote trip alarm reset coil (RR), without 2nd shunt trip, without 1st Shunt trip | 62800 | 1 | Z\ | 1
3WA1110-2AA32-2BA1-Z | T40 | Non-automatic circuit breaker withdrawable version, with guide frame, IEC 60947-2, frame size 1, 3-poles, In=1000A up to 690V AC 50/60Hz, breaking capacity N Icc=55/42kA at 500/690V, without electr. trip unit ETU, rear connection horizontal, guide frame with shutter and w/o position signalling switch, without Com & metering function with manual and motorized operating mechanism (M) 24-30 V DC, Storage status and ready-to- close signaling switches, Auxiliary switches 2NO+2NC, Closing coil (CC) 100% OP 24-30 V DC, applicable for continuous duty, without Remote trip alarm reset coil (RR), without 2nd shunt trip, Shunt trip (ST) 100% OP 24-30 V DC, suitable for continuous duty, Option T40 = Door sealing frame IP41 | 86720 | 1 | Z\ | 1
3WA1110-2AA33-0AA0 |  | Non-automatic circuit breaker withdrawable version, with guide frame, IEC 60947-2, frame size 1, 3-poles, In=1000A up to 690V AC 50/60Hz, breaking capacity N Icc=55/42kA at 500/690V, without electr. trip unit ETU, front connection double hole, guide frame with shutter and w/o position signalling switch, without Com & metering function Manual operating mechanism with mechanical closing, without Spring charging motor, Ready-to-close signal. switch, Auxiliary switches 2NO+2NC, without Closing coil (CC), manual operating mechanism with mechanical closing, without Remote trip alarm reset coil (RR), without 2nd shunt trip, without 1st Shunt trip | 68200 | 1 | Z\ | 1
3WA1110-2AA34-0AA0 |  | Non-automatic circuit breaker withdrawable version, with guide frame, IEC 60947-2, frame size 1, 3-poles, In=1000A up to 690V AC 50/60Hz, breaking capacity N Icc=55/42kA at 500/690V, without electr. trip unit ETU, rear connection flange, guide frame with shutter and w/o position signalling switch, without Com & metering function Manual operating mechanism with mechanical closing, without Spring charging motor, Ready-to-close signal. switch, Auxiliary switches 2NO+2NC, without Closing coil (CC), manual operating mechanism with mechanical closing, without Remote trip alarm reset coil (RR), without 2nd shunt trip, without 1st Shunt trip | 62800 | 1 | Z\ | 1
3WA1110-2AA34-1DD0-Z | S33T40 | Non-automatic circuit breaker withdrawable version, with guide frame, IEC 60947-2, frame size 1, 3-poles, In=1000A up to 690V AC 50/60Hz, breaking capacity N Icc=55/42kA at 500/690V, without electr. trip unit ETU, rear connection flange, guide frame with shutter and w/o position signalling switch, without Com & metering function Manual operating mechanism with mechanical closing, without Spring charging motor, Ready-to-close signal. switch, Auxiliary switches 4NO+4NC, Closing coil (CC) 100% OP 110-127 V AC / 110-125 V DC, applicable for continuous duty, without Remote trip alarm reset coil (RR), Shunt trip (ST2) 100% OP 110-127 V AC / 110-125 V DC, suitable for continuous duty, without 1st Shunt trip Option S33 = Locking provision for Padlock device for charging handle padlocks are not included Option T40 = Door sealing frame IP41 | 76920 | 1 | Z\ | 1
3WA1110-2AA41-0AA0 |  | Non-automatic circuit breaker withdrawable version, with guide frame, IEC 60947-2, frame size 1, 4-poles, N-pole left, In=1000A up to 690V AC 50/60Hz, breaking capacity N Icc=55/42kA at 500/690V, without electr. trip unit ETU, rear connection vertical, guide frame with shutter and w/o position signalling switch, without Com & metering function Manual operating mechanism with mechanical closing, without Spring charging motor, Ready-to-close signal. switch, Auxiliary switches 2NO+2NC, without Closing coil (CC), manual operating mechanism with mechanical closing, without Remote trip alarm reset coil (RR), without 2nd shunt trip, without 1st Shunt trip | 85200 | 1 | Z\ | 1
3WA1110-2AA42-0AA0 |  | Non-automatic circuit breaker withdrawable version, with guide frame, IEC 60947-2, frame size 1, 4-poles, N-pole left, In=1000A up to 690V AC 50/60Hz, breaking capacity N Icc=55/42kA at 500/690V, without electr. trip unit ETU, rear connection horizontal, guide frame with shutter and w/o position signalling switch, without Com & metering function Manual operating mechanism with mechanical closing, without Spring charging motor, Ready-to-close signal. switch, Auxiliary switches 2NO+2NC, without Closing coil (CC), manual operating mechanism with mechanical closing, without Remote trip alarm reset coil (RR), without 2nd shunt trip, without 1st Shunt trip | 82800 | 1 | Z\ | 1
3WA1110-2AA43-0AA0 |  | Non-automatic circuit breaker withdrawable version, with guide frame, IEC 60947-2, frame size 1, 4-poles, N-pole left, In=1000A up to 690V AC 50/60Hz, breaking capacity N Icc=55/42kA at 500/690V, without electr. trip unit ETU, front connection double hole, guide frame with shutter and w/o position signalling switch, without Com & metering function Manual operating mechanism with mechanical closing, without Spring charging motor, Ready-to-close signal. switch, Auxiliary switches 2NO+2NC, without Closing coil (CC), manual operating mechanism with mechanical closing, without Remote trip alarm reset coil (RR), without 2nd shunt trip, without 1st Shunt trip | 90100 | 1 | Z\ | 1
3WA1110-2AA44-0AA0 |  | Non-automatic circuit breaker withdrawable version, with guide frame, IEC 60947-2, frame size 1, 4-poles, N-pole left, In=1000A up to 690V AC 50/60Hz, breaking capacity N Icc=55/42kA at 500/690V, without electr. trip unit ETU, rear connection flange, guide frame with shutter and w/o position signalling switch, without Com & metering function Manual operating mechanism with mechanical closing, without Spring charging motor, Ready-to-close signal. switch, Auxiliary switches 2NO+2NC, without Closing coil (CC), manual operating mechanism with mechanical closing, without Remote trip alarm reset coil (RR), without 2nd shunt trip, without 1st Shunt trip | 82800 | 1 | Z\ | 1
3WA1110-2AB01-0AA0 |  | Fixed-mounted circuit breaker IEC 60947-2, frame size 1, 3-poles, In=1000A up to 690V AC 50/60Hz, breaking capacity N Icu=55/42kA at 500/690V, Trip unit ETU300 LSI optimized for standard applica- tions, without display Protection LT, ST, INST, N-protection required an external N-sensor, incl. trip alarm switch (1xCO), rear connection vertical, without Com & metering function Manual operating mechanism with mechanical closing, without Spring charging motor, Ready-to-close signal. switch, Auxiliary switches 2NO+2NC, without Closing coil (CC), manual operating mechanism with mechanical closing, without Remote trip alarm reset coil (RR), without 2nd shunt trip, without 1st Shunt trip | 53500 | 1 | Z\ | 1
3WA1110-2AB01-0AQ4-Z | C01D80T40 | Fixed-mounted circuit breaker IEC 60947-2, frame size 1, 3-poles, In=1000A up to 690V AC 50/60Hz, breaking capacity N Icu=55/42kA at 500/690V, Trip unit ETU300 LSI optimized for standard applica- tions, without display Protection LT, ST, INST, N-protection required an external N-sensor, incl. trip alarm switch (1xCO), rear connection vertical, without Com & metering function Manual operating mechanism with mechanical closing, without Spring charging motor, Ready-to-close signal. switch, Auxiliary switches 2NO+2NC, without Closing coil (CC), manual operating mechanism with mechanical closing, without Remote trip alarm reset coil (RR), Undervoltage release (UVR) instantaneous (0,08 s) and short-delay (0,2 s), 208-240 V AC / 220-250 V DC, Shunt trip (ST) 100% OP 208-240 V AC / 220-250 V DC, suitable for continuous duty, Option C01 = Operations counter for circuit breaker Option D80 = Circuit breaker without Bluetooth functionality Option T40 = Door sealing frame IP41 | 66680 | 1 | Z\ | 1
3WA1110-2AB02-0AA0 |  | Fixed-mounted circuit breaker IEC 60947-2, frame size 1, 3-poles, In=1000A up to 690V AC 50/60Hz, breaking capacity N Icu=55/42kA at 500/690V, Trip unit ETU300 LSI optimized for standard applica- tions, without display Protection LT, ST, INST, N-protection required an external N-sensor, incl. trip alarm switch (1xCO), rear connection horizontal, without Com & metering function Manual operating mechanism with mechanical closing, without Spring charging motor, Ready-to-close signal. switch, Auxiliary switches 2NO+2NC, without Closing coil (CC), manual operating mechanism with mechanical closing, without Remote trip alarm reset coil (RR), without 2nd shunt trip, without 1st Shunt trip | 51700 | 1 | Z\ | 1
3WA1110-2AB02-0AA0-Z | S07T40 | Fixed-mounted circuit breaker IEC 60947-2, frame size 1, 3-poles, In=1000A up to 690V AC 50/60Hz, breaking capacity N Icu=55/42kA at 500/690V, Trip unit ETU300 LSI optimized for standard applica- tions, without display Protection LT, ST, INST, N-protection required an external N-sensor, incl. trip alarm switch (1xCO), rear connection horizontal, without Com & metering function Manual operating mechanism with mechanical closing, without Spring charging motor, Ready-to-close signal. switch, Auxiliary switches 2NO+2NC, without Closing coil (CC), manual operating mechanism with mechanical closing, without Remote trip alarm reset coil (RR), without 2nd shunt trip, without 1st Shunt trip Option S07 = Locking provision against unauthorized closing Secured Open; for padlock device Padlocks are not included. Option T40 = Door sealing frame IP41 | 55600 | 1 | Z\ | 1
3WA1110-2AB02-0DA3-Z | T40 | Fixed-mounted circuit breaker IEC 60947-2, frame size 1, 3-poles, In=1000A up to 690V AC 50/60Hz, breaking capacity N Icu=55/42kA at 500/690V, Trip unit ETU300 LSI optimized for standard applica- tions, without display Protection LT, ST, INST, N-protection required an external N-sensor, incl. trip alarm switch (1xCO), rear connection horizontal, without Com & metering function Manual operating mechanism with mechanical closing, without Spring charging motor, Ready-to-close signal. switch, Auxiliary switches 2NO+2NC, Closing coil (CC) 100% OP 110-127 V AC / 110-125 V DC, applicable for continuous duty, without Remote trip alarm reset coil (RR), without 2nd shunt trip, Shunt trip (ST) 100% OP 110-127 V AC / 110-125 V DC, suitable for continuous duty, Option T40 = Door sealing frame IP41 | 60520 | 1 | Z\ | 1
3WA1110-2AB03-0AA0 |  | Fixed-mounted circuit breaker IEC 60947-2, frame size 1, 3-poles, In=1000A up to 690V AC 50/60Hz, breaking capacity N Icu=55/42kA at 500/690V, Trip unit ETU300 LSI optimized for standard applica- tions, without display Protection LT, ST, INST, N-protection required an external N-sensor, incl. trip alarm switch (1xCO), front connection double hole, without Com & metering function Manual operating mechanism with mechanical closing, without Spring charging motor, Ready-to-close signal. switch, Auxiliary switches 2NO+2NC, without Closing coil (CC), manual operating mechanism with mechanical closing, without Remote trip alarm reset coil (RR), without 2nd shunt trip, without 1st Shunt trip | 57200 | 1 | Z\ | 1
3WA1110-2AB11-0AA0 |  | Fixed-mounted circuit breaker IEC 60947-2, frame size 1, 4-poles, N-pole left, In=1000A up to 690V AC 50/60Hz, breaking capacity N Icu=55/42kA at 500/690V, Trip unit ETU300 LSI optimized for standard applica- tions, without display Protection LT, ST, INST, include N-protection, (internal N-sensor available), incl. trip alarm switch (1xCO), rear connection vertical, without Com & metering function Manual operating mechanism with mechanical closing, without Spring charging motor, Ready-to-close signal. switch, Auxiliary switches 2NO+2NC, without Closing coil (CC), manual operating mechanism with mechanical closing, without Remote trip alarm reset coil (RR), without 2nd shunt trip, without 1st Shunt trip | 72300 | 1 | Z\ | 1
3WA1110-2AB12-0AA0 |  | Fixed-mounted circuit breaker IEC 60947-2, frame size 1, 4-poles, N-pole left, In=1000A up to 690V AC 50/60Hz, breaking capacity N Icu=55/42kA at 500/690V, Trip unit ETU300 LSI optimized for standard applica- tions, without display Protection LT, ST, INST, include N-protection, (internal N-sensor available), incl. trip alarm switch (1xCO), rear connection horizontal, without Com & metering function Manual operating mechanism with mechanical closing, without Spring charging motor, Ready-to-close signal. switch, Auxiliary switches 2NO+2NC, without Closing coil (CC), manual operating mechanism with mechanical closing, without Remote trip alarm reset coil (RR), without 2nd shunt trip, without 1st Shunt trip | 69900 | 1 | Z\ | 1
3WA1110-2AB12-4EQ4-Z | S07T40 | Fixed-mounted circuit breaker IEC 60947-2, frame size 1, 4-poles, N-pole left, In=1000A up to 690V AC 50/60Hz, breaking capacity N Icu=55/42kA at 500/690V, Trip unit ETU300 LSI optimized for standard applica- tions, without display Protection LT, ST, INST, include N-protection, (internal N-sensor available), incl. trip alarm switch (1xCO), rear connection horizontal, without Com & metering function with manual and motorized operating mechanism (M) 208-240 V AC / 220-250 V DC, Storage status and ready-to- close signaling switches, Auxiliary switches 2NO+2NC, Closing coil (CC) 100% OP 208-240 V AC / 220-250 V DC, applicable for continuous duty, without Remote trip alarm reset coil (RR), Undervoltage release (UVR) instantaneous (0,08 s) and short-delay (0,2 s), 208-240 V AC / 220-250 V DC, Shunt trip (ST) 100% OP 208-240 V AC / 220-250 V DC, suitable for continuous duty, Option S07 = Locking provision against unauthorized closing Secured Open; for padlock device Padlocks are not included. Option T40 = Door sealing frame IP41 | 98750 | 1 | Z\ | 1
3WA1110-2AB13-0AA0 |  | Fixed-mounted circuit breaker IEC 60947-2, frame size 1, 4-poles, N-pole left, In=1000A up to 690V AC 50/60Hz, breaking capacity N Icu=55/42kA at 500/690V, Trip unit ETU300 LSI optimized for standard applica- tions, without display Protection LT, ST, INST, include N-protection, (internal N-sensor available), incl. trip alarm switch (1xCO), front connection double hole, without Com & metering function Manual operating mechanism with mechanical closing, without Spring charging motor, Ready-to-close signal. switch, Auxiliary switches 2NO+2NC, without Closing coil (CC), manual operating mechanism with mechanical closing, without Remote trip alarm reset coil (RR), without 2nd shunt trip, without 1st Shunt trip | 77100 | 1 | Z\ | 1
3WA1110-2AB21-0AA0 |  | fixed-mounted circuit breaker, IEC 60947-2, size 1, 4-pole, N pole on right, In=1000 A up to 690 V AC 50/60 Hz, breaking capacity N Icc=55/42 kA at 500/690 V, tripping unit ETU300 LSI optimized for standard applications, without display, basic protection LT, ST, INST, including protection of the N conductor (internal neutral point sensor available) trip alarm switch (1 x CO), connection at rear vertical, without Com & metering function Manual operating mechanism with mechanical closing, without Spring charging motor, Ready-to-close signal. switch, Auxiliary switches 2NO+2NC, without Closing coil (CC), manual operating mechanism with mechanical closing, without Remote trip alarm reset coil (RR), without 2nd shunt trip, without 1st Shunt trip | 72300 | 1 | Z\ | 1
3WA1110-2AB22-0AA0 |  | fixed-mounted circuit breaker, IEC 60947-2, size 1, 4-pole, N pole on right, In=1000 A up to 690 V AC 50/60 Hz, breaking capacity N Icc=55/42 kA at 500/690 V, tripping unit ETU300 LSI optimized for standard applications, without display, basic protection LT, ST, INST, including protection of the N conductor (internal neutral point sensor available) trip alarm switch (1 x CO), connection at rear horizontal without Com & metering function Manual operating mechanism with mechanical closing, without Spring charging motor, Ready-to-close signal. switch, Auxiliary switches 2NO+2NC, without Closing coil (CC), manual operating mechanism with mechanical closing, without Remote trip alarm reset coil (RR), without 2nd shunt trip, without 1st Shunt trip | 69900 | 1 | Z\ | 1
3WA1110-2AB23-0AA0 |  | fixed-mounted circuit breaker, IEC 60947-2, size 1, 4-pole, N pole on right, In=1000 A up to 690 V AC 50/60 Hz, breaking capacity N Icc=55/42 kA at 500/690 V, tripping unit ETU300 LSI optimized for standard applications, without display, basic protection LT, ST, INST, including protection of the N conductor (internal neutral point sensor available) trip alarm switch (1 x CO), front connection double hole, without Com & metering function Manual operating mechanism with mechanical closing, without Spring charging motor, Ready-to-close signal. switch, Auxiliary switches 2NO+2NC, without Closing coil (CC), manual operating mechanism with mechanical closing, without Remote trip alarm reset coil (RR), without 2nd shunt trip, without 1st Shunt trip | 77100 | 1 | Z\ | 1
3WA1110-2AB31-0AA0 |  | Withdrawable circuit breaker with guide frame, IEC 60947-2, frame size 1, 3-poles, In=1000A up to 690V AC 50/60Hz, breaking capacity N Icu=55/42kA at 500/690V, Trip unit ETU300 LSI optimized for standard applica- tions, without display Protection LT, ST, INST, N-protection required an external N-sensor, incl. trip alarm switch (1xCO), rear connection vertical, guide frame with shutter and w/o position signalling switch, without Com & metering function Manual operating mechanism with mechanical closing, without Spring charging motor, Ready-to-close signal. switch, Auxiliary switches 2NO+2NC, without Closing coil (CC), manual operating mechanism with mechanical closing, without Remote trip alarm reset coil (RR), without 2nd shunt trip, without 1st Shunt trip | 72000 | 1 | Z\ | 1
3WA1110-2AB32-0AA0 |  | Withdrawable circuit breaker with guide frame, IEC 60947-2, frame size 1, 3-poles, In=1000A up to 690V AC 50/60Hz, breaking capacity N Icu=55/42kA at 500/690V, Trip unit ETU300 LSI optimized for standard applica- tions, without display Protection LT, ST, INST, N-protection required an external N-sensor, incl. trip alarm switch (1xCO), rear connection horizontal, guide frame with shutter and w/o position signalling switch, without Com & metering function Manual operating mechanism with mechanical closing, without Spring charging motor, Ready-to-close signal. switch, Auxiliary switches 2NO+2NC, without Closing coil (CC), manual operating mechanism with mechanical closing, without Remote trip alarm reset coil (RR), without 2nd shunt trip, without 1st Shunt trip | 70200 | 1 | Z\ | 1
3WA1110-2AB32-0AA0-Z | C01T40 | Withdrawable circuit breaker with guide frame, IEC 60947-2, frame size 1, 3-poles, In=1000A up to 690V AC 50/60Hz, breaking capacity N Icu=55/42kA at 500/690V, Trip unit ETU300 LSI optimized for standard applica- tions, without display Protection LT, ST, INST, N-protection required an external N-sensor, incl. trip alarm switch (1xCO), rear connection horizontal, guide frame with shutter and w/o position signalling switch, without Com & metering function Manual operating mechanism with mechanical closing, without Spring charging motor, Ready-to-close signal. switch, Auxiliary switches 2NO+2NC, without Closing coil (CC), manual operating mechanism with mechanical closing, without Remote trip alarm reset coil (RR), without 2nd shunt trip, without 1st Shunt trip Option C01 = Operations counter for circuit breaker Option T40 = Door sealing frame IP41 | 76620 | 1 | Z\ | 1
3WA1110-2AB32-0AA0-Z | T40 | Withdrawable circuit breaker with guide frame, IEC 60947-2, frame size 1, 3-poles, In=1000A up to 690V AC 50/60Hz, breaking capacity N Icu=55/42kA at 500/690V, Trip unit ETU300 LSI optimized for standard applica- tions, without display Protection LT, ST, INST, N-protection required an external N-sensor, incl. trip alarm switch (1xCO), rear connection horizontal, guide frame with shutter and w/o position signalling switch, without Com & metering function Manual operating mechanism with mechanical closing, without Spring charging motor, Ready-to-close signal. switch, Auxiliary switches 2NO+2NC, without Closing coil (CC), manual operating mechanism with mechanical closing, without Remote trip alarm reset coil (RR), without 2nd shunt trip, without 1st Shunt trip Option T40 = Door sealing frame IP41 | 72840 | 1 | Z\ | 1
3WA1110-2AB32-0DA3-Z | T40 | Withdrawable circuit breaker with guide frame, IEC 60947-2, frame size 1, 3-poles, In=1000A up to 690V AC 50/60Hz, breaking capacity N Icu=55/42kA at 500/690V, Trip unit ETU300 LSI optimized for standard applica- tions, without display Protection LT, ST, INST, N-protection required an external N-sensor, incl. trip alarm switch (1xCO), rear connection horizontal, guide frame with shutter and w/o position signalling switch, without Com & metering function Manual operating mechanism with mechanical closing, without Spring charging motor, Ready-to-close signal. switch, Auxiliary switches 2NO+2NC, Closing coil (CC) 100% OP 110-127 V AC / 110-125 V DC, applicable for continuous duty, without Remote trip alarm reset coil (RR), without 2nd shunt trip, Shunt trip (ST) 100% OP 110-127 V AC / 110-125 V DC, suitable for continuous duty, Option T40 = Door sealing frame IP41 | 79020 | 1 | Z\ | 1
3WA1110-2AB32-2BQ1-Z | T40 | Withdrawable circuit breaker with guide frame, IEC 60947-2, frame size 1, 3-poles, In=1000A up to 690V AC 50/60Hz, breaking capacity N Icu=55/42kA at 500/690V, Trip unit ETU300 LSI optimized for standard applica- tions, without display Protection LT, ST, INST, N-protection required an external N-sensor, incl. trip alarm switch (1xCO), rear connection horizontal, guide frame with shutter and w/o position signalling switch, without Com & metering function with manual and motorized operating mechanism (M) 24-30 V DC, Storage status and ready-to- close signaling switches, Auxiliary switches 2NO+2NC, Closing coil (CC) 100% OP 24-30 V DC, applicable for continuous duty, without Remote trip alarm reset coil (RR), Undervoltage release (UVR) instantaneous (0,08 s) and short-delay (0,2 s), 208-240 V AC / 220-250 V DC, Shunt trip (ST) 100% OP 24-30 V DC, suitable for continuous duty, Option T40 = Door sealing frame IP41 | 97790 | 1 | Z\ | 1
3WA1110-2AB32-4EA4-Z | S07T40 | Withdrawable circuit breaker with guide frame, IEC 60947-2, frame size 1, 3-poles, In=1000A up to 690V AC 50/60Hz, breaking capacity N Icu=55/42kA at 500/690V, Trip unit ETU300 LSI optimized for standard applica- tions, without display Protection LT, ST, INST, N-protection required an external N-sensor, incl. trip alarm switch (1xCO), rear connection horizontal, guide frame with shutter and w/o position signalling switch, without Com & metering function with manual and motorized operating mechanism (M) 208-240 V AC / 220-250 V DC, Storage status and ready-to- close signaling switches, Auxiliary switches 2NO+2NC, Closing coil (CC) 100% OP 208-240 V AC / 220-250 V DC, applicable for continuous duty, without Remote trip alarm reset coil (RR), without 2nd shunt trip, Shunt trip (ST) 100% OP 208-240 V AC / 220-250 V DC, suitable for continuous duty, Option S07 = Locking provision against unauthorized closing Secured Open; for padlock device Padlocks are not included. Option T40 = Door sealing frame IP41 | 95380 | 1 | Z\ | 1
3WA1110-2AB33-0AA0 |  | Withdrawable circuit breaker with guide frame, IEC 60947-2, frame size 1, 3-poles, In=1000A up to 690V AC 50/60Hz, breaking capacity N Icu=55/42kA at 500/690V, Trip unit ETU300 LSI optimized for standard applica- tions, without display Protection LT, ST, INST, N-protection required an external N-sensor, incl. trip alarm switch (1xCO), front connection double hole, guide frame with shutter and w/o position signalling switch, without Com & metering function Manual operating mechanism with mechanical closing, without Spring charging motor, Ready-to-close signal. switch, Auxiliary switches 2NO+2NC, without Closing coil (CC), manual operating mechanism with mechanical closing, without Remote trip alarm reset coil (RR), without 2nd shunt trip, without 1st Shunt trip | 75600 | 1 | Z\ | 1
3WA1110-2AB34-0AA0 |  | Withdrawable circuit breaker with guide frame, IEC 60947-2, frame size 1, 3-poles, In=1000A up to 690V AC 50/60Hz, breaking capacity N Icu=55/42kA at 500/690V, Trip unit ETU300 LSI optimized for standard applica- tions, without display Protection LT, ST, INST, N-protection required an external N-sensor, incl. trip alarm switch (1xCO), rear connection flange, guide frame with shutter and w/o position signalling switch, without Com & metering function Manual operating mechanism with mechanical closing, without Spring charging motor, Ready-to-close signal. switch, Auxiliary switches 2NO+2NC, without Closing coil (CC), manual operating mechanism with mechanical closing, without Remote trip alarm reset coil (RR), without 2nd shunt trip, without 1st Shunt trip | 70200 | 1 | Z\ | 1
3WA1110-2AB34-0AA0-Z | C01T40 | Withdrawable circuit breaker with guide frame, IEC 60947-2, frame size 1, 3-poles, In=1000A up to 690V AC 50/60Hz, breaking capacity N Icu=55/42kA at 500/690V, Trip unit ETU300 LSI optimized for standard applica- tions, without display Protection LT, ST, INST, N-protection required an external N-sensor, incl. trip alarm switch (1xCO), rear connection flange, guide frame with shutter and w/o position signalling switch, without Com & metering function Manual operating mechanism with mechanical closing, without Spring charging motor, Ready-to-close signal. switch, Auxiliary switches 2NO+2NC, without Closing coil (CC), manual operating mechanism with mechanical closing, without Remote trip alarm reset coil (RR), without 2nd shunt trip, without 1st Shunt trip Option C01 = Operations counter for circuit breaker Option T40 = Door sealing frame IP41 | 76620 | 1 | Z\ | 1
3WA1110-2AB34-3DA3-Z | S08T40 | Withdrawable circuit breaker with guide frame, IEC 60947-2, frame size 1, 3-poles, In=1000A up to 690V AC 50/60Hz, breaking capacity N Icu=55/42kA at 500/690V, Trip unit ETU300 LSI optimized for standard applica- tions, without display Protection LT, ST, INST, N-protection required an external N-sensor, incl. trip alarm switch (1xCO), rear connection flange, guide frame with shutter and w/o position signalling switch, without Com & metering function with manual and motorized operating mechanism (M) 110-127 V AC / 110-125 V DC, Storage status and ready-to- close signaling switches, Auxiliary switches 2NO+2NC, Closing coil (CC) 100% OP 110-127 V AC / 110-125 V DC, applicable for continuous duty, without Remote trip alarm reset coil (RR), without 2nd shunt trip, Shunt trip (ST) 100% OP 110-127 V AC / 110-125 V DC, suitable for continuous duty, Option S08 = Locking provision against unauthorized closing Secured Open; for with Ronis lock Option T40 = Door sealing frame IP41 | 97120 | 1 | Z\ | 1
3WA1110-2AB41-0AA0 |  | Withdrawable circuit breaker with guide frame, IEC 60947-2, frame size 1, 4-poles, N-pole left, In=1000A up to 690V AC 50/60Hz, breaking capacity N Icu=55/42kA at 500/690V, Trip unit ETU300 LSI optimized for standard applica- tions, without display Protection LT, ST, INST, include N-protection, (internal N-sensor available), incl. trip alarm switch (1xCO), rear connection vertical, guide frame with shutter and w/o position signalling switch, without Com & metering function Manual operating mechanism with mechanical closing, without Spring charging motor, Ready-to-close signal. switch, Auxiliary switches 2NO+2NC, without Closing coil (CC), manual operating mechanism with mechanical closing, without Remote trip alarm reset coil (RR), without 2nd shunt trip, without 1st Shunt trip | 96600 | 1 | Z\ | 1
3WA1110-2AB42-0AA0 |  | Withdrawable circuit breaker with guide frame, IEC 60947-2, frame size 1, 4-poles, N-pole left, In=1000A up to 690V AC 50/60Hz, breaking capacity N Icu=55/42kA at 500/690V, Trip unit ETU300 LSI optimized for standard applica- tions, without display Protection LT, ST, INST, include N-protection, (internal N-sensor available), incl. trip alarm switch (1xCO), rear connection horizontal, guide frame with shutter and w/o position signalling switch, without Com & metering function Manual operating mechanism with mechanical closing, without Spring charging motor, Ready-to-close signal. switch, Auxiliary switches 2NO+2NC, without Closing coil (CC), manual operating mechanism with mechanical closing, without Remote trip alarm reset coil (RR), without 2nd shunt trip, without 1st Shunt trip | 94200 | 1 | Z\ | 1
3WA1110-2AB42-8EA4-Z | T40 | Withdrawable circuit breaker with guide frame, IEC 60947-2, frame size 1, 4-poles, N-pole left, In=1000A up to 690V AC 50/60Hz, breaking capacity N Icu=55/42kA at 500/690V, Trip unit ETU300 LSI optimized for standard applica- tions, without display Protection LT, ST, INST, include N-protection, (internal N-sensor available), incl. trip alarm switch (1xCO), rear connection horizontal, guide frame with shutter and w/o position signalling switch, without Com & metering function with manual and motorized operating mechanism (M) 208-240 V AC / 220-250 V DC, Storage status and ready-to- close signaling switches, Auxiliary switches 4NO+4NC, Closing coil (CC) 100% OP 208-240 V AC / 220-250 V DC, applicable for continuous duty, without Remote trip alarm reset coil (RR), without 2nd shunt trip, Shunt trip (ST) 100% OP 208-240 V AC / 220-250 V DC, suitable for continuous duty, Option T40 = Door sealing frame IP41 | 121220 | 1 | Z\ | 1
3WA1110-2AB43-0AA0 |  | Withdrawable circuit breaker with guide frame, IEC 60947-2, frame size 1, 4-poles, N-pole left, In=1000A up to 690V AC 50/60Hz, breaking capacity N Icu=55/42kA at 500/690V, Trip unit ETU300 LSI optimized for standard applica- tions, without display Protection LT, ST, INST, include N-protection, (internal N-sensor available), incl. trip alarm switch (1xCO), front connection double hole, guide frame with shutter and w/o position signalling switch, without Com & metering function Manual operating mechanism with mechanical closing, without Spring charging motor, Ready-to-close signal. switch, Auxiliary switches 2NO+2NC, without Closing coil (CC), manual operating mechanism with mechanical closing, without Remote trip alarm reset coil (RR), without 2nd shunt trip, without 1st Shunt trip | 101000 | 1 | Z\ | 1
3WA1110-2AB44-0AA0 |  | Withdrawable circuit breaker with guide frame, IEC 60947-2, frame size 1, 4-poles, N-pole left, In=1000A up to 690V AC 50/60Hz, breaking capacity N Icu=55/42kA at 500/690V, Trip unit ETU300 LSI optimized for standard applica- tions, without display Protection LT, ST, INST, include N-protection, (internal N-sensor available), incl. trip alarm switch (1xCO), rear connection flange, guide frame with shutter and w/o position signalling switch, without Com & metering function Manual operating mechanism with mechanical closing, without Spring charging motor, Ready-to-close signal. switch, Auxiliary switches 2NO+2NC, without Closing coil (CC), manual operating mechanism with mechanical closing, without Remote trip alarm reset coil (RR), without 2nd shunt trip, without 1st Shunt trip | 94200 | 1 | Z\ | 1
3WA1110-2AB62-0AA3-Z | T40 | Withdrawable circuit breaker with guide frame, IEC 60947-2, frame size 1, 3-poles, In=1000A up to 690V AC 50/60Hz, breaking capacity N Icu=55/42kA at 500/690V, Trip unit ETU300 LSI optimized for standard applica- tions, without display Protection LT, ST, INST, N-protection required an external N-sensor, incl. trip alarm switch (1xCO), rear connection horizontal, guide frame with shutter and position signall. switch (3xW), without Com & metering function Manual operating mechanism with mechanical closing, without Spring charging motor, Ready-to-close signal. switch, Auxiliary switches 2NO+2NC, without Closing coil (CC), manual operating mechanism with mechanical closing, without Remote trip alarm reset coil (RR), without 2nd shunt trip, Shunt trip (ST) 100% OP 110-127 V AC / 110-125 V DC, suitable for continuous duty, Option T40 = Door sealing frame IP41 | 81030 | 1 | Z\ | 1
3WA1110-2AC01-0AA0 |  | Fixed-mounted circuit breaker IEC 60947-2, frame size 1, 3-poles, In=1000A up to 690V AC 50/60Hz, breaking capacity N Icu=55/42kA at 500/690V, Trip unit ETU300 LSIG optimized for standard applica- tions, without display Protection LT, ST, INST, GF, N-protection required an external N-sensor, incl. trip alarm switch (1xCO), rear connection vertical, without Com & metering function Manual operating mechanism with mechanical closing, without Spring charging motor, Ready-to-close signal. switch, Auxiliary switches 2NO+2NC, without Closing coil (CC), manual operating mechanism with mechanical closing, without Remote trip alarm reset coil (RR), without 2nd shunt trip, without 1st Shunt trip | 59700 | 1 | Z\ | 1
3WA1110-2AC02-0AA0 |  | Fixed-mounted circuit breaker IEC 60947-2, frame size 1, 3-poles, In=1000A up to 690V AC 50/60Hz, breaking capacity N Icu=55/42kA at 500/690V, Trip unit ETU300 LSIG optimized for standard applica- tions, without display Protection LT, ST, INST, GF, N-protection required an external N-sensor, incl. trip alarm switch (1xCO), rear connection horizontal, without Com & metering function Manual operating mechanism with mechanical closing, without Spring charging motor, Ready-to-close signal. switch, Auxiliary switches 2NO+2NC, without Closing coil (CC), manual operating mechanism with mechanical closing, without Remote trip alarm reset coil (RR), without 2nd shunt trip, without 1st Shunt trip | 57900 | 1 | Z\ | 1
3WA1110-2AC03-0AA0 |  | Fixed-mounted circuit breaker IEC 60947-2, frame size 1, 3-poles, In=1000A up to 690V AC 50/60Hz, breaking capacity N Icu=55/42kA at 500/690V, Trip unit ETU300 LSIG optimized for standard applica- tions, without display Protection LT, ST, INST, GF, N-protection required an external N-sensor, incl. trip alarm switch (1xCO), front connection double hole, without Com & metering function Manual operating mechanism with mechanical closing, without Spring charging motor, Ready-to-close signal. switch, Auxiliary switches 2NO+2NC, without Closing coil (CC), manual operating mechanism with mechanical closing, without Remote trip alarm reset coil (RR), without 2nd shunt trip, without 1st Shunt trip | 63300 | 1 | Z\ | 1
3WA1110-2AC11-0AA0 |  | Fixed-mounted circuit breaker IEC 60947-2, frame size 1, 4-poles, N-pole left, In=1000A up to 690V AC 50/60Hz, breaking capacity N Icu=55/42kA at 500/690V, Trip unit ETU300 LSIG optimized for standard applica- tions, without display Protection LT, ST, INST, GF, include N-protection, (internal N-sensor available), incl. trip alarm switch (1xCO), rear connection vertical, without Com & metering function Manual operating mechanism with mechanical closing, without Spring charging motor, Ready-to-close signal. switch, Auxiliary switches 2NO+2NC, without Closing coil (CC), manual operating mechanism with mechanical closing, without Remote trip alarm reset coil (RR), without 2nd shunt trip, without 1st Shunt trip | 78500 | 1 | Z\ | 1
3WA1110-2AC12-0AA0 |  | Fixed-mounted circuit breaker IEC 60947-2, frame size 1, 4-poles, N-pole left, In=1000A up to 690V AC 50/60Hz, breaking capacity N Icu=55/42kA at 500/690V, Trip unit ETU300 LSIG optimized for standard applica- tions, without display Protection LT, ST, INST, GF, include N-protection, (internal N-sensor available), incl. trip alarm switch (1xCO), rear connection horizontal, without Com & metering function Manual operating mechanism with mechanical closing, without Spring charging motor, Ready-to-close signal. switch, Auxiliary switches 2NO+2NC, without Closing coil (CC), manual operating mechanism with mechanical closing, without Remote trip alarm reset coil (RR), without 2nd shunt trip, without 1st Shunt trip | 76000 | 1 | Z\ | 1
3WA1110-2AC13-0AA0 |  | Fixed-mounted circuit breaker IEC 60947-2, frame size 1, 4-poles, N-pole left, In=1000A up to 690V AC 50/60Hz, breaking capacity N Icu=55/42kA at 500/690V, Trip unit ETU300 LSIG optimized for standard applica- tions, without display Protection LT, ST, INST, GF, include N-protection, (internal N-sensor available), incl. trip alarm switch (1xCO), front connection double hole, without Com & metering function Manual operating mechanism with mechanical closing, without Spring charging motor, Ready-to-close signal. switch, Auxiliary switches 2NO+2NC, without Closing coil (CC), manual operating mechanism with mechanical closing, without Remote trip alarm reset coil (RR), without 2nd shunt trip, without 1st Shunt trip | 83300 | 1 | Z\ | 1
3WA1110-2AC21-0AA0 |  | fixed-mounted circuit breaker, IEC 60947-2, size 1, 4-pole, N pole on right, In=1000 A up to 690 V AC 50/60 Hz, breaking capacity N Icc=55/42 kA at 500/690 V, tripping unit ETU300 LSI G optimized for standard applications, without display, basic protection LT, ST, INST, GF, including protection of the N conductor (internal neutral point sensor available), trip alarm switch (1 x CO), connection at rear vertical, without Com & metering function Manual operating mechanism with mechanical closing, without Spring charging motor, Ready-to-close signal. switch, Auxiliary switches 2NO+2NC, without Closing coil (CC), manual operating mechanism with mechanical closing, without Remote trip alarm reset coil (RR), without 2nd shunt trip, without 1st Shunt trip | 78500 | 1 | Z\ | 1
3WA1110-2AC22-0AA0 |  | fixed-mounted circuit breaker, IEC 60947-2, size 1, 4-pole, N pole on right, In=1000 A up to 690 V AC 50/60 Hz, breaking capacity N Icc=55/42 kA at 500/690 V, tripping unit ETU300 LSI G optimized for standard applications, without display, basic protection LT, ST, INST, GF, including protection of the N conductor (internal neutral point sensor available), trip alarm switch (1 x CO), connection at rear horizontal without Com & metering function Manual operating mechanism with mechanical closing, without Spring charging motor, Ready-to-close signal. switch, Auxiliary switches 2NO+2NC, without Closing coil (CC), manual operating mechanism with mechanical closing, without Remote trip alarm reset coil (RR), without 2nd shunt trip, without 1st Shunt trip | 76000 | 1 | Z\ | 1
3WA1110-2AC23-0AA0 |  | fixed-mounted circuit breaker, IEC 60947-2, size 1, 4-pole, N pole on right, In=1000 A up to 690 V AC 50/60 Hz, breaking capacity N Icc=55/42 kA at 500/690 V, tripping unit ETU300 LSI G optimized for standard applications, without display, basic protection LT, ST, INST, GF, including protection of the N conductor (internal neutral point sensor available), trip alarm switch (1 x CO), front connection double hole, without Com & metering function Manual operating mechanism with mechanical closing, without Spring charging motor, Ready-to-close signal. switch, Auxiliary switches 2NO+2NC, without Closing coil (CC), manual operating mechanism with mechanical closing, without Remote trip alarm reset coil (RR), without 2nd shunt trip, without 1st Shunt trip | 83300 | 1 | Z\ | 1
3WA1110-2AC31-0AA0 |  | Withdrawable circuit breaker with guide frame, IEC 60947-2, frame size 1, 3-poles, In=1000A up to 690V AC 50/60Hz, breaking capacity N Icu=55/42kA at 500/690V, Trip unit ETU300 LSIG optimized for standard applica- tions, without display Protection LT, ST, INST, GF, N-protection required an external N-sensor, incl. trip alarm switch (1xCO), rear connection vertical, guide frame with shutter and w/o position signalling switch, without Com & metering function Manual operating mechanism with mechanical closing, without Spring charging motor, Ready-to-close signal. switch, Auxiliary switches 2NO+2NC, without Closing coil (CC), manual operating mechanism with mechanical closing, without Remote trip alarm reset coil (RR), without 2nd shunt trip, without 1st Shunt trip | 78100 | 1 | Z\ | 1
3WA1110-2AC31-1AA4-Z | R40S07T40 | Withdrawable circuit breaker with guide frame, IEC 60947-2, frame size 1, 3-poles, In=1000A up to 690V AC 50/60Hz, breaking capacity N Icu=55/42kA at 500/690V, Trip unit ETU300 LSIG optimized for standard applica- tions, without display Protection LT, ST, INST, GF, N-protection required an external N-sensor, incl. trip alarm switch (1xCO), rear connection vertical, guide frame with shutter and w/o position signalling switch, without Com & metering function Manual operating mechanism with mechanical closing, without Spring charging motor, Ready-to-close signal. switch, Auxiliary switches 4NO+4NC, without Closing coil (CC), manual operating mechanism with mechanical closing, without Remote trip alarm reset coil (RR), without 2nd shunt trip, Shunt trip (ST) 100% OP 208-240 V AC / 220-250 V DC, suitable for continuous duty, Option R40 = Mechanical interlock to prevent switching on of the circuit breaker for withdrawable design, if the circuit breaker compartment door is open. Not possible in combination with R50, R81, R85, R86 Option S07 = Locking provision against unauthorized closing Secured Open; for padlock device Padlocks are not included. Option T40 = Door sealing frame IP41 | 90900 | 1 | Z\ | 1
3WA1110-2AC32-0AA0 |  | Withdrawable circuit breaker with guide frame, IEC 60947-2, frame size 1, 3-poles, In=1000A up to 690V AC 50/60Hz, breaking capacity N Icu=55/42kA at 500/690V, Trip unit ETU300 LSIG optimized for standard applica- tions, without display Protection LT, ST, INST, GF, N-protection required an external N-sensor, incl. trip alarm switch (1xCO), rear connection horizontal, guide frame with shutter and w/o position signalling switch, without Com & metering function Manual operating mechanism with mechanical closing, without Spring charging motor, Ready-to-close signal. switch, Auxiliary switches 2NO+2NC, without Closing coil (CC), manual operating mechanism with mechanical closing, without Remote trip alarm reset coil (RR), without 2nd shunt trip, without 1st Shunt trip | 76300 | 1 | Z\ | 1
3WA1110-2AC33-0AA0 |  | Withdrawable circuit breaker with guide frame, IEC 60947-2, frame size 1, 3-poles, In=1000A up to 690V AC 50/60Hz, breaking capacity N Icu=55/42kA at 500/690V, Trip unit ETU300 LSIG optimized for standard applica- tions, without display Protection LT, ST, INST, GF, N-protection required an external N-sensor, incl. trip alarm switch (1xCO), front connection double hole, guide frame with shutter and w/o position signalling switch, without Com & metering function Manual operating mechanism with mechanical closing, without Spring charging motor, Ready-to-close signal. switch, Auxiliary switches 2NO+2NC, without Closing coil (CC), manual operating mechanism with mechanical closing, without Remote trip alarm reset coil (RR), without 2nd shunt trip, without 1st Shunt trip | 81700 | 1 | Z\ | 1
3WA1110-2AC34-0AA0 |  | Withdrawable circuit breaker with guide frame, IEC 60947-2, frame size 1, 3-poles, In=1000A up to 690V AC 50/60Hz, breaking capacity N Icu=55/42kA at 500/690V, Trip unit ETU300 LSIG optimized for standard applica- tions, without display Protection LT, ST, INST, GF, N-protection required an external N-sensor, incl. trip alarm switch (1xCO), rear connection flange, guide frame with shutter and w/o position signalling switch, without Com & metering function Manual operating mechanism with mechanical closing, without Spring charging motor, Ready-to-close signal. switch, Auxiliary switches 2NO+2NC, without Closing coil (CC), manual operating mechanism with mechanical closing, without Remote trip alarm reset coil (RR), without 2nd shunt trip, without 1st Shunt trip | 76300 | 1 | Z\ | 1
3WA1110-2AC34-1DA3-Z | F40S07 | Withdrawable circuit breaker with guide frame, IEC 60947-2, frame size 1, 3-poles, In=1000A up to 690V AC 50/60Hz, breaking capacity N Icu=55/42kA at 500/690V, Trip unit ETU300 LSIG optimized for standard applica- tions, without display Protection LT, ST, INST, GF, N-protection required an external N-sensor, incl. trip alarm switch (1xCO), rear connection flange, guide frame with shutter and w/o position signalling switch, without Com & metering function Manual operating mechanism with mechanical closing, without Spring charging motor, Ready-to-close signal. switch, Auxiliary switches 4NO+4NC, Closing coil (CC) 100% OP 110-127 V AC / 110-125 V DC, applicable for continuous duty, without Remote trip alarm reset coil (RR), without 2nd shunt trip, Shunt trip (ST) 100% OP 110-127 V AC / 110-125 V DC, suitable for continuous duty, Option F40 = Sealing cover for ETU Option S07 = Locking provision against unauthorized closing Secured Open; for padlock device Padlocks are not included. | 87448 | 1 | Z\ | 1
3WA1110-2AC41-0AA0 |  | Withdrawable circuit breaker with guide frame, IEC 60947-2, frame size 1, 4-poles, N-pole left, In=1000A up to 690V AC 50/60Hz, breaking capacity N Icu=55/42kA at 500/690V, Trip unit ETU300 LSIG optimized for standard applica- tions, without display Protection LT, ST, INST, GF, include N-protection, (internal N-sensor available), incl. trip alarm switch (1xCO), rear connection vertical, guide frame with shutter and w/o position signalling switch, without Com & metering function Manual operating mechanism with mechanical closing, without Spring charging motor, Ready-to-close signal. switch, Auxiliary switches 2NO+2NC, without Closing coil (CC), manual operating mechanism with mechanical closing, without Remote trip alarm reset coil (RR), without 2nd shunt trip, without 1st Shunt trip | 103000 | 1 | Z\ | 1
3WA1110-2AC42-0AA0 |  | Withdrawable circuit breaker with guide frame, IEC 60947-2, frame size 1, 4-poles, N-pole left, In=1000A up to 690V AC 50/60Hz, breaking capacity N Icu=55/42kA at 500/690V, Trip unit ETU300 LSIG optimized for standard applica- tions, without display Protection LT, ST, INST, GF, include N-protection, (internal N-sensor available), incl. trip alarm switch (1xCO), rear connection horizontal, guide frame with shutter and w/o position signalling switch, without Com & metering function Manual operating mechanism with mechanical closing, without Spring charging motor, Ready-to-close signal. switch, Auxiliary switches 2NO+2NC, without Closing coil (CC), manual operating mechanism with mechanical closing, without Remote trip alarm reset coil (RR), without 2nd shunt trip, without 1st Shunt trip | 100000 | 1 | Z\ | 1
3WA1110-2AC43-0AA0 |  | Withdrawable circuit breaker with guide frame, IEC 60947-2, frame size 1, 4-poles, N-pole left, In=1000A up to 690V AC 50/60Hz, breaking capacity N Icu=55/42kA at 500/690V, Trip unit ETU300 LSIG optimized for standard applica- tions, without display Protection LT, ST, INST, GF, include N-protection, (internal N-sensor available), incl. trip alarm switch (1xCO), front connection double hole, guide frame with shutter and w/o position signalling switch, without Com & metering function Manual operating mechanism with mechanical closing, without Spring charging motor, Ready-to-close signal. switch, Auxiliary switches 2NO+2NC, without Closing coil (CC), manual operating mechanism with mechanical closing, without Remote trip alarm reset coil (RR), without 2nd shunt trip, without 1st Shunt trip | 108000 | 1 | Z\ | 1
3WA1110-2AC44-0AA0 |  | Withdrawable circuit breaker with guide frame, IEC 60947-2, frame size 1, 4-poles, N-pole left, In=1000A up to 690V AC 50/60Hz, breaking capacity N Icu=55/42kA at 500/690V, Trip unit ETU300 LSIG optimized for standard applica- tions, without display Protection LT, ST, INST, GF, include N-protection, (internal N-sensor available), incl. trip alarm switch (1xCO), rear connection flange, guide frame with shutter and w/o position signalling switch, without Com & metering function Manual operating mechanism with mechanical closing, without Spring charging motor, Ready-to-close signal. switch, Auxiliary switches 2NO+2NC, without Closing coil (CC), manual operating mechanism with mechanical closing, without Remote trip alarm reset coil (RR), without 2nd shunt trip, without 1st Shunt trip | 100000 | 1 | Z\ | 1
3WA1110-2AE01-0AA0 |  | Fixed-mounted circuit breaker IEC 60947-2, frame size 1, 3-poles, In=1000A up to 690V AC 50/60Hz, breaking capacity N Icu=55/42kA at 500/690V, Trip unit ETU600 LSI upgrade ready , colordisplay, bluetooth and USB interface, Protection LT, ST, INST, N-protection required an external N-sensor, incl. trip alarm switch (1xCO), rear connection vertical, without Com & metering function Manual operating mechanism with mechanical closing, without Spring charging motor, Ready-to-close signal. switch, Auxiliary switches 2NO+2NC, without Closing coil (CC), manual operating mechanism with mechanical closing, without Remote trip alarm reset coil (RR), without 2nd shunt trip, without 1st Shunt trip | 58600 | 1 | Z\ | 1
3WA1110-2AE02-0AA0 |  | Fixed-mounted circuit breaker IEC 60947-2, frame size 1, 3-poles, In=1000A up to 690V AC 50/60Hz, breaking capacity N Icu=55/42kA at 500/690V, Trip unit ETU600 LSI upgrade ready , colordisplay, bluetooth and USB interface, Protection LT, ST, INST, N-protection required an external N-sensor, incl. trip alarm switch (1xCO), rear connection horizontal, without Com & metering function Manual operating mechanism with mechanical closing, without Spring charging motor, Ready-to-close signal. switch, Auxiliary switches 2NO+2NC, without Closing coil (CC), manual operating mechanism with mechanical closing, without Remote trip alarm reset coil (RR), without 2nd shunt trip, without 1st Shunt trip | 56800 | 1 | Z\ | 1
3WA1110-2AE03-0AA0 |  | Fixed-mounted circuit breaker IEC 60947-2, frame size 1, 3-poles, In=1000A up to 690V AC 50/60Hz, breaking capacity N Icu=55/42kA at 500/690V, Trip unit ETU600 LSI upgrade ready , colordisplay, bluetooth and USB interface, Protection LT, ST, INST, N-protection required an external N-sensor, incl. trip alarm switch (1xCO), front connection double hole, without Com & metering function Manual operating mechanism with mechanical closing, without Spring charging motor, Ready-to-close signal. switch, Auxiliary switches 2NO+2NC, without Closing coil (CC), manual operating mechanism with mechanical closing, without Remote trip alarm reset coil (RR), without 2nd shunt trip, without 1st Shunt trip | 62200 | 1 | Z\ | 1
3WA1110-2AE11-0AA0 |  | Fixed-mounted circuit breaker IEC 60947-2, frame size 1, 4-poles, N-pole left, In=1000A up to 690V AC 50/60Hz, breaking capacity N Icu=55/42kA at 500/690V, Trip unit ETU600 LSI upgrade ready , colordisplay, bluetooth and USB interface, Protection LT, ST, INST, include N-protection, (internal N-sensor available), incl. trip alarm switch (1xCO), rear connection vertical, without Com & metering function Manual operating mechanism with mechanical closing, without Spring charging motor, Ready-to-close signal. switch, Auxiliary switches 2NO+2NC, without Closing coil (CC), manual operating mechanism with mechanical closing, without Remote trip alarm reset coil (RR), without 2nd shunt trip, without 1st Shunt trip | 77400 | 1 | Z\ | 1
3WA1110-2AE12-0AA0 |  | Fixed-mounted circuit breaker IEC 60947-2, frame size 1, 4-poles, N-pole left, In=1000A up to 690V AC 50/60Hz, breaking capacity N Icu=55/42kA at 500/690V, Trip unit ETU600 LSI upgrade ready , colordisplay, bluetooth and USB interface, Protection LT, ST, INST, include N-protection, (internal N-sensor available), incl. trip alarm switch (1xCO), rear connection horizontal, without Com & metering function Manual operating mechanism with mechanical closing, without Spring charging motor, Ready-to-close signal. switch, Auxiliary switches 2NO+2NC, without Closing coil (CC), manual operating mechanism with mechanical closing, without Remote trip alarm reset coil (RR), without 2nd shunt trip, without 1st Shunt trip | 75000 | 1 | Z\ | 1
3WA1110-2AE13-0AA0 |  | Fixed-mounted circuit breaker IEC 60947-2, frame size 1, 4-poles, N-pole left, In=1000A up to 690V AC 50/60Hz, breaking capacity N Icu=55/42kA at 500/690V, Trip unit ETU600 LSI upgrade ready , colordisplay, bluetooth and USB interface, Protection LT, ST, INST, include N-protection, (internal N-sensor available), incl. trip alarm switch (1xCO), front connection double hole, without Com & metering function Manual operating mechanism with mechanical closing, without Spring charging motor, Ready-to-close signal. switch, Auxiliary switches 2NO+2NC, without Closing coil (CC), manual operating mechanism with mechanical closing, without Remote trip alarm reset coil (RR), without 2nd shunt trip, without 1st Shunt trip | 82200 | 1 | Z\ | 1
3WA1110-2AE21-0AA0 |  | fixed-mounted circuit breaker, IEC 60947-2, size 1, 4-pole, N pole on right, In=1000 A up to 690 V AC 50/60 Hz, breaking capacity N Icc=55/42 kA at 500/690 V, tripping unit ETU600 LSI upgradeable, color display, Bluetooth, USB interface, basic protection LT, ST, INST, including protection of the N conductor (internal neutral point sensor available), trip alarm switch (1 x CO), connection at rear vertical, without Com & metering function Manual operating mechanism with mechanical closing, without Spring charging motor, Ready-to-close signal. switch, Auxiliary switches 2NO+2NC, without Closing coil (CC), manual operating mechanism with mechanical closing, without Remote trip alarm reset coil (RR), without 2nd shunt trip, without 1st Shunt trip | 77400 | 1 | Z\ | 1
3WA1110-2AE22-0AA0 |  | fixed-mounted circuit breaker, IEC 60947-2, size 1, 4-pole, N pole on right, In=1000 A up to 690 V AC 50/60 Hz, breaking capacity N Icc=55/42 kA at 500/690 V, tripping unit ETU600 LSI upgradeable, color display, Bluetooth, USB interface, basic protection LT, ST, INST, including protection of the N conductor (internal neutral point sensor available), trip alarm switch (1 x CO), connection at rear horizontal without Com & metering function Manual operating mechanism with mechanical closing, without Spring charging motor, Ready-to-close signal. switch, Auxiliary switches 2NO+2NC, without Closing coil (CC), manual operating mechanism with mechanical closing, without Remote trip alarm reset coil (RR), without 2nd shunt trip, without 1st Shunt trip | 75000 | 1 | Z\ | 1
3WA1110-2AE23-0AA0 |  | fixed-mounted circuit breaker, IEC 60947-2, size 1, 4-pole, N pole on right, In=1000 A up to 690 V AC 50/60 Hz, breaking capacity N Icc=55/42 kA at 500/690 V, tripping unit ETU600 LSI upgradeable, color display, Bluetooth, USB interface, basic protection LT, ST, INST, including protection of the N conductor (internal neutral point sensor available), trip alarm switch (1 x CO), front connection double hole, without Com & metering function Manual operating mechanism with mechanical closing, without Spring charging motor, Ready-to-close signal. switch, Auxiliary switches 2NO+2NC, without Closing coil (CC), manual operating mechanism with mechanical closing, without Remote trip alarm reset coil (RR), without 2nd shunt trip, without 1st Shunt trip | 82200 | 1 | Z\ | 1
3WA1110-2AE31-0AA0 |  | Withdrawable circuit breaker with guide frame, IEC 60947-2, frame size 1, 3-poles, In=1000A up to 690V AC 50/60Hz, breaking capacity N Icu=55/42kA at 500/690V, Trip unit ETU600 LSI upgrade ready , colordisplay, bluetooth and USB interface, Protection LT, ST, INST, N-protection required an external N-sensor, incl. trip alarm switch (1xCO), rear connection vertical, guide frame with shutter and w/o position signalling switch, without Com & metering function Manual operating mechanism with mechanical closing, without Spring charging motor, Ready-to-close signal. switch, Auxiliary switches 2NO+2NC, without Closing coil (CC), manual operating mechanism with mechanical closing, without Remote trip alarm reset coil (RR), without 2nd shunt trip, without 1st Shunt trip | 77100 | 1 | Z\ | 1
3WA1110-2AE32-0AA0 |  | Withdrawable circuit breaker with guide frame, IEC 60947-2, frame size 1, 3-poles, In=1000A up to 690V AC 50/60Hz, breaking capacity N Icu=55/42kA at 500/690V, Trip unit ETU600 LSI upgrade ready , colordisplay, bluetooth and USB interface, Protection LT, ST, INST, N-protection required an external N-sensor, incl. trip alarm switch (1xCO), rear connection horizontal, guide frame with shutter and w/o position signalling switch, without Com & metering function Manual operating mechanism with mechanical closing, without Spring charging motor, Ready-to-close signal. switch, Auxiliary switches 2NO+2NC, without Closing coil (CC), manual operating mechanism with mechanical closing, without Remote trip alarm reset coil (RR), without 2nd shunt trip, without 1st Shunt trip | 75300 | 1 | Z\ | 1
3WA1110-2AE32-0HA3-Z | S07T40 | Withdrawable circuit breaker with guide frame, IEC 60947-2, frame size 1, 3-poles, In=1000A up to 690V AC 50/60Hz, breaking capacity N Icu=55/42kA at 500/690V, Trip unit ETU600 LSI upgrade ready , colordisplay, bluetooth and USB interface, Protection LT, ST, INST, N-protection required an external N-sensor, incl. trip alarm switch (1xCO), rear connection horizontal, guide frame with shutter and w/o position signalling switch, without Com & metering function Manual operating mechanism with mechanical closing, without Spring charging motor, Ready-to-close signal. switch, Auxiliary switches 2NO+2NC, Closing coil (CC) 100% OP 110-127 V AC / 110-125 V DC, applicable for continuous duty, Remote trip alarm reset (RR) 110-127 V AC / 110-125 V DC for momentary duty, without 2nd shunt trip, Shunt trip (ST) 100% OP 110-127 V AC / 110-125 V DC, suitable for continuous duty, Option S07 = Locking provision against unauthorized closing Secured Open; for padlock device Padlocks are not included. Option T40 = Door sealing frame IP41 | 90150 | 1 | Z\ | 1
3WA1110-2AE32-3DD3-Z | T40 | Withdrawable circuit breaker with guide frame, IEC 60947-2, frame size 1, 3-poles, In=1000A up to 690V AC 50/60Hz, breaking capacity N Icu=55/42kA at 500/690V, Trip unit ETU600 LSI upgrade ready , colordisplay, bluetooth and USB interface, Protection LT, ST, INST, N-protection required an external N-sensor, incl. trip alarm switch (1xCO), rear connection horizontal, guide frame with shutter and w/o position signalling switch, without Com & metering function with manual and motorized operating mechanism (M) 110-127 V AC / 110-125 V DC, Storage status and ready-to- close signaling switches, Auxiliary switches 2NO+2NC, Closing coil (CC) 100% OP 110-127 V AC / 110-125 V DC, applicable for continuous duty, without Remote trip alarm reset coil (RR), Shunt trip (ST2) 100% OP 110-127 V AC / 110-125 V DC, suitable for continuous duty, Shunt trip (ST) 100% OP 110-127 V AC / 110-125 V DC, suitable for continuous duty, Option T40 = Door sealing frame IP41 | 102310 | 1 | Z\ | 1
3WA1110-2AE33-0AA0 |  | Withdrawable circuit breaker with guide frame, IEC 60947-2, frame size 1, 3-poles, In=1000A up to 690V AC 50/60Hz, breaking capacity N Icu=55/42kA at 500/690V, Trip unit ETU600 LSI upgrade ready , colordisplay, bluetooth and USB interface, Protection LT, ST, INST, N-protection required an external N-sensor, incl. trip alarm switch (1xCO), front connection double hole, guide frame with shutter and w/o position signalling switch, without Com & metering function Manual operating mechanism with mechanical closing, without Spring charging motor, Ready-to-close signal. switch, Auxiliary switches 2NO+2NC, without Closing coil (CC), manual operating mechanism with mechanical closing, without Remote trip alarm reset coil (RR), without 2nd shunt trip, without 1st Shunt trip | 80700 | 1 | Z\ | 1
3WA1110-2AE34-0AA0 |  | Withdrawable circuit breaker with guide frame, IEC 60947-2, frame size 1, 3-poles, In=1000A up to 690V AC 50/60Hz, breaking capacity N Icu=55/42kA at 500/690V, Trip unit ETU600 LSI upgrade ready , colordisplay, bluetooth and USB interface, Protection LT, ST, INST, N-protection required an external N-sensor, incl. trip alarm switch (1xCO), rear connection flange, guide frame with shutter and w/o position signalling switch, without Com & metering function Manual operating mechanism with mechanical closing, without Spring charging motor, Ready-to-close signal. switch, Auxiliary switches 2NO+2NC, without Closing coil (CC), manual operating mechanism with mechanical closing, without Remote trip alarm reset coil (RR), without 2nd shunt trip, without 1st Shunt trip | 75300 | 1 | Z\ | 1
3WA1110-2AE41-0AA0 |  | Withdrawable circuit breaker with guide frame, IEC 60947-2, frame size 1, 4-poles, N-pole left, In=1000A up to 690V AC 50/60Hz, breaking capacity N Icu=55/42kA at 500/690V, Trip unit ETU600 LSI upgrade ready , colordisplay, bluetooth and USB interface, Protection LT, ST, INST, include N-protection, (internal N-sensor available), incl. trip alarm switch (1xCO), rear connection vertical, guide frame with shutter and w/o position signalling switch, without Com & metering function Manual operating mechanism with mechanical closing, without Spring charging motor, Ready-to-close signal. switch, Auxiliary switches 2NO+2NC, without Closing coil (CC), manual operating mechanism with mechanical closing, without Remote trip alarm reset coil (RR), without 2nd shunt trip, without 1st Shunt trip | 102000 | 1 | Z\ | 1
3WA1110-2AE42-0AA0 |  | Withdrawable circuit breaker with guide frame, IEC 60947-2, frame size 1, 4-poles, N-pole left, In=1000A up to 690V AC 50/60Hz, breaking capacity N Icu=55/42kA at 500/690V, Trip unit ETU600 LSI upgrade ready , colordisplay, bluetooth and USB interface, Protection LT, ST, INST, include N-protection, (internal N-sensor available), incl. trip alarm switch (1xCO), rear connection horizontal, guide frame with shutter and w/o position signalling switch, without Com & metering function Manual operating mechanism with mechanical closing, without Spring charging motor, Ready-to-close signal. switch, Auxiliary switches 2NO+2NC, without Closing coil (CC), manual operating mechanism with mechanical closing, without Remote trip alarm reset coil (RR), without 2nd shunt trip, without 1st Shunt trip | 99300 | 1 | Z\ | 1
3WA1110-2AE43-0AA0 |  | Withdrawable circuit breaker with guide frame, IEC 60947-2, frame size 1, 4-poles, N-pole left, In=1000A up to 690V AC 50/60Hz, breaking capacity N Icu=55/42kA at 500/690V, Trip unit ETU600 LSI upgrade ready , colordisplay, bluetooth and USB interface, Protection LT, ST, INST, include N-protection, (internal N-sensor available), incl. trip alarm switch (1xCO), front connection double hole, guide frame with shutter and w/o position signalling switch, without Com & metering function Manual operating mechanism with mechanical closing, without Spring charging motor, Ready-to-close signal. switch, Auxiliary switches 2NO+2NC, without Closing coil (CC), manual operating mechanism with mechanical closing, without Remote trip alarm reset coil (RR), without 2nd shunt trip, without 1st Shunt trip | 107000 | 1 | Z\ | 1
3WA1110-2AE44-0AA0 |  | Withdrawable circuit breaker with guide frame, IEC 60947-2, frame size 1, 4-poles, N-pole left, In=1000A up to 690V AC 50/60Hz, breaking capacity N Icu=55/42kA at 500/690V, Trip unit ETU600 LSI upgrade ready , colordisplay, bluetooth and USB interface, Protection LT, ST, INST, include N-protection, (internal N-sensor available), incl. trip alarm switch (1xCO), rear connection flange, guide frame with shutter and w/o position signalling switch, without Com & metering function Manual operating mechanism with mechanical closing, without Spring charging motor, Ready-to-close signal. switch, Auxiliary switches 2NO+2NC, without Closing coil (CC), manual operating mechanism with mechanical closing, without Remote trip alarm reset coil (RR), without 2nd shunt trip, without 1st Shunt trip | 99300 | 1 | Z\ | 1
3WA1110-2AF01-0AA0 |  | Fixed-mounted circuit breaker IEC 60947-2, frame size 1, 3-poles, In=1000A up to 690V AC 50/60Hz, breaking capacity N Icu=55/42kA at 500/690V, Trip unit ETU600 LSIG upgrade ready , colordisplay, bluetooth and USB interface, Protection LT, ST, INST, GFx, N-protection required an external N-sensor, incl. trip alarm switch (1xCO), rear connection vertical, without Com & metering function Manual operating mechanism with mechanical closing, without Spring charging motor, Ready-to-close signal. switch, Auxiliary switches 2NO+2NC, without Closing coil (CC), manual operating mechanism with mechanical closing, without Remote trip alarm reset coil (RR), without 2nd shunt trip, without 1st Shunt trip | 69200 | 1 | Z\ | 1
3WA1110-2AF01-3DD3-Z | F40T40 | Fixed-mounted circuit breaker IEC 60947-2, frame size 1, 3-poles, In=1000A up to 690V AC 50/60Hz, breaking capacity N Icu=55/42kA at 500/690V, Trip unit ETU600 LSIG upgrade ready , colordisplay, bluetooth and USB interface, Protection LT, ST, INST, GFx, N-protection required an external N-sensor, incl. trip alarm switch (1xCO), rear connection vertical, without Com & metering function with manual and motorized operating mechanism (M) 110-127 V AC / 110-125 V DC, Storage status and ready-to- close signaling switches, Auxiliary switches 2NO+2NC, Closing coil (CC) 100% OP 110-127 V AC / 110-125 V DC, applicable for continuous duty, without Remote trip alarm reset coil (RR), Shunt trip (ST2) 100% OP 110-127 V AC / 110-125 V DC, suitable for continuous duty, Shunt trip (ST) 100% OP 110-127 V AC / 110-125 V DC, suitable for continuous duty, Option F40 = Sealing cover for ETU Option T40 = Door sealing frame IP41 | 96738 | 1 | Z\ | 1
3WA1110-2AF02-0AA0 |  | Fixed-mounted circuit breaker IEC 60947-2, frame size 1, 3-poles, In=1000A up to 690V AC 50/60Hz, breaking capacity N Icu=55/42kA at 500/690V, Trip unit ETU600 LSIG upgrade ready , colordisplay, bluetooth and USB interface, Protection LT, ST, INST, GFx, N-protection required an external N-sensor, incl. trip alarm switch (1xCO), rear connection horizontal, without Com & metering function Manual operating mechanism with mechanical closing, without Spring charging motor, Ready-to-close signal. switch, Auxiliary switches 2NO+2NC, without Closing coil (CC), manual operating mechanism with mechanical closing, without Remote trip alarm reset coil (RR), without 2nd shunt trip, without 1st Shunt trip | 67400 | 1 | Z\ | 1
3WA1110-2AF03-0AA0 |  | Fixed-mounted circuit breaker IEC 60947-2, frame size 1, 3-poles, In=1000A up to 690V AC 50/60Hz, breaking capacity N Icu=55/42kA at 500/690V, Trip unit ETU600 LSIG upgrade ready , colordisplay, bluetooth and USB interface, Protection LT, ST, INST, GFx, N-protection required an external N-sensor, incl. trip alarm switch (1xCO), front connection double hole, without Com & metering function Manual operating mechanism with mechanical closing, without Spring charging motor, Ready-to-close signal. switch, Auxiliary switches 2NO+2NC, without Closing coil (CC), manual operating mechanism with mechanical closing, without Remote trip alarm reset coil (RR), without 2nd shunt trip, without 1st Shunt trip | 72900 | 1 | Z\ | 1
3WA1110-2AF11-0AA0 |  | Fixed-mounted circuit breaker IEC 60947-2, frame size 1, 4-poles, N-pole left, In=1000A up to 690V AC 50/60Hz, breaking capacity N Icu=55/42kA at 500/690V, Trip unit ETU600 LSIG upgrade ready , colordisplay, bluetooth and USB interface, Protection LT, ST, INST, GFx, include N-protection, (internal N-sensor available), incl. trip alarm switch (1xCO), rear connection vertical, without Com & metering function Manual operating mechanism with mechanical closing, without Spring charging motor, Ready-to-close signal. switch, Auxiliary switches 2NO+2NC, without Closing coil (CC), manual operating mechanism with mechanical closing, without Remote trip alarm reset coil (RR), without 2nd shunt trip, without 1st Shunt trip | 88000 | 1 | Z\ | 1
3WA1110-2AF12-0AA0 |  | Fixed-mounted circuit breaker IEC 60947-2, frame size 1, 4-poles, N-pole left, In=1000A up to 690V AC 50/60Hz, breaking capacity N Icu=55/42kA at 500/690V, Trip unit ETU600 LSIG upgrade ready , colordisplay, bluetooth and USB interface, Protection LT, ST, INST, GFx, include N-protection, (internal N-sensor available), incl. trip alarm switch (1xCO), rear connection horizontal, without Com & metering function Manual operating mechanism with mechanical closing, without Spring charging motor, Ready-to-close signal. switch, Auxiliary switches 2NO+2NC, without Closing coil (CC), manual operating mechanism with mechanical closing, without Remote trip alarm reset coil (RR), without 2nd shunt trip, without 1st Shunt trip | 85600 | 1 | Z\ | 1
3WA1110-2AF13-0AA0 |  | Fixed-mounted circuit breaker IEC 60947-2, frame size 1, 4-poles, N-pole left, In=1000A up to 690V AC 50/60Hz, breaking capacity N Icu=55/42kA at 500/690V, Trip unit ETU600 LSIG upgrade ready , colordisplay, bluetooth and USB interface, Protection LT, ST, INST, GFx, include N-protection, (internal N-sensor available), incl. trip alarm switch (1xCO), front connection double hole, without Com & metering function Manual operating mechanism with mechanical closing, without Spring charging motor, Ready-to-close signal. switch, Auxiliary switches 2NO+2NC, without Closing coil (CC), manual operating mechanism with mechanical closing, without Remote trip alarm reset coil (RR), without 2nd shunt trip, without 1st Shunt trip | 92800 | 1 | Z\ | 1
3WA1110-2AF21-0AA0 |  | fixed-mounted circuit breaker, IEC 60947-2, size 1, 4-pole, N pole on right, In=1000 A up to 690 V AC 50/60 Hz, breaking capacity N Icc=55/42 kA at 500/690 V, tripping unit ETU600 LSIG upgradeable, color display, Bluetooth, USB interface, basic protection LT, ST, INST, GFx, including protection of the N conductor (internal neutral point sensor available), trip alarm switch (1 x CO), connection at rear vertical, without Com & metering function Manual operating mechanism with mechanical closing, without Spring charging motor, Ready-to-close signal. switch, Auxiliary switches 2NO+2NC, without Closing coil (CC), manual operating mechanism with mechanical closing, without Remote trip alarm reset coil (RR), without 2nd shunt trip, without 1st Shunt trip | 88000 | 1 | Z\ | 1
3WA1110-2AF22-0AA0 |  | fixed-mounted circuit breaker, IEC 60947-2, size 1, 4-pole, N pole on right, In=1000 A up to 690 V AC 50/60 Hz, breaking capacity N Icc=55/42 kA at 500/690 V, tripping unit ETU600 LSIG upgradeable, color display, Bluetooth, USB interface, basic protection LT, ST, INST, GFx, including protection of the N conductor (internal neutral point sensor available), trip alarm switch (1 x CO), connection at rear horizontal without Com & metering function Manual operating mechanism with mechanical closing, without Spring charging motor, Ready-to-close signal. switch, Auxiliary switches 2NO+2NC, without Closing coil (CC), manual operating mechanism with mechanical closing, without Remote trip alarm reset coil (RR), without 2nd shunt trip, without 1st Shunt trip | 85600 | 1 | Z\ | 1
3WA1110-2AF23-0AA0 |  | fixed-mounted circuit breaker, IEC 60947-2, size 1, 4-pole, N pole on right, In=1000 A up to 690 V AC 50/60 Hz, breaking capacity N Icc=55/42 kA at 500/690 V, tripping unit ETU600 LSIG upgradeable, color display, Bluetooth, USB interface, basic protection LT, ST, INST, GFx, including protection of the N conductor (internal neutral point sensor available), trip alarm switch (1 x CO), front connection double hole, without Com & metering function Manual operating mechanism with mechanical closing, without Spring charging motor, Ready-to-close signal. switch, Auxiliary switches 2NO+2NC, without Closing coil (CC), manual operating mechanism with mechanical closing, without Remote trip alarm reset coil (RR), without 2nd shunt trip, without 1st Shunt trip | 92800 | 1 | Z\ | 1
3WA1110-2AF31-0AA0 |  | Withdrawable circuit breaker with guide frame, IEC 60947-2, frame size 1, 3-poles, In=1000A up to 690V AC 50/60Hz, breaking capacity N Icu=55/42kA at 500/690V, Trip unit ETU600 LSIG upgrade ready , colordisplay, bluetooth and USB interface, Protection LT, ST, INST, GFx, N-protection required an external N-sensor, incl. trip alarm switch (1xCO), rear connection vertical, guide frame with shutter and w/o position signalling switch, without Com & metering function Manual operating mechanism with mechanical closing, without Spring charging motor, Ready-to-close signal. switch, Auxiliary switches 2NO+2NC, without Closing coil (CC), manual operating mechanism with mechanical closing, without Remote trip alarm reset coil (RR), without 2nd shunt trip, without 1st Shunt trip | 87700 | 1 | Z\ | 1
3WA1110-2AF32-0AA0 |  | Withdrawable circuit breaker with guide frame, IEC 60947-2, frame size 1, 3-poles, In=1000A up to 690V AC 50/60Hz, breaking capacity N Icu=55/42kA at 500/690V, Trip unit ETU600 LSIG upgrade ready , colordisplay, bluetooth and USB interface, Protection LT, ST, INST, GFx, N-protection required an external N-sensor, incl. trip alarm switch (1xCO), rear connection horizontal, guide frame with shutter and w/o position signalling switch, without Com & metering function Manual operating mechanism with mechanical closing, without Spring charging motor, Ready-to-close signal. switch, Auxiliary switches 2NO+2NC, without Closing coil (CC), manual operating mechanism with mechanical closing, without Remote trip alarm reset coil (RR), without 2nd shunt trip, without 1st Shunt trip | 85900 | 1 | Z\ | 1
3WA1110-2AF32-7DE3-Z | T40 | Withdrawable circuit breaker with guide frame, IEC 60947-2, frame size 1, 3-poles, In=1000A up to 690V AC 50/60Hz, breaking capacity N Icu=55/42kA at 500/690V, Trip unit ETU600 LSIG upgrade ready , colordisplay, bluetooth and USB interface, Protection LT, ST, INST, GFx, N-protection required an external N-sensor, incl. trip alarm switch (1xCO), rear connection horizontal, guide frame with shutter and w/o position signalling switch, without Com & metering function with manual and motorized operating mechanism (M) 110-127 V AC / 110-125 V DC, Storage status and ready-to- close signaling switches, Auxiliary switches 4NO+4NC, Closing coil (CC) 100% OP 110-127 V AC / 110-125 V DC, applicable for continuous duty, without Remote trip alarm reset coil (RR), Shunt trip (ST2) 100% OP 208-240 V AC / 220-250 V DC, suitable for continuous duty, Shunt trip (ST) 100% OP 110-127 V AC / 110-125 V DC, suitable for continuous duty, Option T40 = Door sealing frame IP41 | 116010 | 1 | Z\ | 1
3WA1110-2AF33-0AA0 |  | Withdrawable circuit breaker with guide frame, IEC 60947-2, frame size 1, 3-poles, In=1000A up to 690V AC 50/60Hz, breaking capacity N Icu=55/42kA at 500/690V, Trip unit ETU600 LSIG upgrade ready , colordisplay, bluetooth and USB interface, Protection LT, ST, INST, GFx, N-protection required an external N-sensor, incl. trip alarm switch (1xCO), front connection double hole, guide frame with shutter and w/o position signalling switch, without Com & metering function Manual operating mechanism with mechanical closing, without Spring charging motor, Ready-to-close signal. switch, Auxiliary switches 2NO+2NC, without Closing coil (CC), manual operating mechanism with mechanical closing, without Remote trip alarm reset coil (RR), without 2nd shunt trip, without 1st Shunt trip | 91300 | 1 | Z\ | 1
3WA1110-2AF34-0AA0 |  | Withdrawable circuit breaker with guide frame, IEC 60947-2, frame size 1, 3-poles, In=1000A up to 690V AC 50/60Hz, breaking capacity N Icu=55/42kA at 500/690V, Trip unit ETU600 LSIG upgrade ready , colordisplay, bluetooth and USB interface, Protection LT, ST, INST, GFx, N-protection required an external N-sensor, incl. trip alarm switch (1xCO), rear connection flange, guide frame with shutter and w/o position signalling switch, without Com & metering function Manual operating mechanism with mechanical closing, without Spring charging motor, Ready-to-close signal. switch, Auxiliary switches 2NO+2NC, without Closing coil (CC), manual operating mechanism with mechanical closing, without Remote trip alarm reset coil (RR), without 2nd shunt trip, without 1st Shunt trip | 85900 | 1 | Z\ | 1
3WA1110-2AF34-1DD0-Z | S33T40 | Withdrawable circuit breaker with guide frame, IEC 60947-2, frame size 1, 3-poles, In=1000A up to 690V AC 50/60Hz, breaking capacity N Icu=55/42kA at 500/690V, Trip unit ETU600 LSIG upgrade ready , colordisplay, bluetooth and USB interface, Protection LT, ST, INST, GFx, N-protection required an external N-sensor, incl. trip alarm switch (1xCO), rear connection flange, guide frame with shutter and w/o position signalling switch, without Com & metering function Manual operating mechanism with mechanical closing, without Spring charging motor, Ready-to-close signal. switch, Auxiliary switches 4NO+4NC, Closing coil (CC) 100% OP 110-127 V AC / 110-125 V DC, applicable for continuous duty, without Remote trip alarm reset coil (RR), Shunt trip (ST2) 100% OP 110-127 V AC / 110-125 V DC, suitable for continuous duty, without 1st Shunt trip Option S33 = Locking provision for Padlock device for charging handle padlocks are not included Option T40 = Door sealing frame IP41 | 100020 | 1 | Z\ | 1
3WA1110-2AF41-0AA0 |  | Withdrawable circuit breaker with guide frame, IEC 60947-2, frame size 1, 4-poles, N-pole left, In=1000A up to 690V AC 50/60Hz, breaking capacity N Icu=55/42kA at 500/690V, Trip unit ETU600 LSIG upgrade ready , colordisplay, bluetooth and USB interface, Protection LT, ST, INST, GFx, include N-protection, (internal N-sensor available), incl. trip alarm switch (1xCO), rear connection vertical, guide frame with shutter and w/o position signalling switch, without Com & metering function Manual operating mechanism with mechanical closing, without Spring charging motor, Ready-to-close signal. switch, Auxiliary switches 2NO+2NC, without Closing coil (CC), manual operating mechanism with mechanical closing, without Remote trip alarm reset coil (RR), without 2nd shunt trip, without 1st Shunt trip | 112000 | 1 | Z\ | 1
3WA1110-2AF42-0AA0 |  | Withdrawable circuit breaker with guide frame, IEC 60947-2, frame size 1, 4-poles, N-pole left, In=1000A up to 690V AC 50/60Hz, breaking capacity N Icu=55/42kA at 500/690V, Trip unit ETU600 LSIG upgrade ready , colordisplay, bluetooth and USB interface, Protection LT, ST, INST, GFx, include N-protection, (internal N-sensor available), incl. trip alarm switch (1xCO), rear connection horizontal, guide frame with shutter and w/o position signalling switch, without Com & metering function Manual operating mechanism with mechanical closing, without Spring charging motor, Ready-to-close signal. switch, Auxiliary switches 2NO+2NC, without Closing coil (CC), manual operating mechanism with mechanical closing, without Remote trip alarm reset coil (RR), without 2nd shunt trip, without 1st Shunt trip | 110000 | 1 | Z\ | 1
3WA1110-2AF43-0AA0 |  | Withdrawable circuit breaker with guide frame, IEC 60947-2, frame size 1, 4-poles, N-pole left, In=1000A up to 690V AC 50/60Hz, breaking capacity N Icu=55/42kA at 500/690V, Trip unit ETU600 LSIG upgrade ready , colordisplay, bluetooth and USB interface, Protection LT, ST, INST, GFx, include N-protection, (internal N-sensor available), incl. trip alarm switch (1xCO), front connection double hole, guide frame with shutter and w/o position signalling switch, without Com & metering function Manual operating mechanism with mechanical closing, without Spring charging motor, Ready-to-close signal. switch, Auxiliary switches 2NO+2NC, without Closing coil (CC), manual operating mechanism with mechanical closing, without Remote trip alarm reset coil (RR), without 2nd shunt trip, without 1st Shunt trip | 117000 | 1 | Z\ | 1
3WA1110-2AF44-0AA0 |  | Withdrawable circuit breaker with guide frame, IEC 60947-2, frame size 1, 4-poles, N-pole left, In=1000A up to 690V AC 50/60Hz, breaking capacity N Icu=55/42kA at 500/690V, Trip unit ETU600 LSIG upgrade ready , colordisplay, bluetooth and USB interface, Protection LT, ST, INST, GFx, include N-protection, (internal N-sensor available), incl. trip alarm switch (1xCO), rear connection flange, guide frame with shutter and w/o position signalling switch, without Com & metering function Manual operating mechanism with mechanical closing, without Spring charging motor, Ready-to-close signal. switch, Auxiliary switches 2NO+2NC, without Closing coil (CC), manual operating mechanism with mechanical closing, without Remote trip alarm reset coil (RR), without 2nd shunt trip, without 1st Shunt trip | 110000 | 1 | Z\ | 1
3WA1110-2CA01-0AA0 |  | Non-automatic circuit breaker Fixed-mounted version, IEC 60947-2, frame size 1, 3-poles, In=1000A up to 690V AC 50/60Hz, breaking capacity N Icc=55/42kA at 500/690V, without electr. trip unit ETU, rear connection vertical, able to communication, Manual operating mechanism with mechanical closing, without Spring charging motor, Ready-to-close signal. switch, Auxiliary switches 2NO+2NC, without Closing coil (CC), manual operating mechanism with mechanical closing, without Remote trip alarm reset coil (RR), without 2nd shunt trip, without 1st Shunt trip | 53630 | 1 | Z\ | 1
3WA1110-2CA02-0AA0 |  | Non-automatic circuit breaker Fixed-mounted version, IEC 60947-2, frame size 1, 3-poles, In=1000A up to 690V AC 50/60Hz, breaking capacity N Icc=55/42kA at 500/690V, without electr. trip unit ETU, rear connection horizontal, able to communication, Manual operating mechanism with mechanical closing, without Spring charging motor, Ready-to-close signal. switch, Auxiliary switches 2NO+2NC, without Closing coil (CC), manual operating mechanism with mechanical closing, without Remote trip alarm reset coil (RR), without 2nd shunt trip, without 1st Shunt trip | 51830 | 1 | Z\ | 1
3WA1110-2CA03-0AA0 |  | Non-automatic circuit breaker Fixed-mounted version, IEC 60947-2, frame size 1, 3-poles, In=1000A up to 690V AC 50/60Hz, breaking capacity N Icc=55/42kA at 500/690V, without electr. trip unit ETU, front connection double hole, able to communication, Manual operating mechanism with mechanical closing, without Spring charging motor, Ready-to-close signal. switch, Auxiliary switches 2NO+2NC, without Closing coil (CC), manual operating mechanism with mechanical closing, without Remote trip alarm reset coil (RR), without 2nd shunt trip, without 1st Shunt trip | 57230 | 1 | Z\ | 1
3WA1110-2CA11-0AA0 |  | Non-automatic circuit breaker Fixed-mounted version, IEC 60947-2, frame size 1, 4-poles, N-pole left, In=1000A up to 690V AC 50/60Hz, breaking capacity N Icc=55/42kA at 500/690V, without electr. trip unit ETU, rear connection vertical, able to communication, Manual operating mechanism with mechanical closing, without Spring charging motor, Ready-to-close signal. switch, Auxiliary switches 2NO+2NC, without Closing coil (CC), manual operating mechanism with mechanical closing, without Remote trip alarm reset coil (RR), without 2nd shunt trip, without 1st Shunt trip | 69330 | 1 | Z\ | 1
3WA1110-2CA12-0AA0 |  | Non-automatic circuit breaker Fixed-mounted version, IEC 60947-2, frame size 1, 4-poles, N-pole left, In=1000A up to 690V AC 50/60Hz, breaking capacity N Icc=55/42kA at 500/690V, without electr. trip unit ETU, rear connection horizontal, able to communication, Manual operating mechanism with mechanical closing, without Spring charging motor, Ready-to-close signal. switch, Auxiliary switches 2NO+2NC, without Closing coil (CC), manual operating mechanism with mechanical closing, without Remote trip alarm reset coil (RR), without 2nd shunt trip, without 1st Shunt trip | 66930 | 1 | Z\ | 1
3WA1110-2CA13-0AA0 |  | Non-automatic circuit breaker Fixed-mounted version, IEC 60947-2, frame size 1, 4-poles, N-pole left, In=1000A up to 690V AC 50/60Hz, breaking capacity N Icc=55/42kA at 500/690V, without electr. trip unit ETU, front connection double hole, able to communication, Manual operating mechanism with mechanical closing, without Spring charging motor, Ready-to-close signal. switch, Auxiliary switches 2NO+2NC, without Closing coil (CC), manual operating mechanism with mechanical closing, without Remote trip alarm reset coil (RR), without 2nd shunt trip, without 1st Shunt trip | 74230 | 1 | Z\ | 1
3WA1110-2CA21-0AA0 |  | AC non-automatic air circuit breaker 3WA, fixed-mounted version, IEC 60947-2, size 1, 4-pole, N pole on right, In=1000 A up to 690 V AC 50/60 Hz, breaking capacity N, Icc=55/42 kA at 500/690 V, without electronic trip unit ETU, connection at rear vertical, able to communication, Manual operating mechanism with mechanical closing, without Spring charging motor, Ready-to-close signal. switch, Auxiliary switches 2NO+2NC, without Closing coil (CC), manual operating mechanism with mechanical closing, without Remote trip alarm reset coil (RR), without 2nd shunt trip, without 1st Shunt trip | 69330 | 1 | Z\ | 1
3WA1110-2CA22-0AA0 |  | AC non-automatic air circuit breaker 3WA, fixed-mounted version, IEC 60947-2, size 1, 4-pole, N pole on right, In=1000 A up to 690 V AC 50/60 Hz, breaking capacity N, Icc=55/42 kA at 500/690 V, without electronic trip unit ETU, connection at rear horizontal able to communication, Manual operating mechanism with mechanical closing, without Spring charging motor, Ready-to-close signal. switch, Auxiliary switches 2NO+2NC, without Closing coil (CC), manual operating mechanism with mechanical closing, without Remote trip alarm reset coil (RR), without 2nd shunt trip, without 1st Shunt trip | 66930 | 1 | Z\ | 1
3WA1110-2CA23-0AA0 |  | AC non-automatic air circuit breaker 3WA, fixed-mounted version, IEC 60947-2, size 1, 4-pole, N pole on right, In=1000 A up to 690 V AC 50/60 Hz, breaking capacity N, Icc=55/42 kA at 500/690 V, without electronic trip unit ETU, front connection double hole, able to communication, Manual operating mechanism with mechanical closing, without Spring charging motor, Ready-to-close signal. switch, Auxiliary switches 2NO+2NC, without Closing coil (CC), manual operating mechanism with mechanical closing, without Remote trip alarm reset coil (RR), without 2nd shunt trip, without 1st Shunt trip | 74230 | 1 | Z\ | 1
3WA1110-2CA31-0AA0 |  | Non-automatic circuit breaker withdrawable version, with guide frame, IEC 60947-2, frame size 1, 3-poles, In=1000A up to 690V AC 50/60Hz, breaking capacity N Icc=55/42kA at 500/690V, without electr. trip unit ETU, rear connection vertical, guide frame with shutter and w/o position signalling switch, able to communication, Manual operating mechanism with mechanical closing, without Spring charging motor, Ready-to-close signal. switch, Auxiliary switches 2NO+2NC, without Closing coil (CC), manual operating mechanism with mechanical closing, without Remote trip alarm reset coil (RR), without 2nd shunt trip, without 1st Shunt trip | 69030 | 1 | Z\ | 1
3WA1110-2CA32-0AA0 |  | Non-automatic circuit breaker withdrawable version, with guide frame, IEC 60947-2, frame size 1, 3-poles, In=1000A up to 690V AC 50/60Hz, breaking capacity N Icc=55/42kA at 500/690V, without electr. trip unit ETU, rear connection horizontal, guide frame with shutter and w/o position signalling switch, able to communication, Manual operating mechanism with mechanical closing, without Spring charging motor, Ready-to-close signal. switch, Auxiliary switches 2NO+2NC, without Closing coil (CC), manual operating mechanism with mechanical closing, without Remote trip alarm reset coil (RR), without 2nd shunt trip, without 1st Shunt trip | 67230 | 1 | Z\ | 1
3WA1110-2CA33-0AA0 |  | Non-automatic circuit breaker withdrawable version, with guide frame, IEC 60947-2, frame size 1, 3-poles, In=1000A up to 690V AC 50/60Hz, breaking capacity N Icc=55/42kA at 500/690V, without electr. trip unit ETU, front connection double hole, guide frame with shutter and w/o position signalling switch, able to communication, Manual operating mechanism with mechanical closing, without Spring charging motor, Ready-to-close signal. switch, Auxiliary switches 2NO+2NC, without Closing coil (CC), manual operating mechanism with mechanical closing, without Remote trip alarm reset coil (RR), without 2nd shunt trip, without 1st Shunt trip | 72630 | 1 | Z\ | 1
3WA1110-2CA34-0AA0 |  | Non-automatic circuit breaker withdrawable version, with guide frame, IEC 60947-2, frame size 1, 3-poles, In=1000A up to 690V AC 50/60Hz, breaking capacity N Icc=55/42kA at 500/690V, without electr. trip unit ETU, rear connection flange, guide frame with shutter and w/o position signalling switch, able to communication, Manual operating mechanism with mechanical closing, without Spring charging motor, Ready-to-close signal. switch, Auxiliary switches 2NO+2NC, without Closing coil (CC), manual operating mechanism with mechanical closing, without Remote trip alarm reset coil (RR), without 2nd shunt trip, without 1st Shunt trip | 67230 | 1 | Z\ | 1
3WA1110-2CA41-0AA0 |  | Non-automatic circuit breaker withdrawable version, with guide frame, IEC 60947-2, frame size 1, 4-poles, N-pole left, In=1000A up to 690V AC 50/60Hz, breaking capacity N Icc=55/42kA at 500/690V, without electr. trip unit ETU, rear connection vertical, guide frame with shutter and w/o position signalling switch, able to communication, Manual operating mechanism with mechanical closing, without Spring charging motor, Ready-to-close signal. switch, Auxiliary switches 2NO+2NC, without Closing coil (CC), manual operating mechanism with mechanical closing, without Remote trip alarm reset coil (RR), without 2nd shunt trip, without 1st Shunt trip | 89630 | 1 | Z\ | 1
3WA1110-2CA42-0AA0 |  | Non-automatic circuit breaker withdrawable version, with guide frame, IEC 60947-2, frame size 1, 4-poles, N-pole left, In=1000A up to 690V AC 50/60Hz, breaking capacity N Icc=55/42kA at 500/690V, without electr. trip unit ETU, rear connection horizontal, guide frame with shutter and w/o position signalling switch, able to communication, Manual operating mechanism with mechanical closing, without Spring charging motor, Ready-to-close signal. switch, Auxiliary switches 2NO+2NC, without Closing coil (CC), manual operating mechanism with mechanical closing, without Remote trip alarm reset coil (RR), without 2nd shunt trip, without 1st Shunt trip | 87230 | 1 | Z\ | 1
3WA1110-2CA43-0AA0 |  | Non-automatic circuit breaker withdrawable version, with guide frame, IEC 60947-2, frame size 1, 4-poles, N-pole left, In=1000A up to 690V AC 50/60Hz, breaking capacity N Icc=55/42kA at 500/690V, without electr. trip unit ETU, front connection double hole, guide frame with shutter and w/o position signalling switch, able to communication, Manual operating mechanism with mechanical closing, without Spring charging motor, Ready-to-close signal. switch, Auxiliary switches 2NO+2NC, without Closing coil (CC), manual operating mechanism with mechanical closing, without Remote trip alarm reset coil (RR), without 2nd shunt trip, without 1st Shunt trip | 94530 | 1 | Z\ | 1
3WA1110-2CA44-0AA0 |  | Non-automatic circuit breaker withdrawable version, with guide frame, IEC 60947-2, frame size 1, 4-poles, N-pole left, In=1000A up to 690V AC 50/60Hz, breaking capacity N Icc=55/42kA at 500/690V, without electr. trip unit ETU, rear connection flange, guide frame with shutter and w/o position signalling switch, able to communication, Manual operating mechanism with mechanical closing, without Spring charging motor, Ready-to-close signal. switch, Auxiliary switches 2NO+2NC, without Closing coil (CC), manual operating mechanism with mechanical closing, without Remote trip alarm reset coil (RR), without 2nd shunt trip, without 1st Shunt trip | 87230 | 1 | Z\ | 1
3WA1110-2EE01-0AA0 |  | Fixed-mounted circuit breaker IEC 60947-2, frame size 1, 3-poles, In=1000A up to 690V AC 50/60Hz, breaking capacity N Icu=55/42kA at 500/690V, Trip unit ETU600 LSI upgrade ready , colordisplay, bluetooth and USB interface, Protection LT, ST, INST, N-protection required an external N-sensor, incl. trip alarm switch (1xCO), rear connection vertical, with internal voltage tap on lower stab of circuit breaker, with voltage tap module VTM680 and power supply of ETU600, able to communication, integrated metering type PMF-1 Energy Efficiency, Voltage, Active energy Ea Manual operating mechanism with mechanical closing, without Spring charging motor, Ready-to-close signal. switch, Auxiliary switches 2NO+2NC, without Closing coil (CC), manual operating mechanism with mechanical closing, without Remote trip alarm reset coil (RR), without 2nd shunt trip, without 1st Shunt trip | 67470 | 1 | Z\ | 1
3WA1110-2EE02-0AA0 |  | Fixed-mounted circuit breaker IEC 60947-2, frame size 1, 3-poles, In=1000A up to 690V AC 50/60Hz, breaking capacity N Icu=55/42kA at 500/690V, Trip unit ETU600 LSI upgrade ready , colordisplay, bluetooth and USB interface, Protection LT, ST, INST, N-protection required an external N-sensor, incl. trip alarm switch (1xCO), rear connection horizontal, with internal voltage tap on lower stab of circuit breaker, with voltage tap module VTM680 and power supply of ETU600, able to communication, integrated metering type PMF-1 Energy Efficiency, Voltage, Active energy Ea Manual operating mechanism with mechanical closing, without Spring charging motor, Ready-to-close signal. switch, Auxiliary switches 2NO+2NC, without Closing coil (CC), manual operating mechanism with mechanical closing, without Remote trip alarm reset coil (RR), without 2nd shunt trip, without 1st Shunt trip | 65670 | 1 | Z\ | 1
3WA1110-2EE02-4EA4-Z | F19S07T40 | Fixed-mounted circuit breaker IEC 60947-2, frame size 1, 3-poles, In=1000A up to 690V AC 50/60Hz, breaking capacity N Icu=55/42kA at 500/690V, Trip unit ETU600 LSI upgrade ready , colordisplay, bluetooth and USB interface, Protection LT, ST, INST, N-protection required an external N-sensor, incl. trip alarm switch (1xCO), rear connection horizontal, with internal voltage tap on lower stab of circuit breaker, with voltage tap module VTM680 and power supply of ETU600, able to communication, integrated metering type PMF-1 Energy Efficiency, Voltage, Active energy Ea with manual and motorized operating mechanism (M) 208-240 V AC / 220-250 V DC, Storage status and ready-to- close signaling switches, Auxiliary switches 2NO+2NC, Closing coil (CC) 100% OP 208-240 V AC / 220-250 V DC, applicable for continuous duty, without Remote trip alarm reset coil (RR), without 2nd shunt trip, Shunt trip (ST) 100% OP 208-240 V AC / 220-250 V DC, suitable for continuous duty, Option F19 = COM190 COM module PROFINET IO Modbus TCP 2 switched Ethernet ports circuit breaker internal Option S07 = Locking provision against unauthorized closing Secured Open; for padlock device Padlocks are not included. Option T40 = Door sealing frame IP41 | 107950 | 1 | Z\ | 1
3WA1110-2EE03-0AA0 |  | Fixed-mounted circuit breaker IEC 60947-2, frame size 1, 3-poles, In=1000A up to 690V AC 50/60Hz, breaking capacity N Icu=55/42kA at 500/690V, Trip unit ETU600 LSI upgrade ready , colordisplay, bluetooth and USB interface, Protection LT, ST, INST, N-protection required an external N-sensor, incl. trip alarm switch (1xCO), front connection double hole, with internal voltage tap on lower stab of circuit breaker, with voltage tap module VTM680 and power supply of ETU600, able to communication, integrated metering type PMF-1 Energy Efficiency, Voltage, Active energy Ea Manual operating mechanism with mechanical closing, without Spring charging motor, Ready-to-close signal. switch, Auxiliary switches 2NO+2NC, without Closing coil (CC), manual operating mechanism with mechanical closing, without Remote trip alarm reset coil (RR), without 2nd shunt trip, without 1st Shunt trip | 71070 | 1 | Z\ | 1
3WA1110-2EE11-0AA0 |  | Fixed-mounted circuit breaker IEC 60947-2, frame size 1, 4-poles, N-pole left, In=1000A up to 690V AC 50/60Hz, breaking capacity N Icu=55/42kA at 500/690V, Trip unit ETU600 LSI upgrade ready , colordisplay, bluetooth and USB interface, Protection LT, ST, INST, include N-protection, (internal N-sensor available), incl. trip alarm switch (1xCO), rear connection vertical, with internal voltage tap on lower stab of circuit breaker, with voltage tap module VTM680 and power supply of ETU600, able to communication, integrated metering type PMF-1 Energy Efficiency, Voltage, Active energy Ea Manual operating mechanism with mechanical closing, without Spring charging motor, Ready-to-close signal. switch, Auxiliary switches 2NO+2NC, without Closing coil (CC), manual operating mechanism with mechanical closing, without Remote trip alarm reset coil (RR), without 2nd shunt trip, without 1st Shunt trip | 86270 | 1 | Z\ | 1
3WA1110-2EE12-0AA0 |  | Fixed-mounted circuit breaker IEC 60947-2, frame size 1, 4-poles, N-pole left, In=1000A up to 690V AC 50/60Hz, breaking capacity N Icu=55/42kA at 500/690V, Trip unit ETU600 LSI upgrade ready , colordisplay, bluetooth and USB interface, Protection LT, ST, INST, include N-protection, (internal N-sensor available), incl. trip alarm switch (1xCO), rear connection horizontal, with internal voltage tap on lower stab of circuit breaker, with voltage tap module VTM680 and power supply of ETU600, able to communication, integrated metering type PMF-1 Energy Efficiency, Voltage, Active energy Ea Manual operating mechanism with mechanical closing, without Spring charging motor, Ready-to-close signal. switch, Auxiliary switches 2NO+2NC, without Closing coil (CC), manual operating mechanism with mechanical closing, without Remote trip alarm reset coil (RR), without 2nd shunt trip, without 1st Shunt trip | 83870 | 1 | Z\ | 1
3WA1110-2EE13-0AA0 |  | Fixed-mounted circuit breaker IEC 60947-2, frame size 1, 4-poles, N-pole left, In=1000A up to 690V AC 50/60Hz, breaking capacity N Icu=55/42kA at 500/690V, Trip unit ETU600 LSI upgrade ready , colordisplay, bluetooth and USB interface, Protection LT, ST, INST, include N-protection, (internal N-sensor available), incl. trip alarm switch (1xCO), front connection double hole, with internal voltage tap on lower stab of circuit breaker, with voltage tap module VTM680 and power supply of ETU600, able to communication, integrated metering type PMF-1 Energy Efficiency, Voltage, Active energy Ea Manual operating mechanism with mechanical closing, without Spring charging motor, Ready-to-close signal. switch, Auxiliary switches 2NO+2NC, without Closing coil (CC), manual operating mechanism with mechanical closing, without Remote trip alarm reset coil (RR), without 2nd shunt trip, without 1st Shunt trip | 91070 | 1 | Z\ | 1
3WA1110-2EE21-0AA0 |  | fixed-mounted circuit breaker, IEC 60947-2, size 1, 4-pole, N pole on right, In=1000 A up to 690 V AC 50/60 Hz, breaking capacity N Icc=55/42 kA at 500/690 V, tripping unit ETU600 LSI upgradeable, color display, Bluetooth, USB interface, basic protection LT, ST, INST, including protection of the N conductor (internal neutral point sensor available), trip alarm switch (1 x CO), connection at rear vertical, with internal voltage tap on lower stab of circuit breaker, with voltage tap module VTM680 and power supply of ETU600, able to communication, integrated metering type PMF-1 Energy Efficiency, Voltage, Active energy Ea Manual operating mechanism with mechanical closing, without Spring charging motor, Ready-to-close signal. switch, Auxiliary switches 2NO+2NC, without Closing coil (CC), manual operating mechanism with mechanical closing, without Remote trip alarm reset coil (RR), without 2nd shunt trip, without 1st Shunt trip | 86270 | 1 | Z\ | 1
3WA1110-2EE22-0AA0 |  | fixed-mounted circuit breaker, IEC 60947-2, size 1, 4-pole, N pole on right, In=1000 A up to 690 V AC 50/60 Hz, breaking capacity N Icc=55/42 kA at 500/690 V, tripping unit ETU600 LSI upgradeable, color display, Bluetooth, USB interface, basic protection LT, ST, INST, including protection of the N conductor (internal neutral point sensor available), trip alarm switch (1 x CO), connection at rear horizontal with internal voltage tap on lower stab of circuit breaker, with voltage tap module VTM680 and power supply of ETU600, able to communication, integrated metering type PMF-1 Energy Efficiency, Voltage, Active energy Ea Manual operating mechanism with mechanical closing, without Spring charging motor, Ready-to-close signal. switch, Auxiliary switches 2NO+2NC, without Closing coil (CC), manual operating mechanism with mechanical closing, without Remote trip alarm reset coil (RR), without 2nd shunt trip, without 1st Shunt trip | 83870 | 1 | Z\ | 1
3WA1110-2EE23-0AA0 |  | fixed-mounted circuit breaker, IEC 60947-2, size 1, 4-pole, N pole on right, In=1000 A up to 690 V AC 50/60 Hz, breaking capacity N Icc=55/42 kA at 500/690 V, tripping unit ETU600 LSI upgradeable, color display, Bluetooth, USB interface, basic protection LT, ST, INST, including protection of the N conductor (internal neutral point sensor available), trip alarm switch (1 x CO), front connection double hole, with internal voltage tap on lower stab of circuit breaker, with voltage tap module VTM680 and power supply of ETU600, able to communication, integrated metering type PMF-1 Energy Efficiency, Voltage, Active energy Ea Manual operating mechanism with mechanical closing, without Spring charging motor, Ready-to-close signal. switch, Auxiliary switches 2NO+2NC, without Closing coil (CC), manual operating mechanism with mechanical closing, without Remote trip alarm reset coil (RR), without 2nd shunt trip, without 1st Shunt trip | 91070 | 1 | Z\ | 1
3WA1110-2EE31-0AA0 |  | Withdrawable circuit breaker with guide frame, IEC 60947-2, frame size 1, 3-poles, In=1000A up to 690V AC 50/60Hz, breaking capacity N Icu=55/42kA at 500/690V, Trip unit ETU600 LSI upgrade ready , colordisplay, bluetooth and USB interface, Protection LT, ST, INST, N-protection required an external N-sensor, incl. trip alarm switch (1xCO), rear connection vertical, guide frame with shutter and w/o position signalling switch, with internal voltage tap on lower stab of circuit breaker, with voltage tap module VTM680 and power supply of ETU600, able to communication, integrated metering type PMF-1 Energy Efficiency, Voltage, Active energy Ea Manual operating mechanism with mechanical closing, without Spring charging motor, Ready-to-close signal. switch, Auxiliary switches 2NO+2NC, without Closing coil (CC), manual operating mechanism with mechanical closing, without Remote trip alarm reset coil (RR), without 2nd shunt trip, without 1st Shunt trip | 85970 | 1 | Z\ | 1
3WA1110-2EE32-0AA0 |  | Withdrawable circuit breaker with guide frame, IEC 60947-2, frame size 1, 3-poles, In=1000A up to 690V AC 50/60Hz, breaking capacity N Icu=55/42kA at 500/690V, Trip unit ETU600 LSI upgrade ready , colordisplay, bluetooth and USB interface, Protection LT, ST, INST, N-protection required an external N-sensor, incl. trip alarm switch (1xCO), rear connection horizontal, guide frame with shutter and w/o position signalling switch, with internal voltage tap on lower stab of circuit breaker, with voltage tap module VTM680 and power supply of ETU600, able to communication, integrated metering type PMF-1 Energy Efficiency, Voltage, Active energy Ea Manual operating mechanism with mechanical closing, without Spring charging motor, Ready-to-close signal. switch, Auxiliary switches 2NO+2NC, without Closing coil (CC), manual operating mechanism with mechanical closing, without Remote trip alarm reset coil (RR), without 2nd shunt trip, without 1st Shunt trip | 84170 | 1 | Z\ | 1
3WA1110-2EE33-0AA0 |  | Withdrawable circuit breaker with guide frame, IEC 60947-2, frame size 1, 3-poles, In=1000A up to 690V AC 50/60Hz, breaking capacity N Icu=55/42kA at 500/690V, Trip unit ETU600 LSI upgrade ready , colordisplay, bluetooth and USB interface, Protection LT, ST, INST, N-protection required an external N-sensor, incl. trip alarm switch (1xCO), front connection double hole, guide frame with shutter and w/o position signalling switch, with internal voltage tap on lower stab of circuit breaker, with voltage tap module VTM680 and power supply of ETU600, able to communication, integrated metering type PMF-1 Energy Efficiency, Voltage, Active energy Ea Manual operating mechanism with mechanical closing, without Spring charging motor, Ready-to-close signal. switch, Auxiliary switches 2NO+2NC, without Closing coil (CC), manual operating mechanism with mechanical closing, without Remote trip alarm reset coil (RR), without 2nd shunt trip, without 1st Shunt trip | 89570 | 1 | Z\ | 1
3WA1110-2EE34-0AA0 |  | Withdrawable circuit breaker with guide frame, IEC 60947-2, frame size 1, 3-poles, In=1000A up to 690V AC 50/60Hz, breaking capacity N Icu=55/42kA at 500/690V, Trip unit ETU600 LSI upgrade ready , colordisplay, bluetooth and USB interface, Protection LT, ST, INST, N-protection required an external N-sensor, incl. trip alarm switch (1xCO), rear connection flange, guide frame with shutter and w/o position signalling switch, with internal voltage tap on lower stab of circuit breaker, with voltage tap module VTM680 and power supply of ETU600, able to communication, integrated metering type PMF-1 Energy Efficiency, Voltage, Active energy Ea Manual operating mechanism with mechanical closing, without Spring charging motor, Ready-to-close signal. switch, Auxiliary switches 2NO+2NC, without Closing coil (CC), manual operating mechanism with mechanical closing, without Remote trip alarm reset coil (RR), without 2nd shunt trip, without 1st Shunt trip | 84170 | 1 | Z\ | 1
3WA1110-2EE41-0AA0 |  | Withdrawable circuit breaker with guide frame, IEC 60947-2, frame size 1, 4-poles, N-pole left, In=1000A up to 690V AC 50/60Hz, breaking capacity N Icu=55/42kA at 500/690V, Trip unit ETU600 LSI upgrade ready , colordisplay, bluetooth and USB interface, Protection LT, ST, INST, include N-protection, (internal N-sensor available), incl. trip alarm switch (1xCO), rear connection vertical, guide frame with shutter and w/o position signalling switch, with internal voltage tap on lower stab of circuit breaker, with voltage tap module VTM680 and power supply of ETU600, able to communication, integrated metering type PMF-1 Energy Efficiency, Voltage, Active energy Ea Manual operating mechanism with mechanical closing, without Spring charging motor, Ready-to-close signal. switch, Auxiliary switches 2NO+2NC, without Closing coil (CC), manual operating mechanism with mechanical closing, without Remote trip alarm reset coil (RR), without 2nd shunt trip, without 1st Shunt trip | 110870 | 1 | Z\ | 1
3WA1110-2EE42-0AA0 |  | Withdrawable circuit breaker with guide frame, IEC 60947-2, frame size 1, 4-poles, N-pole left, In=1000A up to 690V AC 50/60Hz, breaking capacity N Icu=55/42kA at 500/690V, Trip unit ETU600 LSI upgrade ready , colordisplay, bluetooth and USB interface, Protection LT, ST, INST, include N-protection, (internal N-sensor available), incl. trip alarm switch (1xCO), rear connection horizontal, guide frame with shutter and w/o position signalling switch, with internal voltage tap on lower stab of circuit breaker, with voltage tap module VTM680 and power supply of ETU600, able to communication, integrated metering type PMF-1 Energy Efficiency, Voltage, Active energy Ea Manual operating mechanism with mechanical closing, without Spring charging motor, Ready-to-close signal. switch, Auxiliary switches 2NO+2NC, without Closing coil (CC), manual operating mechanism with mechanical closing, without Remote trip alarm reset coil (RR), without 2nd shunt trip, without 1st Shunt trip | 108170 | 1 | Z\ | 1
3WA1110-2EE43-0AA0 |  | Withdrawable circuit breaker with guide frame, IEC 60947-2, frame size 1, 4-poles, N-pole left, In=1000A up to 690V AC 50/60Hz, breaking capacity N Icu=55/42kA at 500/690V, Trip unit ETU600 LSI upgrade ready , colordisplay, bluetooth and USB interface, Protection LT, ST, INST, include N-protection, (internal N-sensor available), incl. trip alarm switch (1xCO), front connection double hole, guide frame with shutter and w/o position signalling switch, with internal voltage tap on lower stab of circuit breaker, with voltage tap module VTM680 and power supply of ETU600, able to communication, integrated metering type PMF-1 Energy Efficiency, Voltage, Active energy Ea Manual operating mechanism with mechanical closing, without Spring charging motor, Ready-to-close signal. switch, Auxiliary switches 2NO+2NC, without Closing coil (CC), manual operating mechanism with mechanical closing, without Remote trip alarm reset coil (RR), without 2nd shunt trip, without 1st Shunt trip | 115870 | 1 | Z\ | 1
3WA1110-2EE44-0AA0 |  | Withdrawable circuit breaker with guide frame, IEC 60947-2, frame size 1, 4-poles, N-pole left, In=1000A up to 690V AC 50/60Hz, breaking capacity N Icu=55/42kA at 500/690V, Trip unit ETU600 LSI upgrade ready , colordisplay, bluetooth and USB interface, Protection LT, ST, INST, include N-protection, (internal N-sensor available), incl. trip alarm switch (1xCO), rear connection flange, guide frame with shutter and w/o position signalling switch, with internal voltage tap on lower stab of circuit breaker, with voltage tap module VTM680 and power supply of ETU600, able to communication, integrated metering type PMF-1 Energy Efficiency, Voltage, Active energy Ea Manual operating mechanism with mechanical closing, without Spring charging motor, Ready-to-close signal. switch, Auxiliary switches 2NO+2NC, without Closing coil (CC), manual operating mechanism with mechanical closing, without Remote trip alarm reset coil (RR), without 2nd shunt trip, without 1st Shunt trip | 108170 | 1 | Z\ | 1
3WA1110-2EE61-3DD3 |  | Withdrawable circuit breaker with guide frame, IEC 60947-2, frame size 1, 3-poles, In=1000A up to 690V AC 50/60Hz, breaking capacity N Icu=55/42kA at 500/690V, Trip unit ETU600 LSI upgrade ready , colordisplay, bluetooth and USB interface, Protection LT, ST, INST, N-protection required an external N-sensor, incl. trip alarm switch (1xCO), rear connection vertical, guide frame with shutter and position signall. switch (3xW), with internal voltage tap on lower stab of circuit breaker, with voltage tap module VTM680 and power supply of ETU600, able to communication, integrated metering type PMF-1 Energy Efficiency, Voltage, Active energy Ea with manual and motorized operating mechanism (M) 110-127 V AC / 110-125 V DC, Storage status and ready-to- close signaling switches, Auxiliary switches 2NO+2NC, Closing coil (CC) 100% OP 110-127 V AC / 110-125 V DC, applicable for continuous duty, without Remote trip alarm reset coil (RR), Shunt trip (ST2) 100% OP 110-127 V AC / 110-125 V DC, suitable for continuous duty, Shunt trip (ST) 100% OP 110-127 V AC / 110-125 V DC, suitable for continuous duty, | 115340 | 1 | Z\ | 1
3WA1110-2EF01-0AA0 |  | Fixed-mounted circuit breaker IEC 60947-2, frame size 1, 3-poles, In=1000A up to 690V AC 50/60Hz, breaking capacity N Icu=55/42kA at 500/690V, Trip unit ETU600 LSIG upgrade ready , colordisplay, bluetooth and USB interface, Protection LT, ST, INST, GFx, N-protection required an external N-sensor, incl. trip alarm switch (1xCO), rear connection vertical, with internal voltage tap on lower stab of circuit breaker, with voltage tap module VTM680 and power supply of ETU600, able to communication, integrated metering type PMF-1 Energy Efficiency, Voltage, Active energy Ea Manual operating mechanism with mechanical closing, without Spring charging motor, Ready-to-close signal. switch, Auxiliary switches 2NO+2NC, without Closing coil (CC), manual operating mechanism with mechanical closing, without Remote trip alarm reset coil (RR), without 2nd shunt trip, without 1st Shunt trip | 78070 | 1 | Z\ | 1
3WA1110-2EF02-0AA0 |  | Fixed-mounted circuit breaker IEC 60947-2, frame size 1, 3-poles, In=1000A up to 690V AC 50/60Hz, breaking capacity N Icu=55/42kA at 500/690V, Trip unit ETU600 LSIG upgrade ready , colordisplay, bluetooth and USB interface, Protection LT, ST, INST, GFx, N-protection required an external N-sensor, incl. trip alarm switch (1xCO), rear connection horizontal, with internal voltage tap on lower stab of circuit breaker, with voltage tap module VTM680 and power supply of ETU600, able to communication, integrated metering type PMF-1 Energy Efficiency, Voltage, Active energy Ea Manual operating mechanism with mechanical closing, without Spring charging motor, Ready-to-close signal. switch, Auxiliary switches 2NO+2NC, without Closing coil (CC), manual operating mechanism with mechanical closing, without Remote trip alarm reset coil (RR), without 2nd shunt trip, without 1st Shunt trip | 76270 | 1 | Z\ | 1
3WA1110-2EF03-0AA0 |  | Fixed-mounted circuit breaker IEC 60947-2, frame size 1, 3-poles, In=1000A up to 690V AC 50/60Hz, breaking capacity N Icu=55/42kA at 500/690V, Trip unit ETU600 LSIG upgrade ready , colordisplay, bluetooth and USB interface, Protection LT, ST, INST, GFx, N-protection required an external N-sensor, incl. trip alarm switch (1xCO), front connection double hole, with internal voltage tap on lower stab of circuit breaker, with voltage tap module VTM680 and power supply of ETU600, able to communication, integrated metering type PMF-1 Energy Efficiency, Voltage, Active energy Ea Manual operating mechanism with mechanical closing, without Spring charging motor, Ready-to-close signal. switch, Auxiliary switches 2NO+2NC, without Closing coil (CC), manual operating mechanism with mechanical closing, without Remote trip alarm reset coil (RR), without 2nd shunt trip, without 1st Shunt trip | 81770 | 1 | Z\ | 1
3WA1110-2EF11-0AA0 |  | Fixed-mounted circuit breaker IEC 60947-2, frame size 1, 4-poles, N-pole left, In=1000A up to 690V AC 50/60Hz, breaking capacity N Icu=55/42kA at 500/690V, Trip unit ETU600 LSIG upgrade ready , colordisplay, bluetooth and USB interface, Protection LT, ST, INST, GFx, include N-protection, (internal N-sensor available), incl. trip alarm switch (1xCO), rear connection vertical, with internal voltage tap on lower stab of circuit breaker, with voltage tap module VTM680 and power supply of ETU600, able to communication, integrated metering type PMF-1 Energy Efficiency, Voltage, Active energy Ea Manual operating mechanism with mechanical closing, without Spring charging motor, Ready-to-close signal. switch, Auxiliary switches 2NO+2NC, without Closing coil (CC), manual operating mechanism with mechanical closing, without Remote trip alarm reset coil (RR), without 2nd shunt trip, without 1st Shunt trip | 96870 | 1 | Z\ | 1
3WA1110-2EF12-0AA0 |  | Fixed-mounted circuit breaker IEC 60947-2, frame size 1, 4-poles, N-pole left, In=1000A up to 690V AC 50/60Hz, breaking capacity N Icu=55/42kA at 500/690V, Trip unit ETU600 LSIG upgrade ready , colordisplay, bluetooth and USB interface, Protection LT, ST, INST, GFx, include N-protection, (internal N-sensor available), incl. trip alarm switch (1xCO), rear connection horizontal, with internal voltage tap on lower stab of circuit breaker, with voltage tap module VTM680 and power supply of ETU600, able to communication, integrated metering type PMF-1 Energy Efficiency, Voltage, Active energy Ea Manual operating mechanism with mechanical closing, without Spring charging motor, Ready-to-close signal. switch, Auxiliary switches 2NO+2NC, without Closing coil (CC), manual operating mechanism with mechanical closing, without Remote trip alarm reset coil (RR), without 2nd shunt trip, without 1st Shunt trip | 94470 | 1 | Z\ | 1
3WA1110-2EF13-0AA0 |  | Fixed-mounted circuit breaker IEC 60947-2, frame size 1, 4-poles, N-pole left, In=1000A up to 690V AC 50/60Hz, breaking capacity N Icu=55/42kA at 500/690V, Trip unit ETU600 LSIG upgrade ready , colordisplay, bluetooth and USB interface, Protection LT, ST, INST, GFx, include N-protection, (internal N-sensor available), incl. trip alarm switch (1xCO), front connection double hole, with internal voltage tap on lower stab of circuit breaker, with voltage tap module VTM680 and power supply of ETU600, able to communication, integrated metering type PMF-1 Energy Efficiency, Voltage, Active energy Ea Manual operating mechanism with mechanical closing, without Spring charging motor, Ready-to-close signal. switch, Auxiliary switches 2NO+2NC, without Closing coil (CC), manual operating mechanism with mechanical closing, without Remote trip alarm reset coil (RR), without 2nd shunt trip, without 1st Shunt trip | 101670 | 1 | Z\ | 1
3WA1110-2EF21-0AA0 |  | fixed-mounted circuit breaker, IEC 60947-2, size 1, 4-pole, N pole on right, In=1000 A up to 690 V AC 50/60 Hz, breaking capacity N Icc=55/42 kA at 500/690 V, tripping unit ETU600 LSIG upgradeable, color display, Bluetooth, USB interface, basic protection LT, ST, INST, GFx, including protection of the N conductor (internal neutral point sensor available), trip alarm switch (1 x CO), connection at rear vertical, with internal voltage tap on lower stab of circuit breaker, with voltage tap module VTM680 and power supply of ETU600, able to communication, integrated metering type PMF-1 Energy Efficiency, Voltage, Active energy Ea Manual operating mechanism with mechanical closing, without Spring charging motor, Ready-to-close signal. switch, Auxiliary switches 2NO+2NC, without Closing coil (CC), manual operating mechanism with mechanical closing, without Remote trip alarm reset coil (RR), without 2nd shunt trip, without 1st Shunt trip | 96870 | 1 | Z\ | 1
3WA1110-2EF22-0AA0 |  | fixed-mounted circuit breaker, IEC 60947-2, size 1, 4-pole, N pole on right, In=1000 A up to 690 V AC 50/60 Hz, breaking capacity N Icc=55/42 kA at 500/690 V, tripping unit ETU600 LSIG upgradeable, color display, Bluetooth, USB interface, basic protection LT, ST, INST, GFx, including protection of the N conductor (internal neutral point sensor available), trip alarm switch (1 x CO), connection at rear horizontal with internal voltage tap on lower stab of circuit breaker, with voltage tap module VTM680 and power supply of ETU600, able to communication, integrated metering type PMF-1 Energy Efficiency, Voltage, Active energy Ea Manual operating mechanism with mechanical closing, without Spring charging motor, Ready-to-close signal. switch, Auxiliary switches 2NO+2NC, without Closing coil (CC), manual operating mechanism with mechanical closing, without Remote trip alarm reset coil (RR), without 2nd shunt trip, without 1st Shunt trip | 94470 | 1 | Z\ | 1
3WA1110-2EF23-0AA0 |  | fixed-mounted circuit breaker, IEC 60947-2, size 1, 4-pole, N pole on right, In=1000 A up to 690 V AC 50/60 Hz, breaking capacity N Icc=55/42 kA at 500/690 V, tripping unit ETU600 LSIG upgradeable, color display, Bluetooth, USB interface, basic protection LT, ST, INST, GFx, including protection of the N conductor (internal neutral point sensor available), trip alarm switch (1 x CO), front connection double hole, with internal voltage tap on lower stab of circuit breaker, with voltage tap module VTM680 and power supply of ETU600, able to communication, integrated metering type PMF-1 Energy Efficiency, Voltage, Active energy Ea Manual operating mechanism with mechanical closing, without Spring charging motor, Ready-to-close signal. switch, Auxiliary switches 2NO+2NC, without Closing coil (CC), manual operating mechanism with mechanical closing, without Remote trip alarm reset coil (RR), without 2nd shunt trip, without 1st Shunt trip | 101670 | 1 | Z\ | 1
3WA1110-2EF31-0AA0 |  | Withdrawable circuit breaker with guide frame, IEC 60947-2, frame size 1, 3-poles, In=1000A up to 690V AC 50/60Hz, breaking capacity N Icu=55/42kA at 500/690V, Trip unit ETU600 LSIG upgrade ready , colordisplay, bluetooth and USB interface, Protection LT, ST, INST, GFx, N-protection required an external N-sensor, incl. trip alarm switch (1xCO), rear connection vertical, guide frame with shutter and w/o position signalling switch, with internal voltage tap on lower stab of circuit breaker, with voltage tap module VTM680 and power supply of ETU600, able to communication, integrated metering type PMF-1 Energy Efficiency, Voltage, Active energy Ea Manual operating mechanism with mechanical closing, without Spring charging motor, Ready-to-close signal. switch, Auxiliary switches 2NO+2NC, without Closing coil (CC), manual operating mechanism with mechanical closing, without Remote trip alarm reset coil (RR), without 2nd shunt trip, without 1st Shunt trip | 96570 | 1 | Z\ | 1
3WA1110-2EF32-0AA0 |  | Withdrawable circuit breaker with guide frame, IEC 60947-2, frame size 1, 3-poles, In=1000A up to 690V AC 50/60Hz, breaking capacity N Icu=55/42kA at 500/690V, Trip unit ETU600 LSIG upgrade ready , colordisplay, bluetooth and USB interface, Protection LT, ST, INST, GFx, N-protection required an external N-sensor, incl. trip alarm switch (1xCO), rear connection horizontal, guide frame with shutter and w/o position signalling switch, with internal voltage tap on lower stab of circuit breaker, with voltage tap module VTM680 and power supply of ETU600, able to communication, integrated metering type PMF-1 Energy Efficiency, Voltage, Active energy Ea Manual operating mechanism with mechanical closing, without Spring charging motor, Ready-to-close signal. switch, Auxiliary switches 2NO+2NC, without Closing coil (CC), manual operating mechanism with mechanical closing, without Remote trip alarm reset coil (RR), without 2nd shunt trip, without 1st Shunt trip | 94770 | 1 | Z\ | 1
3WA1110-2EF33-0AA0 |  | Withdrawable circuit breaker with guide frame, IEC 60947-2, frame size 1, 3-poles, In=1000A up to 690V AC 50/60Hz, breaking capacity N Icu=55/42kA at 500/690V, Trip unit ETU600 LSIG upgrade ready , colordisplay, bluetooth and USB interface, Protection LT, ST, INST, GFx, N-protection required an external N-sensor, incl. trip alarm switch (1xCO), front connection double hole, guide frame with shutter and w/o position signalling switch, with internal voltage tap on lower stab of circuit breaker, with voltage tap module VTM680 and power supply of ETU600, able to communication, integrated metering type PMF-1 Energy Efficiency, Voltage, Active energy Ea Manual operating mechanism with mechanical closing, without Spring charging motor, Ready-to-close signal. switch, Auxiliary switches 2NO+2NC, without Closing coil (CC), manual operating mechanism with mechanical closing, without Remote trip alarm reset coil (RR), without 2nd shunt trip, without 1st Shunt trip | 100170 | 1 | Z\ | 1
3WA1110-2EF34-0AA0 |  | Withdrawable circuit breaker with guide frame, IEC 60947-2, frame size 1, 3-poles, In=1000A up to 690V AC 50/60Hz, breaking capacity N Icu=55/42kA at 500/690V, Trip unit ETU600 LSIG upgrade ready , colordisplay, bluetooth and USB interface, Protection LT, ST, INST, GFx, N-protection required an external N-sensor, incl. trip alarm switch (1xCO), rear connection flange, guide frame with shutter and w/o position signalling switch, with internal voltage tap on lower stab of circuit breaker, with voltage tap module VTM680 and power supply of ETU600, able to communication, integrated metering type PMF-1 Energy Efficiency, Voltage, Active energy Ea Manual operating mechanism with mechanical closing, without Spring charging motor, Ready-to-close signal. switch, Auxiliary switches 2NO+2NC, without Closing coil (CC), manual operating mechanism with mechanical closing, without Remote trip alarm reset coil (RR), without 2nd shunt trip, without 1st Shunt trip | 94770 | 1 | Z\ | 1
3WA1110-2EF41-0AA0 |  | Withdrawable circuit breaker with guide frame, IEC 60947-2, frame size 1, 4-poles, N-pole left, In=1000A up to 690V AC 50/60Hz, breaking capacity N Icu=55/42kA at 500/690V, Trip unit ETU600 LSIG upgrade ready , colordisplay, bluetooth and USB interface, Protection LT, ST, INST, GFx, include N-protection, (internal N-sensor available), incl. trip alarm switch (1xCO), rear connection vertical, guide frame with shutter and w/o position signalling switch, with internal voltage tap on lower stab of circuit breaker, with voltage tap module VTM680 and power supply of ETU600, able to communication, integrated metering type PMF-1 Energy Efficiency, Voltage, Active energy Ea Manual operating mechanism with mechanical closing, without Spring charging motor, Ready-to-close signal. switch, Auxiliary switches 2NO+2NC, without Closing coil (CC), manual operating mechanism with mechanical closing, without Remote trip alarm reset coil (RR), without 2nd shunt trip, without 1st Shunt trip | 120870 | 1 | Z\ | 1
3WA1110-2EF42-0AA0 |  | Withdrawable circuit breaker with guide frame, IEC 60947-2, frame size 1, 4-poles, N-pole left, In=1000A up to 690V AC 50/60Hz, breaking capacity N Icu=55/42kA at 500/690V, Trip unit ETU600 LSIG upgrade ready , colordisplay, bluetooth and USB interface, Protection LT, ST, INST, GFx, include N-protection, (internal N-sensor available), incl. trip alarm switch (1xCO), rear connection horizontal, guide frame with shutter and w/o position signalling switch, with internal voltage tap on lower stab of circuit breaker, with voltage tap module VTM680 and power supply of ETU600, able to communication, integrated metering type PMF-1 Energy Efficiency, Voltage, Active energy Ea Manual operating mechanism with mechanical closing, without Spring charging motor, Ready-to-close signal. switch, Auxiliary switches 2NO+2NC, without Closing coil (CC), manual operating mechanism with mechanical closing, without Remote trip alarm reset coil (RR), without 2nd shunt trip, without 1st Shunt trip | 118870 | 1 | Z\ | 1
3WA1110-2EF43-0AA0 |  | Withdrawable circuit breaker with guide frame, IEC 60947-2, frame size 1, 4-poles, N-pole left, In=1000A up to 690V AC 50/60Hz, breaking capacity N Icu=55/42kA at 500/690V, Trip unit ETU600 LSIG upgrade ready , colordisplay, bluetooth and USB interface, Protection LT, ST, INST, GFx, include N-protection, (internal N-sensor available), incl. trip alarm switch (1xCO), front connection double hole, guide frame with shutter and w/o position signalling switch, with internal voltage tap on lower stab of circuit breaker, with voltage tap module VTM680 and power supply of ETU600, able to communication, integrated metering type PMF-1 Energy Efficiency, Voltage, Active energy Ea Manual operating mechanism with mechanical closing, without Spring charging motor, Ready-to-close signal. switch, Auxiliary switches 2NO+2NC, without Closing coil (CC), manual operating mechanism with mechanical closing, without Remote trip alarm reset coil (RR), without 2nd shunt trip, without 1st Shunt trip | 125870 | 1 | Z\ | 1
3WA1110-2EF44-0AA0 |  | Withdrawable circuit breaker with guide frame, IEC 60947-2, frame size 1, 4-poles, N-pole left, In=1000A up to 690V AC 50/60Hz, breaking capacity N Icu=55/42kA at 500/690V, Trip unit ETU600 LSIG upgrade ready , colordisplay, bluetooth and USB interface, Protection LT, ST, INST, GFx, include N-protection, (internal N-sensor available), incl. trip alarm switch (1xCO), rear connection flange, guide frame with shutter and w/o position signalling switch, with internal voltage tap on lower stab of circuit breaker, with voltage tap module VTM680 and power supply of ETU600, able to communication, integrated metering type PMF-1 Energy Efficiency, Voltage, Active energy Ea Manual operating mechanism with mechanical closing, without Spring charging motor, Ready-to-close signal. switch, Auxiliary switches 2NO+2NC, without Closing coil (CC), manual operating mechanism with mechanical closing, without Remote trip alarm reset coil (RR), without 2nd shunt trip, without 1st Shunt trip | 118870 | 1 | Z\ | 1
3WA1110-2FE01-0AA0 |  | Fixed-mounted circuit breaker IEC 60947-2, frame size 1, 3-poles, In=1000A up to 690V AC 50/60Hz, breaking capacity N Icu=55/42kA at 500/690V, Trip unit ETU600 LSI upgrade ready , colordisplay, bluetooth and USB interface, Protection LT, ST, INST, N-protection required an external N-sensor, incl. trip alarm switch (1xCO), rear connection vertical, with internal voltage tap on lower stab of circuit breaker, with voltage tap module VTM680 and power supply of ETU600, able to communication, integrated metering type PMF-2 Basic Power Monitoring, Voltage, Energy, Power, Power factor, Frequency, Unbalance, Temperature, Manual operating mechanism with mechanical closing, without Spring charging motor, Ready-to-close signal. switch, Auxiliary switches 2NO+2NC, without Closing coil (CC), manual operating mechanism with mechanical closing, without Remote trip alarm reset coil (RR), without 2nd shunt trip, without 1st Shunt trip | 76300 | 1 | Z\ | 1
3WA1110-2FE02-0AA0 |  | Fixed-mounted circuit breaker IEC 60947-2, frame size 1, 3-poles, In=1000A up to 690V AC 50/60Hz, breaking capacity N Icu=55/42kA at 500/690V, Trip unit ETU600 LSI upgrade ready , colordisplay, bluetooth and USB interface, Protection LT, ST, INST, N-protection required an external N-sensor, incl. trip alarm switch (1xCO), rear connection horizontal, with internal voltage tap on lower stab of circuit breaker, with voltage tap module VTM680 and power supply of ETU600, able to communication, integrated metering type PMF-2 Basic Power Monitoring, Voltage, Energy, Power, Power factor, Frequency, Unbalance, Temperature, Manual operating mechanism with mechanical closing, without Spring charging motor, Ready-to-close signal. switch, Auxiliary switches 2NO+2NC, without Closing coil (CC), manual operating mechanism with mechanical closing, without Remote trip alarm reset coil (RR), without 2nd shunt trip, without 1st Shunt trip | 74500 | 1 | Z\ | 1
3WA1110-2FE03-0AA0 |  | Fixed-mounted circuit breaker IEC 60947-2, frame size 1, 3-poles, In=1000A up to 690V AC 50/60Hz, breaking capacity N Icu=55/42kA at 500/690V, Trip unit ETU600 LSI upgrade ready , colordisplay, bluetooth and USB interface, Protection LT, ST, INST, N-protection required an external N-sensor, incl. trip alarm switch (1xCO), front connection double hole, with internal voltage tap on lower stab of circuit breaker, with voltage tap module VTM680 and power supply of ETU600, able to communication, integrated metering type PMF-2 Basic Power Monitoring, Voltage, Energy, Power, Power factor, Frequency, Unbalance, Temperature, Manual operating mechanism with mechanical closing, without Spring charging motor, Ready-to-close signal. switch, Auxiliary switches 2NO+2NC, without Closing coil (CC), manual operating mechanism with mechanical closing, without Remote trip alarm reset coil (RR), without 2nd shunt trip, without 1st Shunt trip | 79900 | 1 | Z\ | 1
3WA1110-2FE11-0AA0 |  | Fixed-mounted circuit breaker IEC 60947-2, frame size 1, 4-poles, N-pole left, In=1000A up to 690V AC 50/60Hz, breaking capacity N Icu=55/42kA at 500/690V, Trip unit ETU600 LSI upgrade ready , colordisplay, bluetooth and USB interface, Protection LT, ST, INST, include N-protection, (internal N-sensor available), incl. trip alarm switch (1xCO), rear connection vertical, with internal voltage tap on lower stab of circuit breaker, with voltage tap module VTM680 and power supply of ETU600, able to communication, integrated metering type PMF-2 Basic Power Monitoring, Voltage, Energy, Power, Power factor, Frequency, Unbalance, Temperature, Manual operating mechanism with mechanical closing, without Spring charging motor, Ready-to-close signal. switch, Auxiliary switches 2NO+2NC, without Closing coil (CC), manual operating mechanism with mechanical closing, without Remote trip alarm reset coil (RR), without 2nd shunt trip, without 1st Shunt trip | 95100 | 1 | Z\ | 1
3WA1110-2FE12-0AA0 |  | Fixed-mounted circuit breaker IEC 60947-2, frame size 1, 4-poles, N-pole left, In=1000A up to 690V AC 50/60Hz, breaking capacity N Icu=55/42kA at 500/690V, Trip unit ETU600 LSI upgrade ready , colordisplay, bluetooth and USB interface, Protection LT, ST, INST, include N-protection, (internal N-sensor available), incl. trip alarm switch (1xCO), rear connection horizontal, with internal voltage tap on lower stab of circuit breaker, with voltage tap module VTM680 and power supply of ETU600, able to communication, integrated metering type PMF-2 Basic Power Monitoring, Voltage, Energy, Power, Power factor, Frequency, Unbalance, Temperature, Manual operating mechanism with mechanical closing, without Spring charging motor, Ready-to-close signal. switch, Auxiliary switches 2NO+2NC, without Closing coil (CC), manual operating mechanism with mechanical closing, without Remote trip alarm reset coil (RR), without 2nd shunt trip, without 1st Shunt trip | 92700 | 1 | Z\ | 1
3WA1110-2FE13-0AA0 |  | Fixed-mounted circuit breaker IEC 60947-2, frame size 1, 4-poles, N-pole left, In=1000A up to 690V AC 50/60Hz, breaking capacity N Icu=55/42kA at 500/690V, Trip unit ETU600 LSI upgrade ready , colordisplay, bluetooth and USB interface, Protection LT, ST, INST, include N-protection, (internal N-sensor available), incl. trip alarm switch (1xCO), front connection double hole, with internal voltage tap on lower stab of circuit breaker, with voltage tap module VTM680 and power supply of ETU600, able to communication, integrated metering type PMF-2 Basic Power Monitoring, Voltage, Energy, Power, Power factor, Frequency, Unbalance, Temperature, Manual operating mechanism with mechanical closing, without Spring charging motor, Ready-to-close signal. switch, Auxiliary switches 2NO+2NC, without Closing coil (CC), manual operating mechanism with mechanical closing, without Remote trip alarm reset coil (RR), without 2nd shunt trip, without 1st Shunt trip | 99900 | 1 | Z\ | 1
3WA1110-2FE21-0AA0 |  | fixed-mounted circuit breaker, IEC 60947-2, size 1, 4-pole, N pole on right, In=1000 A up to 690 V AC 50/60 Hz, breaking capacity N Icc=55/42 kA at 500/690 V, tripping unit ETU600 LSI upgradeable, color display, Bluetooth, USB interface, basic protection LT, ST, INST, including protection of the N conductor (internal neutral point sensor available), trip alarm switch (1 x CO), connection at rear vertical, with internal voltage tap on lower stab of circuit breaker, with voltage tap module VTM680 and power supply of ETU600, able to communication, integrated metering type PMF-2 Basic Power Monitoring, Voltage, Energy, Power, Power factor, Frequency, Unbalance, Temperature, Manual operating mechanism with mechanical closing, without Spring charging motor, Ready-to-close signal. switch, Auxiliary switches 2NO+2NC, without Closing coil (CC), manual operating mechanism with mechanical closing, without Remote trip alarm reset coil (RR), without 2nd shunt trip, without 1st Shunt trip | 95100 | 1 | Z\ | 1
3WA1110-2FE22-0AA0 |  | fixed-mounted circuit breaker, IEC 60947-2, size 1, 4-pole, N pole on right, In=1000 A up to 690 V AC 50/60 Hz, breaking capacity N Icc=55/42 kA at 500/690 V, tripping unit ETU600 LSI upgradeable, color display, Bluetooth, USB interface, basic protection LT, ST, INST, including protection of the N conductor (internal neutral point sensor available), trip alarm switch (1 x CO), connection at rear horizontal with internal voltage tap on lower stab of circuit breaker, with voltage tap module VTM680 and power supply of ETU600, able to communication, integrated metering type PMF-2 Basic Power Monitoring, Voltage, Energy, Power, Power factor, Frequency, Unbalance, Temperature, Manual operating mechanism with mechanical closing, without Spring charging motor, Ready-to-close signal. switch, Auxiliary switches 2NO+2NC, without Closing coil (CC), manual operating mechanism with mechanical closing, without Remote trip alarm reset coil (RR), without 2nd shunt trip, without 1st Shunt trip | 92700 | 1 | Z\ | 1
3WA1110-2FE23-0AA0 |  | fixed-mounted circuit breaker, IEC 60947-2, size 1, 4-pole, N pole on right, In=1000 A up to 690 V AC 50/60 Hz, breaking capacity N Icc=55/42 kA at 500/690 V, tripping unit ETU600 LSI upgradeable, color display, Bluetooth, USB interface, basic protection LT, ST, INST, including protection of the N conductor (internal neutral point sensor available), trip alarm switch (1 x CO), front connection double hole, with internal voltage tap on lower stab of circuit breaker, with voltage tap module VTM680 and power supply of ETU600, able to communication, integrated metering type PMF-2 Basic Power Monitoring, Voltage, Energy, Power, Power factor, Frequency, Unbalance, Temperature, Manual operating mechanism with mechanical closing, without Spring charging motor, Ready-to-close signal. switch, Auxiliary switches 2NO+2NC, without Closing coil (CC), manual operating mechanism with mechanical closing, without Remote trip alarm reset coil (RR), without 2nd shunt trip, without 1st Shunt trip | 99900 | 1 | Z\ | 1
3WA1110-2FE31-0AA0 |  | Withdrawable circuit breaker with guide frame, IEC 60947-2, frame size 1, 3-poles, In=1000A up to 690V AC 50/60Hz, breaking capacity N Icu=55/42kA at 500/690V, Trip unit ETU600 LSI upgrade ready , colordisplay, bluetooth and USB interface, Protection LT, ST, INST, N-protection required an external N-sensor, incl. trip alarm switch (1xCO), rear connection vertical, guide frame with shutter and w/o position signalling switch, with internal voltage tap on lower stab of circuit breaker, with voltage tap module VTM680 and power supply of ETU600, able to communication, integrated metering type PMF-2 Basic Power Monitoring, Voltage, Energy, Power, Power factor, Frequency, Unbalance, Temperature, Manual operating mechanism with mechanical closing, without Spring charging motor, Ready-to-close signal. switch, Auxiliary switches 2NO+2NC, without Closing coil (CC), manual operating mechanism with mechanical closing, without Remote trip alarm reset coil (RR), without 2nd shunt trip, without 1st Shunt trip | 94800 | 1 | Z\ | 1
3WA1110-2FE32-0AA0 |  | Withdrawable circuit breaker with guide frame, IEC 60947-2, frame size 1, 3-poles, In=1000A up to 690V AC 50/60Hz, breaking capacity N Icu=55/42kA at 500/690V, Trip unit ETU600 LSI upgrade ready , colordisplay, bluetooth and USB interface, Protection LT, ST, INST, N-protection required an external N-sensor, incl. trip alarm switch (1xCO), rear connection horizontal, guide frame with shutter and w/o position signalling switch, with internal voltage tap on lower stab of circuit breaker, with voltage tap module VTM680 and power supply of ETU600, able to communication, integrated metering type PMF-2 Basic Power Monitoring, Voltage, Energy, Power, Power factor, Frequency, Unbalance, Temperature, Manual operating mechanism with mechanical closing, without Spring charging motor, Ready-to-close signal. switch, Auxiliary switches 2NO+2NC, without Closing coil (CC), manual operating mechanism with mechanical closing, without Remote trip alarm reset coil (RR), without 2nd shunt trip, without 1st Shunt trip | 93000 | 1 | Z\ | 1
3WA1110-2FE33-0AA0 |  | Withdrawable circuit breaker with guide frame, IEC 60947-2, frame size 1, 3-poles, In=1000A up to 690V AC 50/60Hz, breaking capacity N Icu=55/42kA at 500/690V, Trip unit ETU600 LSI upgrade ready , colordisplay, bluetooth and USB interface, Protection LT, ST, INST, N-protection required an external N-sensor, incl. trip alarm switch (1xCO), front connection double hole, guide frame with shutter and w/o position signalling switch, with internal voltage tap on lower stab of circuit breaker, with voltage tap module VTM680 and power supply of ETU600, able to communication, integrated metering type PMF-2 Basic Power Monitoring, Voltage, Energy, Power, Power factor, Frequency, Unbalance, Temperature, Manual operating mechanism with mechanical closing, without Spring charging motor, Ready-to-close signal. switch, Auxiliary switches 2NO+2NC, without Closing coil (CC), manual operating mechanism with mechanical closing, without Remote trip alarm reset coil (RR), without 2nd shunt trip, without 1st Shunt trip | 98400 | 1 | Z\ | 1
3WA1110-2FE34-0AA0 |  | Withdrawable circuit breaker with guide frame, IEC 60947-2, frame size 1, 3-poles, In=1000A up to 690V AC 50/60Hz, breaking capacity N Icu=55/42kA at 500/690V, Trip unit ETU600 LSI upgrade ready , colordisplay, bluetooth and USB interface, Protection LT, ST, INST, N-protection required an external N-sensor, incl. trip alarm switch (1xCO), rear connection flange, guide frame with shutter and w/o position signalling switch, with internal voltage tap on lower stab of circuit breaker, with voltage tap module VTM680 and power supply of ETU600, able to communication, integrated metering type PMF-2 Basic Power Monitoring, Voltage, Energy, Power, Power factor, Frequency, Unbalance, Temperature, Manual operating mechanism with mechanical closing, without Spring charging motor, Ready-to-close signal. switch, Auxiliary switches 2NO+2NC, without Closing coil (CC), manual operating mechanism with mechanical closing, without Remote trip alarm reset coil (RR), without 2nd shunt trip, without 1st Shunt trip | 93000 | 1 | Z\ | 1
3WA1110-2FE41-0AA0 |  | Withdrawable circuit breaker with guide frame, IEC 60947-2, frame size 1, 4-poles, N-pole left, In=1000A up to 690V AC 50/60Hz, breaking capacity N Icu=55/42kA at 500/690V, Trip unit ETU600 LSI upgrade ready , colordisplay, bluetooth and USB interface, Protection LT, ST, INST, include N-protection, (internal N-sensor available), incl. trip alarm switch (1xCO), rear connection vertical, guide frame with shutter and w/o position signalling switch, with internal voltage tap on lower stab of circuit breaker, with voltage tap module VTM680 and power supply of ETU600, able to communication, integrated metering type PMF-2 Basic Power Monitoring, Voltage, Energy, Power, Power factor, Frequency, Unbalance, Temperature, Manual operating mechanism with mechanical closing, without Spring charging motor, Ready-to-close signal. switch, Auxiliary switches 2NO+2NC, without Closing coil (CC), manual operating mechanism with mechanical closing, without Remote trip alarm reset coil (RR), without 2nd shunt trip, without 1st Shunt trip | 119700 | 1 | Z\ | 1
3WA1110-2FE42-0AA0 |  | Withdrawable circuit breaker with guide frame, IEC 60947-2, frame size 1, 4-poles, N-pole left, In=1000A up to 690V AC 50/60Hz, breaking capacity N Icu=55/42kA at 500/690V, Trip unit ETU600 LSI upgrade ready , colordisplay, bluetooth and USB interface, Protection LT, ST, INST, include N-protection, (internal N-sensor available), incl. trip alarm switch (1xCO), rear connection horizontal, guide frame with shutter and w/o position signalling switch, with internal voltage tap on lower stab of circuit breaker, with voltage tap module VTM680 and power supply of ETU600, able to communication, integrated metering type PMF-2 Basic Power Monitoring, Voltage, Energy, Power, Power factor, Frequency, Unbalance, Temperature, Manual operating mechanism with mechanical closing, without Spring charging motor, Ready-to-close signal. switch, Auxiliary switches 2NO+2NC, without Closing coil (CC), manual operating mechanism with mechanical closing, without Remote trip alarm reset coil (RR), without 2nd shunt trip, without 1st Shunt trip | 117000 | 1 | Z\ | 1
3WA1110-2FE43-0AA0 |  | Withdrawable circuit breaker with guide frame, IEC 60947-2, frame size 1, 4-poles, N-pole left, In=1000A up to 690V AC 50/60Hz, breaking capacity N Icu=55/42kA at 500/690V, Trip unit ETU600 LSI upgrade ready , colordisplay, bluetooth and USB interface, Protection LT, ST, INST, include N-protection, (internal N-sensor available), incl. trip alarm switch (1xCO), front connection double hole, guide frame with shutter and w/o position signalling switch, with internal voltage tap on lower stab of circuit breaker, with voltage tap module VTM680 and power supply of ETU600, able to communication, integrated metering type PMF-2 Basic Power Monitoring, Voltage, Energy, Power, Power factor, Frequency, Unbalance, Temperature, Manual operating mechanism with mechanical closing, without Spring charging motor, Ready-to-close signal. switch, Auxiliary switches 2NO+2NC, without Closing coil (CC), manual operating mechanism with mechanical closing, without Remote trip alarm reset coil (RR), without 2nd shunt trip, without 1st Shunt trip | 124700 | 1 | Z\ | 1
3WA1110-2FE44-0AA0 |  | Withdrawable circuit breaker with guide frame, IEC 60947-2, frame size 1, 4-poles, N-pole left, In=1000A up to 690V AC 50/60Hz, breaking capacity N Icu=55/42kA at 500/690V, Trip unit ETU600 LSI upgrade ready , colordisplay, bluetooth and USB interface, Protection LT, ST, INST, include N-protection, (internal N-sensor available), incl. trip alarm switch (1xCO), rear connection flange, guide frame with shutter and w/o position signalling switch, with internal voltage tap on lower stab of circuit breaker, with voltage tap module VTM680 and power supply of ETU600, able to communication, integrated metering type PMF-2 Basic Power Monitoring, Voltage, Energy, Power, Power factor, Frequency, Unbalance, Temperature, Manual operating mechanism with mechanical closing, without Spring charging motor, Ready-to-close signal. switch, Auxiliary switches 2NO+2NC, without Closing coil (CC), manual operating mechanism with mechanical closing, without Remote trip alarm reset coil (RR), without 2nd shunt trip, without 1st Shunt trip | 117000 | 1 | Z\ | 1
3WA1110-2FF01-0AA0 |  | Fixed-mounted circuit breaker IEC 60947-2, frame size 1, 3-poles, In=1000A up to 690V AC 50/60Hz, breaking capacity N Icu=55/42kA at 500/690V, Trip unit ETU600 LSIG upgrade ready , colordisplay, bluetooth and USB interface, Protection LT, ST, INST, GFx, N-protection required an external N-sensor, incl. trip alarm switch (1xCO), rear connection vertical, with internal voltage tap on lower stab of circuit breaker, with voltage tap module VTM680 and power supply of ETU600, able to communication, integrated metering type PMF-2 Basic Power Monitoring, Voltage, Energy, Power, Power factor, Frequency, Unbalance, Temperature, Manual operating mechanism with mechanical closing, without Spring charging motor, Ready-to-close signal. switch, Auxiliary switches 2NO+2NC, without Closing coil (CC), manual operating mechanism with mechanical closing, without Remote trip alarm reset coil (RR), without 2nd shunt trip, without 1st Shunt trip | 86900 | 1 | Z\ | 1
3WA1110-2FF02-0AA0 |  | Fixed-mounted circuit breaker IEC 60947-2, frame size 1, 3-poles, In=1000A up to 690V AC 50/60Hz, breaking capacity N Icu=55/42kA at 500/690V, Trip unit ETU600 LSIG upgrade ready , colordisplay, bluetooth and USB interface, Protection LT, ST, INST, GFx, N-protection required an external N-sensor, incl. trip alarm switch (1xCO), rear connection horizontal, with internal voltage tap on lower stab of circuit breaker, with voltage tap module VTM680 and power supply of ETU600, able to communication, integrated metering type PMF-2 Basic Power Monitoring, Voltage, Energy, Power, Power factor, Frequency, Unbalance, Temperature, Manual operating mechanism with mechanical closing, without Spring charging motor, Ready-to-close signal. switch, Auxiliary switches 2NO+2NC, without Closing coil (CC), manual operating mechanism with mechanical closing, without Remote trip alarm reset coil (RR), without 2nd shunt trip, without 1st Shunt trip | 85100 | 1 | Z\ | 1
3WA1110-2FF03-0AA0 |  | Fixed-mounted circuit breaker IEC 60947-2, frame size 1, 3-poles, In=1000A up to 690V AC 50/60Hz, breaking capacity N Icu=55/42kA at 500/690V, Trip unit ETU600 LSIG upgrade ready , colordisplay, bluetooth and USB interface, Protection LT, ST, INST, GFx, N-protection required an external N-sensor, incl. trip alarm switch (1xCO), front connection double hole, with internal voltage tap on lower stab of circuit breaker, with voltage tap module VTM680 and power supply of ETU600, able to communication, integrated metering type PMF-2 Basic Power Monitoring, Voltage, Energy, Power, Power factor, Frequency, Unbalance, Temperature, Manual operating mechanism with mechanical closing, without Spring charging motor, Ready-to-close signal. switch, Auxiliary switches 2NO+2NC, without Closing coil (CC), manual operating mechanism with mechanical closing, without Remote trip alarm reset coil (RR), without 2nd shunt trip, without 1st Shunt trip | 90600 | 1 | Z\ | 1
3WA1110-2FF11-0AA0 |  | Fixed-mounted circuit breaker IEC 60947-2, frame size 1, 4-poles, N-pole left, In=1000A up to 690V AC 50/60Hz, breaking capacity N Icu=55/42kA at 500/690V, Trip unit ETU600 LSIG upgrade ready , colordisplay, bluetooth and USB interface, Protection LT, ST, INST, GFx, include N-protection, (internal N-sensor available), incl. trip alarm switch (1xCO), rear connection vertical, with internal voltage tap on lower stab of circuit breaker, with voltage tap module VTM680 and power supply of ETU600, able to communication, integrated metering type PMF-2 Basic Power Monitoring, Voltage, Energy, Power, Power factor, Frequency, Unbalance, Temperature, Manual operating mechanism with mechanical closing, without Spring charging motor, Ready-to-close signal. switch, Auxiliary switches 2NO+2NC, without Closing coil (CC), manual operating mechanism with mechanical closing, without Remote trip alarm reset coil (RR), without 2nd shunt trip, without 1st Shunt trip | 105700 | 1 | Z\ | 1
3WA1110-2FF12-0AA0 |  | Fixed-mounted circuit breaker IEC 60947-2, frame size 1, 4-poles, N-pole left, In=1000A up to 690V AC 50/60Hz, breaking capacity N Icu=55/42kA at 500/690V, Trip unit ETU600 LSIG upgrade ready , colordisplay, bluetooth and USB interface, Protection LT, ST, INST, GFx, include N-protection, (internal N-sensor available), incl. trip alarm switch (1xCO), rear connection horizontal, with internal voltage tap on lower stab of circuit breaker, with voltage tap module VTM680 and power supply of ETU600, able to communication, integrated metering type PMF-2 Basic Power Monitoring, Voltage, Energy, Power, Power factor, Frequency, Unbalance, Temperature, Manual operating mechanism with mechanical closing, without Spring charging motor, Ready-to-close signal. switch, Auxiliary switches 2NO+2NC, without Closing coil (CC), manual operating mechanism with mechanical closing, without Remote trip alarm reset coil (RR), without 2nd shunt trip, without 1st Shunt trip | 103300 | 1 | Z\ | 1
3WA1110-2FF13-0AA0 |  | Fixed-mounted circuit breaker IEC 60947-2, frame size 1, 4-poles, N-pole left, In=1000A up to 690V AC 50/60Hz, breaking capacity N Icu=55/42kA at 500/690V, Trip unit ETU600 LSIG upgrade ready , colordisplay, bluetooth and USB interface, Protection LT, ST, INST, GFx, include N-protection, (internal N-sensor available), incl. trip alarm switch (1xCO), front connection double hole, with internal voltage tap on lower stab of circuit breaker, with voltage tap module VTM680 and power supply of ETU600, able to communication, integrated metering type PMF-2 Basic Power Monitoring, Voltage, Energy, Power, Power factor, Frequency, Unbalance, Temperature, Manual operating mechanism with mechanical closing, without Spring charging motor, Ready-to-close signal. switch, Auxiliary switches 2NO+2NC, without Closing coil (CC), manual operating mechanism with mechanical closing, without Remote trip alarm reset coil (RR), without 2nd shunt trip, without 1st Shunt trip | 110500 | 1 | Z\ | 1
3WA1110-2FF21-0AA0 |  | fixed-mounted circuit breaker, IEC 60947-2, size 1, 4-pole, N pole on right, In=1000 A up to 690 V AC 50/60 Hz, breaking capacity N Icc=55/42 kA at 500/690 V, tripping unit ETU600 LSIG upgradeable, color display, Bluetooth, USB interface, basic protection LT, ST, INST, GFx, including protection of the N conductor (internal neutral point sensor available), trip alarm switch (1 x CO), connection at rear vertical, with internal voltage tap on lower stab of circuit breaker, with voltage tap module VTM680 and power supply of ETU600, able to communication, integrated metering type PMF-2 Basic Power Monitoring, Voltage, Energy, Power, Power factor, Frequency, Unbalance, Temperature, Manual operating mechanism with mechanical closing, without Spring charging motor, Ready-to-close signal. switch, Auxiliary switches 2NO+2NC, without Closing coil (CC), manual operating mechanism with mechanical closing, without Remote trip alarm reset coil (RR), without 2nd shunt trip, without 1st Shunt trip | 105700 | 1 | Z\ | 1
3WA1110-2FF22-0AA0 |  | fixed-mounted circuit breaker, IEC 60947-2, size 1, 4-pole, N pole on right, In=1000 A up to 690 V AC 50/60 Hz, breaking capacity N Icc=55/42 kA at 500/690 V, tripping unit ETU600 LSIG upgradeable, color display, Bluetooth, USB interface, basic protection LT, ST, INST, GFx, including protection of the N conductor (internal neutral point sensor available), trip alarm switch (1 x CO), connection at rear horizontal with internal voltage tap on lower stab of circuit breaker, with voltage tap module VTM680 and power supply of ETU600, able to communication, integrated metering type PMF-2 Basic Power Monitoring, Voltage, Energy, Power, Power factor, Frequency, Unbalance, Temperature, Manual operating mechanism with mechanical closing, without Spring charging motor, Ready-to-close signal. switch, Auxiliary switches 2NO+2NC, without Closing coil (CC), manual operating mechanism with mechanical closing, without Remote trip alarm reset coil (RR), without 2nd shunt trip, without 1st Shunt trip | 103300 | 1 | Z\ | 1
3WA1110-2FF23-0AA0 |  | fixed-mounted circuit breaker, IEC 60947-2, size 1, 4-pole, N pole on right, In=1000 A up to 690 V AC 50/60 Hz, breaking capacity N Icc=55/42 kA at 500/690 V, tripping unit ETU600 LSIG upgradeable, color display, Bluetooth, USB interface, basic protection LT, ST, INST, GFx, including protection of the N conductor (internal neutral point sensor available), trip alarm switch (1 x CO), front connection double hole, with internal voltage tap on lower stab of circuit breaker, with voltage tap module VTM680 and power supply of ETU600, able to communication, integrated metering type PMF-2 Basic Power Monitoring, Voltage, Energy, Power, Power factor, Frequency, Unbalance, Temperature, Manual operating mechanism with mechanical closing, without Spring charging motor, Ready-to-close signal. switch, Auxiliary switches 2NO+2NC, without Closing coil (CC), manual operating mechanism with mechanical closing, without Remote trip alarm reset coil (RR), without 2nd shunt trip, without 1st Shunt trip | 110500 | 1 | Z\ | 1
3WA1110-2FF31-0AA0 |  | Withdrawable circuit breaker with guide frame, IEC 60947-2, frame size 1, 3-poles, In=1000A up to 690V AC 50/60Hz, breaking capacity N Icu=55/42kA at 500/690V, Trip unit ETU600 LSIG upgrade ready , colordisplay, bluetooth and USB interface, Protection LT, ST, INST, GFx, N-protection required an external N-sensor, incl. trip alarm switch (1xCO), rear connection vertical, guide frame with shutter and w/o position signalling switch, with internal voltage tap on lower stab of circuit breaker, with voltage tap module VTM680 and power supply of ETU600, able to communication, integrated metering type PMF-2 Basic Power Monitoring, Voltage, Energy, Power, Power factor, Frequency, Unbalance, Temperature, Manual operating mechanism with mechanical closing, without Spring charging motor, Ready-to-close signal. switch, Auxiliary switches 2NO+2NC, without Closing coil (CC), manual operating mechanism with mechanical closing, without Remote trip alarm reset coil (RR), without 2nd shunt trip, without 1st Shunt trip | 105400 | 1 | Z\ | 1
3WA1110-2FF32-0AA0 |  | Withdrawable circuit breaker with guide frame, IEC 60947-2, frame size 1, 3-poles, In=1000A up to 690V AC 50/60Hz, breaking capacity N Icu=55/42kA at 500/690V, Trip unit ETU600 LSIG upgrade ready , colordisplay, bluetooth and USB interface, Protection LT, ST, INST, GFx, N-protection required an external N-sensor, incl. trip alarm switch (1xCO), rear connection horizontal, guide frame with shutter and w/o position signalling switch, with internal voltage tap on lower stab of circuit breaker, with voltage tap module VTM680 and power supply of ETU600, able to communication, integrated metering type PMF-2 Basic Power Monitoring, Voltage, Energy, Power, Power factor, Frequency, Unbalance, Temperature, Manual operating mechanism with mechanical closing, without Spring charging motor, Ready-to-close signal. switch, Auxiliary switches 2NO+2NC, without Closing coil (CC), manual operating mechanism with mechanical closing, without Remote trip alarm reset coil (RR), without 2nd shunt trip, without 1st Shunt trip | 103600 | 1 | Z\ | 1
3WA1110-2FF33-0AA0 |  | Withdrawable circuit breaker with guide frame, IEC 60947-2, frame size 1, 3-poles, In=1000A up to 690V AC 50/60Hz, breaking capacity N Icu=55/42kA at 500/690V, Trip unit ETU600 LSIG upgrade ready , colordisplay, bluetooth and USB interface, Protection LT, ST, INST, GFx, N-protection required an external N-sensor, incl. trip alarm switch (1xCO), front connection double hole, guide frame with shutter and w/o position signalling switch, with internal voltage tap on lower stab of circuit breaker, with voltage tap module VTM680 and power supply of ETU600, able to communication, integrated metering type PMF-2 Basic Power Monitoring, Voltage, Energy, Power, Power factor, Frequency, Unbalance, Temperature, Manual operating mechanism with mechanical closing, without Spring charging motor, Ready-to-close signal. switch, Auxiliary switches 2NO+2NC, without Closing coil (CC), manual operating mechanism with mechanical closing, without Remote trip alarm reset coil (RR), without 2nd shunt trip, without 1st Shunt trip | 109000 | 1 | Z\ | 1
3WA1110-2FF34-0AA0 |  | Withdrawable circuit breaker with guide frame, IEC 60947-2, frame size 1, 3-poles, In=1000A up to 690V AC 50/60Hz, breaking capacity N Icu=55/42kA at 500/690V, Trip unit ETU600 LSIG upgrade ready , colordisplay, bluetooth and USB interface, Protection LT, ST, INST, GFx, N-protection required an external N-sensor, incl. trip alarm switch (1xCO), rear connection flange, guide frame with shutter and w/o position signalling switch, with internal voltage tap on lower stab of circuit breaker, with voltage tap module VTM680 and power supply of ETU600, able to communication, integrated metering type PMF-2 Basic Power Monitoring, Voltage, Energy, Power, Power factor, Frequency, Unbalance, Temperature, Manual operating mechanism with mechanical closing, without Spring charging motor, Ready-to-close signal. switch, Auxiliary switches 2NO+2NC, without Closing coil (CC), manual operating mechanism with mechanical closing, without Remote trip alarm reset coil (RR), without 2nd shunt trip, without 1st Shunt trip | 103600 | 1 | Z\ | 1
3WA1110-2FF41-0AA0 |  | Withdrawable circuit breaker with guide frame, IEC 60947-2, frame size 1, 4-poles, N-pole left, In=1000A up to 690V AC 50/60Hz, breaking capacity N Icu=55/42kA at 500/690V, Trip unit ETU600 LSIG upgrade ready , colordisplay, bluetooth and USB interface, Protection LT, ST, INST, GFx, include N-protection, (internal N-sensor available), incl. trip alarm switch (1xCO), rear connection vertical, guide frame with shutter and w/o position signalling switch, with internal voltage tap on lower stab of circuit breaker, with voltage tap module VTM680 and power supply of ETU600, able to communication, integrated metering type PMF-2 Basic Power Monitoring, Voltage, Energy, Power, Power factor, Frequency, Unbalance, Temperature, Manual operating mechanism with mechanical closing, without Spring charging motor, Ready-to-close signal. switch, Auxiliary switches 2NO+2NC, without Closing coil (CC), manual operating mechanism with mechanical closing, without Remote trip alarm reset coil (RR), without 2nd shunt trip, without 1st Shunt trip | 129700 | 1 | Z\ | 1
3WA1110-2FF42-0AA0 |  | Withdrawable circuit breaker with guide frame, IEC 60947-2, frame size 1, 4-poles, N-pole left, In=1000A up to 690V AC 50/60Hz, breaking capacity N Icu=55/42kA at 500/690V, Trip unit ETU600 LSIG upgrade ready , colordisplay, bluetooth and USB interface, Protection LT, ST, INST, GFx, include N-protection, (internal N-sensor available), incl. trip alarm switch (1xCO), rear connection horizontal, guide frame with shutter and w/o position signalling switch, with internal voltage tap on lower stab of circuit breaker, with voltage tap module VTM680 and power supply of ETU600, able to communication, integrated metering type PMF-2 Basic Power Monitoring, Voltage, Energy, Power, Power factor, Frequency, Unbalance, Temperature, Manual operating mechanism with mechanical closing, without Spring charging motor, Ready-to-close signal. switch, Auxiliary switches 2NO+2NC, without Closing coil (CC), manual operating mechanism with mechanical closing, without Remote trip alarm reset coil (RR), without 2nd shunt trip, without 1st Shunt trip | 127700 | 1 | Z\ | 1
3WA1110-2FF43-0AA0 |  | Withdrawable circuit breaker with guide frame, IEC 60947-2, frame size 1, 4-poles, N-pole left, In=1000A up to 690V AC 50/60Hz, breaking capacity N Icu=55/42kA at 500/690V, Trip unit ETU600 LSIG upgrade ready , colordisplay, bluetooth and USB interface, Protection LT, ST, INST, GFx, include N-protection, (internal N-sensor available), incl. trip alarm switch (1xCO), front connection double hole, guide frame with shutter and w/o position signalling switch, with internal voltage tap on lower stab of circuit breaker, with voltage tap module VTM680 and power supply of ETU600, able to communication, integrated metering type PMF-2 Basic Power Monitoring, Voltage, Energy, Power, Power factor, Frequency, Unbalance, Temperature, Manual operating mechanism with mechanical closing, without Spring charging motor, Ready-to-close signal. switch, Auxiliary switches 2NO+2NC, without Closing coil (CC), manual operating mechanism with mechanical closing, without Remote trip alarm reset coil (RR), without 2nd shunt trip, without 1st Shunt trip | 134700 | 1 | Z\ | 1
3WA1110-2FF44-0AA0 |  | Withdrawable circuit breaker with guide frame, IEC 60947-2, frame size 1, 4-poles, N-pole left, In=1000A up to 690V AC 50/60Hz, breaking capacity N Icu=55/42kA at 500/690V, Trip unit ETU600 LSIG upgrade ready , colordisplay, bluetooth and USB interface, Protection LT, ST, INST, GFx, include N-protection, (internal N-sensor available), incl. trip alarm switch (1xCO), rear connection flange, guide frame with shutter and w/o position signalling switch, with internal voltage tap on lower stab of circuit breaker, with voltage tap module VTM680 and power supply of ETU600, able to communication, integrated metering type PMF-2 Basic Power Monitoring, Voltage, Energy, Power, Power factor, Frequency, Unbalance, Temperature, Manual operating mechanism with mechanical closing, without Spring charging motor, Ready-to-close signal. switch, Auxiliary switches 2NO+2NC, without Closing coil (CC), manual operating mechanism with mechanical closing, without Remote trip alarm reset coil (RR), without 2nd shunt trip, without 1st Shunt trip | 127700 | 1 | Z\ | 1
3WA1110-2GE01-0AA0 |  | Fixed-mounted circuit breaker IEC 60947-2, frame size 1, 3-poles, In=1000A up to 690V AC 50/60Hz, breaking capacity N Icu=55/42kA at 500/690V, Trip unit ETU600 LSI upgrade ready , colordisplay, bluetooth and USB interface, Protection LT, ST, INST, N-protection required an external N-sensor, incl. trip alarm switch (1xCO), rear connection vertical, with internal voltage tap on lower stab of circuit breaker, with voltage tap module VTM680 and power supply of ETU600, able to communication, integrated metering type PMF-3 Advanced Power Monitor., Voltage, Energy, Power, Power factor, Frequency, Unbalance, Temperature, Power quality, Manual operating mechanism with mechanical closing, without Spring charging motor, Ready-to-close signal. switch, Auxiliary switches 2NO+2NC, without Closing coil (CC), manual operating mechanism with mechanical closing, without Remote trip alarm reset coil (RR), without 2nd shunt trip, without 1st Shunt trip | 82700 | 1 | Z\ | 1
3WA1110-2GE02-0AA0 |  | Fixed-mounted circuit breaker IEC 60947-2, frame size 1, 3-poles, In=1000A up to 690V AC 50/60Hz, breaking capacity N Icu=55/42kA at 500/690V, Trip unit ETU600 LSI upgrade ready , colordisplay, bluetooth and USB interface, Protection LT, ST, INST, N-protection required an external N-sensor, incl. trip alarm switch (1xCO), rear connection horizontal, with internal voltage tap on lower stab of circuit breaker, with voltage tap module VTM680 and power supply of ETU600, able to communication, integrated metering type PMF-3 Advanced Power Monitor., Voltage, Energy, Power, Power factor, Frequency, Unbalance, Temperature, Power quality, Manual operating mechanism with mechanical closing, without Spring charging motor, Ready-to-close signal. switch, Auxiliary switches 2NO+2NC, without Closing coil (CC), manual operating mechanism with mechanical closing, without Remote trip alarm reset coil (RR), without 2nd shunt trip, without 1st Shunt trip | 80900 | 1 | Z\ | 1
3WA1110-2GE03-0AA0 |  | Fixed-mounted circuit breaker IEC 60947-2, frame size 1, 3-poles, In=1000A up to 690V AC 50/60Hz, breaking capacity N Icu=55/42kA at 500/690V, Trip unit ETU600 LSI upgrade ready , colordisplay, bluetooth and USB interface, Protection LT, ST, INST, N-protection required an external N-sensor, incl. trip alarm switch (1xCO), front connection double hole, with internal voltage tap on lower stab of circuit breaker, with voltage tap module VTM680 and power supply of ETU600, able to communication, integrated metering type PMF-3 Advanced Power Monitor., Voltage, Energy, Power, Power factor, Frequency, Unbalance, Temperature, Power quality, Manual operating mechanism with mechanical closing, without Spring charging motor, Ready-to-close signal. switch, Auxiliary switches 2NO+2NC, without Closing coil (CC), manual operating mechanism with mechanical closing, without Remote trip alarm reset coil (RR), without 2nd shunt trip, without 1st Shunt trip | 86300 | 1 | Z\ | 1
3WA1110-2GE11-0AA0 |  | Fixed-mounted circuit breaker IEC 60947-2, frame size 1, 4-poles, N-pole left, In=1000A up to 690V AC 50/60Hz, breaking capacity N Icu=55/42kA at 500/690V, Trip unit ETU600 LSI upgrade ready , colordisplay, bluetooth and USB interface, Protection LT, ST, INST, include N-protection, (internal N-sensor available), incl. trip alarm switch (1xCO), rear connection vertical, with internal voltage tap on lower stab of circuit breaker, with voltage tap module VTM680 and power supply of ETU600, able to communication, integrated metering type PMF-3 Advanced Power Monitor., Voltage, Energy, Power, Power factor, Frequency, Unbalance, Temperature, Power quality, Manual operating mechanism with mechanical closing, without Spring charging motor, Ready-to-close signal. switch, Auxiliary switches 2NO+2NC, without Closing coil (CC), manual operating mechanism with mechanical closing, without Remote trip alarm reset coil (RR), without 2nd shunt trip, without 1st Shunt trip | 101500 | 1 | Z\ | 1
3WA1110-2GE12-0AA0 |  | Fixed-mounted circuit breaker IEC 60947-2, frame size 1, 4-poles, N-pole left, In=1000A up to 690V AC 50/60Hz, breaking capacity N Icu=55/42kA at 500/690V, Trip unit ETU600 LSI upgrade ready , colordisplay, bluetooth and USB interface, Protection LT, ST, INST, include N-protection, (internal N-sensor available), incl. trip alarm switch (1xCO), rear connection horizontal, with internal voltage tap on lower stab of circuit breaker, with voltage tap module VTM680 and power supply of ETU600, able to communication, integrated metering type PMF-3 Advanced Power Monitor., Voltage, Energy, Power, Power factor, Frequency, Unbalance, Temperature, Power quality, Manual operating mechanism with mechanical closing, without Spring charging motor, Ready-to-close signal. switch, Auxiliary switches 2NO+2NC, without Closing coil (CC), manual operating mechanism with mechanical closing, without Remote trip alarm reset coil (RR), without 2nd shunt trip, without 1st Shunt trip | 99100 | 1 | Z\ | 1
3WA1110-2GE13-0AA0 |  | Fixed-mounted circuit breaker IEC 60947-2, frame size 1, 4-poles, N-pole left, In=1000A up to 690V AC 50/60Hz, breaking capacity N Icu=55/42kA at 500/690V, Trip unit ETU600 LSI upgrade ready , colordisplay, bluetooth and USB interface, Protection LT, ST, INST, include N-protection, (internal N-sensor available), incl. trip alarm switch (1xCO), front connection double hole, with internal voltage tap on lower stab of circuit breaker, with voltage tap module VTM680 and power supply of ETU600, able to communication, integrated metering type PMF-3 Advanced Power Monitor., Voltage, Energy, Power, Power factor, Frequency, Unbalance, Temperature, Power quality, Manual operating mechanism with mechanical closing, without Spring charging motor, Ready-to-close signal. switch, Auxiliary switches 2NO+2NC, without Closing coil (CC), manual operating mechanism with mechanical closing, without Remote trip alarm reset coil (RR), without 2nd shunt trip, without 1st Shunt trip | 106300 | 1 | Z\ | 1
3WA1110-2GE21-0AA0 |  | fixed-mounted circuit breaker, IEC 60947-2, size 1, 4-pole, N pole on right, In=1000 A up to 690 V AC 50/60 Hz, breaking capacity N Icc=55/42 kA at 500/690 V, tripping unit ETU600 LSI upgradeable, color display, Bluetooth, USB interface, basic protection LT, ST, INST, including protection of the N conductor (internal neutral point sensor available), trip alarm switch (1 x CO), connection at rear vertical, with internal voltage tap on lower stab of circuit breaker, with voltage tap module VTM680 and power supply of ETU600, able to communication, integrated metering type PMF-3 Advanced Power Monitor., Voltage, Energy, Power, Power factor, Frequency, Unbalance, Temperature, Power quality, Manual operating mechanism with mechanical closing, without Spring charging motor, Ready-to-close signal. switch, Auxiliary switches 2NO+2NC, without Closing coil (CC), manual operating mechanism with mechanical closing, without Remote trip alarm reset coil (RR), without 2nd shunt trip, without 1st Shunt trip | 101500 | 1 | Z\ | 1
3WA1110-2GE22-0AA0 |  | fixed-mounted circuit breaker, IEC 60947-2, size 1, 4-pole, N pole on right, In=1000 A up to 690 V AC 50/60 Hz, breaking capacity N Icc=55/42 kA at 500/690 V, tripping unit ETU600 LSI upgradeable, color display, Bluetooth, USB interface, basic protection LT, ST, INST, including protection of the N conductor (internal neutral point sensor available), trip alarm switch (1 x CO), connection at rear horizontal with internal voltage tap on lower stab of circuit breaker, with voltage tap module VTM680 and power supply of ETU600, able to communication, integrated metering type PMF-3 Advanced Power Monitor., Voltage, Energy, Power, Power factor, Frequency, Unbalance, Temperature, Power quality, Manual operating mechanism with mechanical closing, without Spring charging motor, Ready-to-close signal. switch, Auxiliary switches 2NO+2NC, without Closing coil (CC), manual operating mechanism with mechanical closing, without Remote trip alarm reset coil (RR), without 2nd shunt trip, without 1st Shunt trip | 99100 | 1 | Z\ | 1
3WA1110-2GE23-0AA0 |  | fixed-mounted circuit breaker, IEC 60947-2, size 1, 4-pole, N pole on right, In=1000 A up to 690 V AC 50/60 Hz, breaking capacity N Icc=55/42 kA at 500/690 V, tripping unit ETU600 LSI upgradeable, color display, Bluetooth, USB interface, basic protection LT, ST, INST, including protection of the N conductor (internal neutral point sensor available), trip alarm switch (1 x CO), front connection double hole, with internal voltage tap on lower stab of circuit breaker, with voltage tap module VTM680 and power supply of ETU600, able to communication, integrated metering type PMF-3 Advanced Power Monitor., Voltage, Energy, Power, Power factor, Frequency, Unbalance, Temperature, Power quality, Manual operating mechanism with mechanical closing, without Spring charging motor, Ready-to-close signal. switch, Auxiliary switches 2NO+2NC, without Closing coil (CC), manual operating mechanism with mechanical closing, without Remote trip alarm reset coil (RR), without 2nd shunt trip, without 1st Shunt trip | 106300 | 1 | Z\ | 1
3WA1110-2GE31-0AA0 |  | Withdrawable circuit breaker with guide frame, IEC 60947-2, frame size 1, 3-poles, In=1000A up to 690V AC 50/60Hz, breaking capacity N Icu=55/42kA at 500/690V, Trip unit ETU600 LSI upgrade ready , colordisplay, bluetooth and USB interface, Protection LT, ST, INST, N-protection required an external N-sensor, incl. trip alarm switch (1xCO), rear connection vertical, guide frame with shutter and w/o position signalling switch, with internal voltage tap on lower stab of circuit breaker, with voltage tap module VTM680 and power supply of ETU600, able to communication, integrated metering type PMF-3 Advanced Power Monitor., Voltage, Energy, Power, Power factor, Frequency, Unbalance, Temperature, Power quality, Manual operating mechanism with mechanical closing, without Spring charging motor, Ready-to-close signal. switch, Auxiliary switches 2NO+2NC, without Closing coil (CC), manual operating mechanism with mechanical closing, without Remote trip alarm reset coil (RR), without 2nd shunt trip, without 1st Shunt trip | 101200 | 1 | Z\ | 1
3WA1110-2GE32-0AA0 |  | Withdrawable circuit breaker with guide frame, IEC 60947-2, frame size 1, 3-poles, In=1000A up to 690V AC 50/60Hz, breaking capacity N Icu=55/42kA at 500/690V, Trip unit ETU600 LSI upgrade ready , colordisplay, bluetooth and USB interface, Protection LT, ST, INST, N-protection required an external N-sensor, incl. trip alarm switch (1xCO), rear connection horizontal, guide frame with shutter and w/o position signalling switch, with internal voltage tap on lower stab of circuit breaker, with voltage tap module VTM680 and power supply of ETU600, able to communication, integrated metering type PMF-3 Advanced Power Monitor., Voltage, Energy, Power, Power factor, Frequency, Unbalance, Temperature, Power quality, Manual operating mechanism with mechanical closing, without Spring charging motor, Ready-to-close signal. switch, Auxiliary switches 2NO+2NC, without Closing coil (CC), manual operating mechanism with mechanical closing, without Remote trip alarm reset coil (RR), without 2nd shunt trip, without 1st Shunt trip | 99400 | 1 | Z\ | 1
3WA1110-2GE33-0AA0 |  | Withdrawable circuit breaker with guide frame, IEC 60947-2, frame size 1, 3-poles, In=1000A up to 690V AC 50/60Hz, breaking capacity N Icu=55/42kA at 500/690V, Trip unit ETU600 LSI upgrade ready , colordisplay, bluetooth and USB interface, Protection LT, ST, INST, N-protection required an external N-sensor, incl. trip alarm switch (1xCO), front connection double hole, guide frame with shutter and w/o position signalling switch, with internal voltage tap on lower stab of circuit breaker, with voltage tap module VTM680 and power supply of ETU600, able to communication, integrated metering type PMF-3 Advanced Power Monitor., Voltage, Energy, Power, Power factor, Frequency, Unbalance, Temperature, Power quality, Manual operating mechanism with mechanical closing, without Spring charging motor, Ready-to-close signal. switch, Auxiliary switches 2NO+2NC, without Closing coil (CC), manual operating mechanism with mechanical closing, without Remote trip alarm reset coil (RR), without 2nd shunt trip, without 1st Shunt trip | 104800 | 1 | Z\ | 1
3WA1110-2GE34-0AA0 |  | Withdrawable circuit breaker with guide frame, IEC 60947-2, frame size 1, 3-poles, In=1000A up to 690V AC 50/60Hz, breaking capacity N Icu=55/42kA at 500/690V, Trip unit ETU600 LSI upgrade ready , colordisplay, bluetooth and USB interface, Protection LT, ST, INST, N-protection required an external N-sensor, incl. trip alarm switch (1xCO), rear connection flange, guide frame with shutter and w/o position signalling switch, with internal voltage tap on lower stab of circuit breaker, with voltage tap module VTM680 and power supply of ETU600, able to communication, integrated metering type PMF-3 Advanced Power Monitor., Voltage, Energy, Power, Power factor, Frequency, Unbalance, Temperature, Power quality, Manual operating mechanism with mechanical closing, without Spring charging motor, Ready-to-close signal. switch, Auxiliary switches 2NO+2NC, without Closing coil (CC), manual operating mechanism with mechanical closing, without Remote trip alarm reset coil (RR), without 2nd shunt trip, without 1st Shunt trip | 99400 | 1 | Z\ | 1
3WA1110-2GE41-0AA0 |  | Withdrawable circuit breaker with guide frame, IEC 60947-2, frame size 1, 4-poles, N-pole left, In=1000A up to 690V AC 50/60Hz, breaking capacity N Icu=55/42kA at 500/690V, Trip unit ETU600 LSI upgrade ready , colordisplay, bluetooth and USB interface, Protection LT, ST, INST, include N-protection, (internal N-sensor available), incl. trip alarm switch (1xCO), rear connection vertical, guide frame with shutter and w/o position signalling switch, with internal voltage tap on lower stab of circuit breaker, with voltage tap module VTM680 and power supply of ETU600, able to communication, integrated metering type PMF-3 Advanced Power Monitor., Voltage, Energy, Power, Power factor, Frequency, Unbalance, Temperature, Power quality, Manual operating mechanism with mechanical closing, without Spring charging motor, Ready-to-close signal. switch, Auxiliary switches 2NO+2NC, without Closing coil (CC), manual operating mechanism with mechanical closing, without Remote trip alarm reset coil (RR), without 2nd shunt trip, without 1st Shunt trip | 126100 | 1 | Z\ | 1
3WA1110-2GE42-0AA0 |  | Withdrawable circuit breaker with guide frame, IEC 60947-2, frame size 1, 4-poles, N-pole left, In=1000A up to 690V AC 50/60Hz, breaking capacity N Icu=55/42kA at 500/690V, Trip unit ETU600 LSI upgrade ready , colordisplay, bluetooth and USB interface, Protection LT, ST, INST, include N-protection, (internal N-sensor available), incl. trip alarm switch (1xCO), rear connection horizontal, guide frame with shutter and w/o position signalling switch, with internal voltage tap on lower stab of circuit breaker, with voltage tap module VTM680 and power supply of ETU600, able to communication, integrated metering type PMF-3 Advanced Power Monitor., Voltage, Energy, Power, Power factor, Frequency, Unbalance, Temperature, Power quality, Manual operating mechanism with mechanical closing, without Spring charging motor, Ready-to-close signal. switch, Auxiliary switches 2NO+2NC, without Closing coil (CC), manual operating mechanism with mechanical closing, without Remote trip alarm reset coil (RR), without 2nd shunt trip, without 1st Shunt trip | 123400 | 1 | Z\ | 1
3WA1110-2GE43-0AA0 |  | Withdrawable circuit breaker with guide frame, IEC 60947-2, frame size 1, 4-poles, N-pole left, In=1000A up to 690V AC 50/60Hz, breaking capacity N Icu=55/42kA at 500/690V, Trip unit ETU600 LSI upgrade ready , colordisplay, bluetooth and USB interface, Protection LT, ST, INST, include N-protection, (internal N-sensor available), incl. trip alarm switch (1xCO), front connection double hole, guide frame with shutter and w/o position signalling switch, with internal voltage tap on lower stab of circuit breaker, with voltage tap module VTM680 and power supply of ETU600, able to communication, integrated metering type PMF-3 Advanced Power Monitor., Voltage, Energy, Power, Power factor, Frequency, Unbalance, Temperature, Power quality, Manual operating mechanism with mechanical closing, without Spring charging motor, Ready-to-close signal. switch, Auxiliary switches 2NO+2NC, without Closing coil (CC), manual operating mechanism with mechanical closing, without Remote trip alarm reset coil (RR), without 2nd shunt trip, without 1st Shunt trip | 131100 | 1 | Z\ | 1
3WA1110-2GE44-0AA0 |  | Withdrawable circuit breaker with guide frame, IEC 60947-2, frame size 1, 4-poles, N-pole left, In=1000A up to 690V AC 50/60Hz, breaking capacity N Icu=55/42kA at 500/690V, Trip unit ETU600 LSI upgrade ready , colordisplay, bluetooth and USB interface, Protection LT, ST, INST, include N-protection, (internal N-sensor available), incl. trip alarm switch (1xCO), rear connection flange, guide frame with shutter and w/o position signalling switch, with internal voltage tap on lower stab of circuit breaker, with voltage tap module VTM680 and power supply of ETU600, able to communication, integrated metering type PMF-3 Advanced Power Monitor., Voltage, Energy, Power, Power factor, Frequency, Unbalance, Temperature, Power quality, Manual operating mechanism with mechanical closing, without Spring charging motor, Ready-to-close signal. switch, Auxiliary switches 2NO+2NC, without Closing coil (CC), manual operating mechanism with mechanical closing, without Remote trip alarm reset coil (RR), without 2nd shunt trip, without 1st Shunt trip | 123400 | 1 | Z\ | 1
3WA1110-2GF01-0AA0 |  | Fixed-mounted circuit breaker IEC 60947-2, frame size 1, 3-poles, In=1000A up to 690V AC 50/60Hz, breaking capacity N Icu=55/42kA at 500/690V, Trip unit ETU600 LSIG upgrade ready , colordisplay, bluetooth and USB interface, Protection LT, ST, INST, GFx, N-protection required an external N-sensor, incl. trip alarm switch (1xCO), rear connection vertical, with internal voltage tap on lower stab of circuit breaker, with voltage tap module VTM680 and power supply of ETU600, able to communication, integrated metering type PMF-3 Advanced Power Monitor., Voltage, Energy, Power, Power factor, Frequency, Unbalance, Temperature, Power quality, Manual operating mechanism with mechanical closing, without Spring charging motor, Ready-to-close signal. switch, Auxiliary switches 2NO+2NC, without Closing coil (CC), manual operating mechanism with mechanical closing, without Remote trip alarm reset coil (RR), without 2nd shunt trip, without 1st Shunt trip | 93300 | 1 | Z\ | 1
3WA1110-2GF02-0AA0 |  | Fixed-mounted circuit breaker IEC 60947-2, frame size 1, 3-poles, In=1000A up to 690V AC 50/60Hz, breaking capacity N Icu=55/42kA at 500/690V, Trip unit ETU600 LSIG upgrade ready , colordisplay, bluetooth and USB interface, Protection LT, ST, INST, GFx, N-protection required an external N-sensor, incl. trip alarm switch (1xCO), rear connection horizontal, with internal voltage tap on lower stab of circuit breaker, with voltage tap module VTM680 and power supply of ETU600, able to communication, integrated metering type PMF-3 Advanced Power Monitor., Voltage, Energy, Power, Power factor, Frequency, Unbalance, Temperature, Power quality, Manual operating mechanism with mechanical closing, without Spring charging motor, Ready-to-close signal. switch, Auxiliary switches 2NO+2NC, without Closing coil (CC), manual operating mechanism with mechanical closing, without Remote trip alarm reset coil (RR), without 2nd shunt trip, without 1st Shunt trip | 91500 | 1 | Z\ | 1
3WA1110-2GF03-0AA0 |  | Fixed-mounted circuit breaker IEC 60947-2, frame size 1, 3-poles, In=1000A up to 690V AC 50/60Hz, breaking capacity N Icu=55/42kA at 500/690V, Trip unit ETU600 LSIG upgrade ready , colordisplay, bluetooth and USB interface, Protection LT, ST, INST, GFx, N-protection required an external N-sensor, incl. trip alarm switch (1xCO), front connection double hole, with internal voltage tap on lower stab of circuit breaker, with voltage tap module VTM680 and power supply of ETU600, able to communication, integrated metering type PMF-3 Advanced Power Monitor., Voltage, Energy, Power, Power factor, Frequency, Unbalance, Temperature, Power quality, Manual operating mechanism with mechanical closing, without Spring charging motor, Ready-to-close signal. switch, Auxiliary switches 2NO+2NC, without Closing coil (CC), manual operating mechanism with mechanical closing, without Remote trip alarm reset coil (RR), without 2nd shunt trip, without 1st Shunt trip | 97000 | 1 | Z\ | 1
3WA1110-2GF11-0AA0 |  | Fixed-mounted circuit breaker IEC 60947-2, frame size 1, 4-poles, N-pole left, In=1000A up to 690V AC 50/60Hz, breaking capacity N Icu=55/42kA at 500/690V, Trip unit ETU600 LSIG upgrade ready , colordisplay, bluetooth and USB interface, Protection LT, ST, INST, GFx, include N-protection, (internal N-sensor available), incl. trip alarm switch (1xCO), rear connection vertical, with internal voltage tap on lower stab of circuit breaker, with voltage tap module VTM680 and power supply of ETU600, able to communication, integrated metering type PMF-3 Advanced Power Monitor., Voltage, Energy, Power, Power factor, Frequency, Unbalance, Temperature, Power quality, Manual operating mechanism with mechanical closing, without Spring charging motor, Ready-to-close signal. switch, Auxiliary switches 2NO+2NC, without Closing coil (CC), manual operating mechanism with mechanical closing, without Remote trip alarm reset coil (RR), without 2nd shunt trip, without 1st Shunt trip | 112100 | 1 | Z\ | 1
3WA1110-2GF12-0AA0 |  | Fixed-mounted circuit breaker IEC 60947-2, frame size 1, 4-poles, N-pole left, In=1000A up to 690V AC 50/60Hz, breaking capacity N Icu=55/42kA at 500/690V, Trip unit ETU600 LSIG upgrade ready , colordisplay, bluetooth and USB interface, Protection LT, ST, INST, GFx, include N-protection, (internal N-sensor available), incl. trip alarm switch (1xCO), rear connection horizontal, with internal voltage tap on lower stab of circuit breaker, with voltage tap module VTM680 and power supply of ETU600, able to communication, integrated metering type PMF-3 Advanced Power Monitor., Voltage, Energy, Power, Power factor, Frequency, Unbalance, Temperature, Power quality, Manual operating mechanism with mechanical closing, without Spring charging motor, Ready-to-close signal. switch, Auxiliary switches 2NO+2NC, without Closing coil (CC), manual operating mechanism with mechanical closing, without Remote trip alarm reset coil (RR), without 2nd shunt trip, without 1st Shunt trip | 109700 | 1 | Z\ | 1
3WA1110-2GF13-0AA0 |  | Fixed-mounted circuit breaker IEC 60947-2, frame size 1, 4-poles, N-pole left, In=1000A up to 690V AC 50/60Hz, breaking capacity N Icu=55/42kA at 500/690V, Trip unit ETU600 LSIG upgrade ready , colordisplay, bluetooth and USB interface, Protection LT, ST, INST, GFx, include N-protection, (internal N-sensor available), incl. trip alarm switch (1xCO), front connection double hole, with internal voltage tap on lower stab of circuit breaker, with voltage tap module VTM680 and power supply of ETU600, able to communication, integrated metering type PMF-3 Advanced Power Monitor., Voltage, Energy, Power, Power factor, Frequency, Unbalance, Temperature, Power quality, Manual operating mechanism with mechanical closing, without Spring charging motor, Ready-to-close signal. switch, Auxiliary switches 2NO+2NC, without Closing coil (CC), manual operating mechanism with mechanical closing, without Remote trip alarm reset coil (RR), without 2nd shunt trip, without 1st Shunt trip | 116900 | 1 | Z\ | 1
3WA1110-2GF21-0AA0 |  | fixed-mounted circuit breaker, IEC 60947-2, size 1, 4-pole, N pole on right, In=1000 A up to 690 V AC 50/60 Hz, breaking capacity N Icc=55/42 kA at 500/690 V, tripping unit ETU600 LSIG upgradeable, color display, Bluetooth, USB interface, basic protection LT, ST, INST, GFx, including protection of the N conductor (internal neutral point sensor available), trip alarm switch (1 x CO), connection at rear vertical, with internal voltage tap on lower stab of circuit breaker, with voltage tap module VTM680 and power supply of ETU600, able to communication, integrated metering type PMF-3 Advanced Power Monitor., Voltage, Energy, Power, Power factor, Frequency, Unbalance, Temperature, Power quality, Manual operating mechanism with mechanical closing, without Spring charging motor, Ready-to-close signal. switch, Auxiliary switches 2NO+2NC, without Closing coil (CC), manual operating mechanism with mechanical closing, without Remote trip alarm reset coil (RR), without 2nd shunt trip, without 1st Shunt trip | 112100 | 1 | Z\ | 1
3WA1110-2GF22-0AA0 |  | fixed-mounted circuit breaker, IEC 60947-2, size 1, 4-pole, N pole on right, In=1000 A up to 690 V AC 50/60 Hz, breaking capacity N Icc=55/42 kA at 500/690 V, tripping unit ETU600 LSIG upgradeable, color display, Bluetooth, USB interface, basic protection LT, ST, INST, GFx, including protection of the N conductor (internal neutral point sensor available), trip alarm switch (1 x CO), connection at rear horizontal with internal voltage tap on lower stab of circuit breaker, with voltage tap module VTM680 and power supply of ETU600, able to communication, integrated metering type PMF-3 Advanced Power Monitor., Voltage, Energy, Power, Power factor, Frequency, Unbalance, Temperature, Power quality, Manual operating mechanism with mechanical closing, without Spring charging motor, Ready-to-close signal. switch, Auxiliary switches 2NO+2NC, without Closing coil (CC), manual operating mechanism with mechanical closing, without Remote trip alarm reset coil (RR), without 2nd shunt trip, without 1st Shunt trip | 109700 | 1 | Z\ | 1
3WA1110-2GF23-0AA0 |  | fixed-mounted circuit breaker, IEC 60947-2, size 1, 4-pole, N pole on right, In=1000 A up to 690 V AC 50/60 Hz, breaking capacity N Icc=55/42 kA at 500/690 V, tripping unit ETU600 LSIG upgradeable, color display, Bluetooth, USB interface, basic protection LT, ST, INST, GFx, including protection of the N conductor (internal neutral point sensor available), trip alarm switch (1 x CO), front connection double hole, with internal voltage tap on lower stab of circuit breaker, with voltage tap module VTM680 and power supply of ETU600, able to communication, integrated metering type PMF-3 Advanced Power Monitor., Voltage, Energy, Power, Power factor, Frequency, Unbalance, Temperature, Power quality, Manual operating mechanism with mechanical closing, without Spring charging motor, Ready-to-close signal. switch, Auxiliary switches 2NO+2NC, without Closing coil (CC), manual operating mechanism with mechanical closing, without Remote trip alarm reset coil (RR), without 2nd shunt trip, without 1st Shunt trip | 116900 | 1 | Z\ | 1
3WA1110-2GF31-0AA0 |  | Withdrawable circuit breaker with guide frame, IEC 60947-2, frame size 1, 3-poles, In=1000A up to 690V AC 50/60Hz, breaking capacity N Icu=55/42kA at 500/690V, Trip unit ETU600 LSIG upgrade ready , colordisplay, bluetooth and USB interface, Protection LT, ST, INST, GFx, N-protection required an external N-sensor, incl. trip alarm switch (1xCO), rear connection vertical, guide frame with shutter and w/o position signalling switch, with internal voltage tap on lower stab of circuit breaker, with voltage tap module VTM680 and power supply of ETU600, able to communication, integrated metering type PMF-3 Advanced Power Monitor., Voltage, Energy, Power, Power factor, Frequency, Unbalance, Temperature, Power quality, Manual operating mechanism with mechanical closing, without Spring charging motor, Ready-to-close signal. switch, Auxiliary switches 2NO+2NC, without Closing coil (CC), manual operating mechanism with mechanical closing, without Remote trip alarm reset coil (RR), without 2nd shunt trip, without 1st Shunt trip | 111800 | 1 | Z\ | 1
3WA1110-2GF32-0AA0 |  | Withdrawable circuit breaker with guide frame, IEC 60947-2, frame size 1, 3-poles, In=1000A up to 690V AC 50/60Hz, breaking capacity N Icu=55/42kA at 500/690V, Trip unit ETU600 LSIG upgrade ready , colordisplay, bluetooth and USB interface, Protection LT, ST, INST, GFx, N-protection required an external N-sensor, incl. trip alarm switch (1xCO), rear connection horizontal, guide frame with shutter and w/o position signalling switch, with internal voltage tap on lower stab of circuit breaker, with voltage tap module VTM680 and power supply of ETU600, able to communication, integrated metering type PMF-3 Advanced Power Monitor., Voltage, Energy, Power, Power factor, Frequency, Unbalance, Temperature, Power quality, Manual operating mechanism with mechanical closing, without Spring charging motor, Ready-to-close signal. switch, Auxiliary switches 2NO+2NC, without Closing coil (CC), manual operating mechanism with mechanical closing, without Remote trip alarm reset coil (RR), without 2nd shunt trip, without 1st Shunt trip | 110000 | 1 | Z\ | 1
3WA1110-2GF33-0AA0 |  | Withdrawable circuit breaker with guide frame, IEC 60947-2, frame size 1, 3-poles, In=1000A up to 690V AC 50/60Hz, breaking capacity N Icu=55/42kA at 500/690V, Trip unit ETU600 LSIG upgrade ready , colordisplay, bluetooth and USB interface, Protection LT, ST, INST, GFx, N-protection required an external N-sensor, incl. trip alarm switch (1xCO), front connection double hole, guide frame with shutter and w/o position signalling switch, with internal voltage tap on lower stab of circuit breaker, with voltage tap module VTM680 and power supply of ETU600, able to communication, integrated metering type PMF-3 Advanced Power Monitor., Voltage, Energy, Power, Power factor, Frequency, Unbalance, Temperature, Power quality, Manual operating mechanism with mechanical closing, without Spring charging motor, Ready-to-close signal. switch, Auxiliary switches 2NO+2NC, without Closing coil (CC), manual operating mechanism with mechanical closing, without Remote trip alarm reset coil (RR), without 2nd shunt trip, without 1st Shunt trip | 115400 | 1 | Z\ | 1
3WA1110-2GF34-0AA0 |  | Withdrawable circuit breaker with guide frame, IEC 60947-2, frame size 1, 3-poles, In=1000A up to 690V AC 50/60Hz, breaking capacity N Icu=55/42kA at 500/690V, Trip unit ETU600 LSIG upgrade ready , colordisplay, bluetooth and USB interface, Protection LT, ST, INST, GFx, N-protection required an external N-sensor, incl. trip alarm switch (1xCO), rear connection flange, guide frame with shutter and w/o position signalling switch, with internal voltage tap on lower stab of circuit breaker, with voltage tap module VTM680 and power supply of ETU600, able to communication, integrated metering type PMF-3 Advanced Power Monitor., Voltage, Energy, Power, Power factor, Frequency, Unbalance, Temperature, Power quality, Manual operating mechanism with mechanical closing, without Spring charging motor, Ready-to-close signal. switch, Auxiliary switches 2NO+2NC, without Closing coil (CC), manual operating mechanism with mechanical closing, without Remote trip alarm reset coil (RR), without 2nd shunt trip, without 1st Shunt trip | 110000 | 1 | Z\ | 1
3WA1110-2GF41-0AA0 |  | Withdrawable circuit breaker with guide frame, IEC 60947-2, frame size 1, 4-poles, N-pole left, In=1000A up to 690V AC 50/60Hz, breaking capacity N Icu=55/42kA at 500/690V, Trip unit ETU600 LSIG upgrade ready , colordisplay, bluetooth and USB interface, Protection LT, ST, INST, GFx, include N-protection, (internal N-sensor available), incl. trip alarm switch (1xCO), rear connection vertical, guide frame with shutter and w/o position signalling switch, with internal voltage tap on lower stab of circuit breaker, with voltage tap module VTM680 and power supply of ETU600, able to communication, integrated metering type PMF-3 Advanced Power Monitor., Voltage, Energy, Power, Power factor, Frequency, Unbalance, Temperature, Power quality, Manual operating mechanism with mechanical closing, without Spring charging motor, Ready-to-close signal. switch, Auxiliary switches 2NO+2NC, without Closing coil (CC), manual operating mechanism with mechanical closing, without Remote trip alarm reset coil (RR), without 2nd shunt trip, without 1st Shunt trip | 136100 | 1 | Z\ | 1
3WA1110-2GF42-0AA0 |  | Withdrawable circuit breaker with guide frame, IEC 60947-2, frame size 1, 4-poles, N-pole left, In=1000A up to 690V AC 50/60Hz, breaking capacity N Icu=55/42kA at 500/690V, Trip unit ETU600 LSIG upgrade ready , colordisplay, bluetooth and USB interface, Protection LT, ST, INST, GFx, include N-protection, (internal N-sensor available), incl. trip alarm switch (1xCO), rear connection horizontal, guide frame with shutter and w/o position signalling switch, with internal voltage tap on lower stab of circuit breaker, with voltage tap module VTM680 and power supply of ETU600, able to communication, integrated metering type PMF-3 Advanced Power Monitor., Voltage, Energy, Power, Power factor, Frequency, Unbalance, Temperature, Power quality, Manual operating mechanism with mechanical closing, without Spring charging motor, Ready-to-close signal. switch, Auxiliary switches 2NO+2NC, without Closing coil (CC), manual operating mechanism with mechanical closing, without Remote trip alarm reset coil (RR), without 2nd shunt trip, without 1st Shunt trip | 134100 | 1 | Z\ | 1
3WA1110-2GF43-0AA0 |  | Withdrawable circuit breaker with guide frame, IEC 60947-2, frame size 1, 4-poles, N-pole left, In=1000A up to 690V AC 50/60Hz, breaking capacity N Icu=55/42kA at 500/690V, Trip unit ETU600 LSIG upgrade ready , colordisplay, bluetooth and USB interface, Protection LT, ST, INST, GFx, include N-protection, (internal N-sensor available), incl. trip alarm switch (1xCO), front connection double hole, guide frame with shutter and w/o position signalling switch, with internal voltage tap on lower stab of circuit breaker, with voltage tap module VTM680 and power supply of ETU600, able to communication, integrated metering type PMF-3 Advanced Power Monitor., Voltage, Energy, Power, Power factor, Frequency, Unbalance, Temperature, Power quality, Manual operating mechanism with mechanical closing, without Spring charging motor, Ready-to-close signal. switch, Auxiliary switches 2NO+2NC, without Closing coil (CC), manual operating mechanism with mechanical closing, without Remote trip alarm reset coil (RR), without 2nd shunt trip, without 1st Shunt trip | 141100 | 1 | Z\ | 1
3WA1110-2GF44-0AA0 |  | Withdrawable circuit breaker with guide frame, IEC 60947-2, frame size 1, 4-poles, N-pole left, In=1000A up to 690V AC 50/60Hz, breaking capacity N Icu=55/42kA at 500/690V, Trip unit ETU600 LSIG upgrade ready , colordisplay, bluetooth and USB interface, Protection LT, ST, INST, GFx, include N-protection, (internal N-sensor available), incl. trip alarm switch (1xCO), rear connection flange, guide frame with shutter and w/o position signalling switch, with internal voltage tap on lower stab of circuit breaker, with voltage tap module VTM680 and power supply of ETU600, able to communication, integrated metering type PMF-3 Advanced Power Monitor., Voltage, Energy, Power, Power factor, Frequency, Unbalance, Temperature, Power quality, Manual operating mechanism with mechanical closing, without Spring charging motor, Ready-to-close signal. switch, Auxiliary switches 2NO+2NC, without Closing coil (CC), manual operating mechanism with mechanical closing, without Remote trip alarm reset coil (RR), without 2nd shunt trip, without 1st Shunt trip | 134100 | 1 | Z\ | 1
3WA1110-2LE01-0AA0 |  | Fixed-mounted circuit breaker IEC 60947-2, frame size 1, 3-poles, In=1000A up to 690V AC 50/60Hz, breaking capacity N Icu=55/42kA at 500/690V, Trip unit ETU600 LSI upgrade ready , colordisplay, bluetooth and USB interface, Protection LT, ST, INST, N-protection required an external N-sensor, incl. trip alarm switch (1xCO), rear connection vertical, with internal voltage tap on upper stab of circuit breaker, with voltage tap module VTM680 and power supply of ETU600, able to communication, integrated metering type PMF-1 Energy Efficiency, Voltage, Active energy Ea Manual operating mechanism with mechanical closing, without Spring charging motor, Ready-to-close signal. switch, Auxiliary switches 2NO+2NC, without Closing coil (CC), manual operating mechanism with mechanical closing, without Remote trip alarm reset coil (RR), without 2nd shunt trip, without 1st Shunt trip | 67470 | 1 | Z\ | 1
3WA1110-2LE02-0AA0 |  | Fixed-mounted circuit breaker IEC 60947-2, frame size 1, 3-poles, In=1000A up to 690V AC 50/60Hz, breaking capacity N Icu=55/42kA at 500/690V, Trip unit ETU600 LSI upgrade ready , colordisplay, bluetooth and USB interface, Protection LT, ST, INST, N-protection required an external N-sensor, incl. trip alarm switch (1xCO), rear connection horizontal, with internal voltage tap on upper stab of circuit breaker, with voltage tap module VTM680 and power supply of ETU600, able to communication, integrated metering type PMF-1 Energy Efficiency, Voltage, Active energy Ea Manual operating mechanism with mechanical closing, without Spring charging motor, Ready-to-close signal. switch, Auxiliary switches 2NO+2NC, without Closing coil (CC), manual operating mechanism with mechanical closing, without Remote trip alarm reset coil (RR), without 2nd shunt trip, without 1st Shunt trip | 65670 | 1 | Z\ | 1
3WA1110-2LE03-0AA0 |  | Fixed-mounted circuit breaker IEC 60947-2, frame size 1, 3-poles, In=1000A up to 690V AC 50/60Hz, breaking capacity N Icu=55/42kA at 500/690V, Trip unit ETU600 LSI upgrade ready , colordisplay, bluetooth and USB interface, Protection LT, ST, INST, N-protection required an external N-sensor, incl. trip alarm switch (1xCO), front connection double hole, with internal voltage tap on upper stab of circuit breaker, with voltage tap module VTM680 and power supply of ETU600, able to communication, integrated metering type PMF-1 Energy Efficiency, Voltage, Active energy Ea Manual operating mechanism with mechanical closing, without Spring charging motor, Ready-to-close signal. switch, Auxiliary switches 2NO+2NC, without Closing coil (CC), manual operating mechanism with mechanical closing, without Remote trip alarm reset coil (RR), without 2nd shunt trip, without 1st Shunt trip | 71070 | 1 | Z\ | 1
3WA1110-2LE11-0AA0 |  | Fixed-mounted circuit breaker IEC 60947-2, frame size 1, 4-poles, N-pole left, In=1000A up to 690V AC 50/60Hz, breaking capacity N Icu=55/42kA at 500/690V, Trip unit ETU600 LSI upgrade ready , colordisplay, bluetooth and USB interface, Protection LT, ST, INST, include N-protection, (internal N-sensor available), incl. trip alarm switch (1xCO), rear connection vertical, with internal voltage tap on upper stab of circuit breaker, with voltage tap module VTM680 and power supply of ETU600, able to communication, integrated metering type PMF-1 Energy Efficiency, Voltage, Active energy Ea Manual operating mechanism with mechanical closing, without Spring charging motor, Ready-to-close signal. switch, Auxiliary switches 2NO+2NC, without Closing coil (CC), manual operating mechanism with mechanical closing, without Remote trip alarm reset coil (RR), without 2nd shunt trip, without 1st Shunt trip | 86270 | 1 | Z\ | 1
3WA1110-2LE12-0AA0 |  | Fixed-mounted circuit breaker IEC 60947-2, frame size 1, 4-poles, N-pole left, In=1000A up to 690V AC 50/60Hz, breaking capacity N Icu=55/42kA at 500/690V, Trip unit ETU600 LSI upgrade ready , colordisplay, bluetooth and USB interface, Protection LT, ST, INST, include N-protection, (internal N-sensor available), incl. trip alarm switch (1xCO), rear connection horizontal, with internal voltage tap on upper stab of circuit breaker, with voltage tap module VTM680 and power supply of ETU600, able to communication, integrated metering type PMF-1 Energy Efficiency, Voltage, Active energy Ea Manual operating mechanism with mechanical closing, without Spring charging motor, Ready-to-close signal. switch, Auxiliary switches 2NO+2NC, without Closing coil (CC), manual operating mechanism with mechanical closing, without Remote trip alarm reset coil (RR), without 2nd shunt trip, without 1st Shunt trip | 83870 | 1 | Z\ | 1
3WA1110-2LE13-0AA0 |  | Fixed-mounted circuit breaker IEC 60947-2, frame size 1, 4-poles, N-pole left, In=1000A up to 690V AC 50/60Hz, breaking capacity N Icu=55/42kA at 500/690V, Trip unit ETU600 LSI upgrade ready , colordisplay, bluetooth and USB interface, Protection LT, ST, INST, include N-protection, (internal N-sensor available), incl. trip alarm switch (1xCO), front connection double hole, with internal voltage tap on upper stab of circuit breaker, with voltage tap module VTM680 and power supply of ETU600, able to communication, integrated metering type PMF-1 Energy Efficiency, Voltage, Active energy Ea Manual operating mechanism with mechanical closing, without Spring charging motor, Ready-to-close signal. switch, Auxiliary switches 2NO+2NC, without Closing coil (CC), manual operating mechanism with mechanical closing, without Remote trip alarm reset coil (RR), without 2nd shunt trip, without 1st Shunt trip | 91070 | 1 | Z\ | 1
3WA1110-2LE21-0AA0 |  | fixed-mounted circuit breaker, IEC 60947-2, size 1, 4-pole, N pole on right, In=1000 A up to 690 V AC 50/60 Hz, breaking capacity N Icc=55/42 kA at 500/690 V, tripping unit ETU600 LSI upgradeable, color display, Bluetooth, USB interface, basic protection LT, ST, INST, including protection of the N conductor (internal neutral point sensor available), trip alarm switch (1 x CO), connection at rear vertical, with internal voltage tap on upper stab of circuit breaker, with voltage tap module VTM680 and power supply of ETU600, able to communication, integrated metering type PMF-1 Energy Efficiency, Voltage, Active energy Ea Manual operating mechanism with mechanical closing, without Spring charging motor, Ready-to-close signal. switch, Auxiliary switches 2NO+2NC, without Closing coil (CC), manual operating mechanism with mechanical closing, without Remote trip alarm reset coil (RR), without 2nd shunt trip, without 1st Shunt trip | 86270 | 1 | Z\ | 1
3WA1110-2LE22-0AA0 |  | fixed-mounted circuit breaker, IEC 60947-2, size 1, 4-pole, N pole on right, In=1000 A up to 690 V AC 50/60 Hz, breaking capacity N Icc=55/42 kA at 500/690 V, tripping unit ETU600 LSI upgradeable, color display, Bluetooth, USB interface, basic protection LT, ST, INST, including protection of the N conductor (internal neutral point sensor available), trip alarm switch (1 x CO), connection at rear horizontal with internal voltage tap on upper stab of circuit breaker, with voltage tap module VTM680 and power supply of ETU600, able to communication, integrated metering type PMF-1 Energy Efficiency, Voltage, Active energy Ea Manual operating mechanism with mechanical closing, without Spring charging motor, Ready-to-close signal. switch, Auxiliary switches 2NO+2NC, without Closing coil (CC), manual operating mechanism with mechanical closing, without Remote trip alarm reset coil (RR), without 2nd shunt trip, without 1st Shunt trip | 83870 | 1 | Z\ | 1
3WA1110-2LE23-0AA0 |  | fixed-mounted circuit breaker, IEC 60947-2, size 1, 4-pole, N pole on right, In=1000 A up to 690 V AC 50/60 Hz, breaking capacity N Icc=55/42 kA at 500/690 V, tripping unit ETU600 LSI upgradeable, color display, Bluetooth, USB interface, basic protection LT, ST, INST, including protection of the N conductor (internal neutral point sensor available), trip alarm switch (1 x CO), front connection double hole, with internal voltage tap on upper stab of circuit breaker, with voltage tap module VTM680 and power supply of ETU600, able to communication, integrated metering type PMF-1 Energy Efficiency, Voltage, Active energy Ea Manual operating mechanism with mechanical closing, without Spring charging motor, Ready-to-close signal. switch, Auxiliary switches 2NO+2NC, without Closing coil (CC), manual operating mechanism with mechanical closing, without Remote trip alarm reset coil (RR), without 2nd shunt trip, without 1st Shunt trip | 91070 | 1 | Z\ | 1
3WA1110-2LE31-0AA0 |  | Withdrawable circuit breaker with guide frame, IEC 60947-2, frame size 1, 3-poles, In=1000A up to 690V AC 50/60Hz, breaking capacity N Icu=55/42kA at 500/690V, Trip unit ETU600 LSI upgrade ready , colordisplay, bluetooth and USB interface, Protection LT, ST, INST, N-protection required an external N-sensor, incl. trip alarm switch (1xCO), rear connection vertical, guide frame with shutter and w/o position signalling switch, with internal voltage tap on upper stab of circuit breaker, with voltage tap module VTM680 and power supply of ETU600, able to communication, integrated metering type PMF-1 Energy Efficiency, Voltage, Active energy Ea Manual operating mechanism with mechanical closing, without Spring charging motor, Ready-to-close signal. switch, Auxiliary switches 2NO+2NC, without Closing coil (CC), manual operating mechanism with mechanical closing, without Remote trip alarm reset coil (RR), without 2nd shunt trip, without 1st Shunt trip | 85970 | 1 | Z\ | 1
3WA1110-2LE32-0AA0 |  | Withdrawable circuit breaker with guide frame, IEC 60947-2, frame size 1, 3-poles, In=1000A up to 690V AC 50/60Hz, breaking capacity N Icu=55/42kA at 500/690V, Trip unit ETU600 LSI upgrade ready , colordisplay, bluetooth and USB interface, Protection LT, ST, INST, N-protection required an external N-sensor, incl. trip alarm switch (1xCO), rear connection horizontal, guide frame with shutter and w/o position signalling switch, with internal voltage tap on upper stab of circuit breaker, with voltage tap module VTM680 and power supply of ETU600, able to communication, integrated metering type PMF-1 Energy Efficiency, Voltage, Active energy Ea Manual operating mechanism with mechanical closing, without Spring charging motor, Ready-to-close signal. switch, Auxiliary switches 2NO+2NC, without Closing coil (CC), manual operating mechanism with mechanical closing, without Remote trip alarm reset coil (RR), without 2nd shunt trip, without 1st Shunt trip | 84170 | 1 | Z\ | 1
3WA1110-2LE33-0AA0 |  | Withdrawable circuit breaker with guide frame, IEC 60947-2, frame size 1, 3-poles, In=1000A up to 690V AC 50/60Hz, breaking capacity N Icu=55/42kA at 500/690V, Trip unit ETU600 LSI upgrade ready , colordisplay, bluetooth and USB interface, Protection LT, ST, INST, N-protection required an external N-sensor, incl. trip alarm switch (1xCO), front connection double hole, guide frame with shutter and w/o position signalling switch, with internal voltage tap on upper stab of circuit breaker, with voltage tap module VTM680 and power supply of ETU600, able to communication, integrated metering type PMF-1 Energy Efficiency, Voltage, Active energy Ea Manual operating mechanism with mechanical closing, without Spring charging motor, Ready-to-close signal. switch, Auxiliary switches 2NO+2NC, without Closing coil (CC), manual operating mechanism with mechanical closing, without Remote trip alarm reset coil (RR), without 2nd shunt trip, without 1st Shunt trip | 89570 | 1 | Z\ | 1
3WA1110-2LE34-0AA0 |  | Withdrawable circuit breaker with guide frame, IEC 60947-2, frame size 1, 3-poles, In=1000A up to 690V AC 50/60Hz, breaking capacity N Icu=55/42kA at 500/690V, Trip unit ETU600 LSI upgrade ready , colordisplay, bluetooth and USB interface, Protection LT, ST, INST, N-protection required an external N-sensor, incl. trip alarm switch (1xCO), rear connection flange, guide frame with shutter and w/o position signalling switch, with internal voltage tap on upper stab of circuit breaker, with voltage tap module VTM680 and power supply of ETU600, able to communication, integrated metering type PMF-1 Energy Efficiency, Voltage, Active energy Ea Manual operating mechanism with mechanical closing, without Spring charging motor, Ready-to-close signal. switch, Auxiliary switches 2NO+2NC, without Closing coil (CC), manual operating mechanism with mechanical closing, without Remote trip alarm reset coil (RR), without 2nd shunt trip, without 1st Shunt trip | 84170 | 1 | Z\ | 1
3WA1110-2LE41-0AA0 |  | Withdrawable circuit breaker with guide frame, IEC 60947-2, frame size 1, 4-poles, N-pole left, In=1000A up to 690V AC 50/60Hz, breaking capacity N Icu=55/42kA at 500/690V, Trip unit ETU600 LSI upgrade ready , colordisplay, bluetooth and USB interface, Protection LT, ST, INST, include N-protection, (internal N-sensor available), incl. trip alarm switch (1xCO), rear connection vertical, guide frame with shutter and w/o position signalling switch, with internal voltage tap on upper stab of circuit breaker, with voltage tap module VTM680 and power supply of ETU600, able to communication, integrated metering type PMF-1 Energy Efficiency, Voltage, Active energy Ea Manual operating mechanism with mechanical closing, without Spring charging motor, Ready-to-close signal. switch, Auxiliary switches 2NO+2NC, without Closing coil (CC), manual operating mechanism with mechanical closing, without Remote trip alarm reset coil (RR), without 2nd shunt trip, without 1st Shunt trip | 110870 | 1 | Z\ | 1
3WA1110-2LE42-0AA0 |  | Withdrawable circuit breaker with guide frame, IEC 60947-2, frame size 1, 4-poles, N-pole left, In=1000A up to 690V AC 50/60Hz, breaking capacity N Icu=55/42kA at 500/690V, Trip unit ETU600 LSI upgrade ready , colordisplay, bluetooth and USB interface, Protection LT, ST, INST, include N-protection, (internal N-sensor available), incl. trip alarm switch (1xCO), rear connection horizontal, guide frame with shutter and w/o position signalling switch, with internal voltage tap on upper stab of circuit breaker, with voltage tap module VTM680 and power supply of ETU600, able to communication, integrated metering type PMF-1 Energy Efficiency, Voltage, Active energy Ea Manual operating mechanism with mechanical closing, without Spring charging motor, Ready-to-close signal. switch, Auxiliary switches 2NO+2NC, without Closing coil (CC), manual operating mechanism with mechanical closing, without Remote trip alarm reset coil (RR), without 2nd shunt trip, without 1st Shunt trip | 108170 | 1 | Z\ | 1
3WA1110-2LE43-0AA0 |  | Withdrawable circuit breaker with guide frame, IEC 60947-2, frame size 1, 4-poles, N-pole left, In=1000A up to 690V AC 50/60Hz, breaking capacity N Icu=55/42kA at 500/690V, Trip unit ETU600 LSI upgrade ready , colordisplay, bluetooth and USB interface, Protection LT, ST, INST, include N-protection, (internal N-sensor available), incl. trip alarm switch (1xCO), front connection double hole, guide frame with shutter and w/o position signalling switch, with internal voltage tap on upper stab of circuit breaker, with voltage tap module VTM680 and power supply of ETU600, able to communication, integrated metering type PMF-1 Energy Efficiency, Voltage, Active energy Ea Manual operating mechanism with mechanical closing, without Spring charging motor, Ready-to-close signal. switch, Auxiliary switches 2NO+2NC, without Closing coil (CC), manual operating mechanism with mechanical closing, without Remote trip alarm reset coil (RR), without 2nd shunt trip, without 1st Shunt trip | 115870 | 1 | Z\ | 1
3WA1110-2LE44-0AA0 |  | Withdrawable circuit breaker with guide frame, IEC 60947-2, frame size 1, 4-poles, N-pole left, In=1000A up to 690V AC 50/60Hz, breaking capacity N Icu=55/42kA at 500/690V, Trip unit ETU600 LSI upgrade ready , colordisplay, bluetooth and USB interface, Protection LT, ST, INST, include N-protection, (internal N-sensor available), incl. trip alarm switch (1xCO), rear connection flange, guide frame with shutter and w/o position signalling switch, with internal voltage tap on upper stab of circuit breaker, with voltage tap module VTM680 and power supply of ETU600, able to communication, integrated metering type PMF-1 Energy Efficiency, Voltage, Active energy Ea Manual operating mechanism with mechanical closing, without Spring charging motor, Ready-to-close signal. switch, Auxiliary switches 2NO+2NC, without Closing coil (CC), manual operating mechanism with mechanical closing, without Remote trip alarm reset coil (RR), without 2nd shunt trip, without 1st Shunt trip | 108170 | 1 | Z\ | 1
3WA1110-2LF01-0AA0 |  | Fixed-mounted circuit breaker IEC 60947-2, frame size 1, 3-poles, In=1000A up to 690V AC 50/60Hz, breaking capacity N Icu=55/42kA at 500/690V, Trip unit ETU600 LSIG upgrade ready , colordisplay, bluetooth and USB interface, Protection LT, ST, INST, GFx, N-protection required an external N-sensor, incl. trip alarm switch (1xCO), rear connection vertical, with internal voltage tap on upper stab of circuit breaker, with voltage tap module VTM680 and power supply of ETU600, able to communication, integrated metering type PMF-1 Energy Efficiency, Voltage, Active energy Ea Manual operating mechanism with mechanical closing, without Spring charging motor, Ready-to-close signal. switch, Auxiliary switches 2NO+2NC, without Closing coil (CC), manual operating mechanism with mechanical closing, without Remote trip alarm reset coil (RR), without 2nd shunt trip, without 1st Shunt trip | 78070 | 1 | Z\ | 1
3WA1110-2LF02-0AA0 |  | Fixed-mounted circuit breaker IEC 60947-2, frame size 1, 3-poles, In=1000A up to 690V AC 50/60Hz, breaking capacity N Icu=55/42kA at 500/690V, Trip unit ETU600 LSIG upgrade ready , colordisplay, bluetooth and USB interface, Protection LT, ST, INST, GFx, N-protection required an external N-sensor, incl. trip alarm switch (1xCO), rear connection horizontal, with internal voltage tap on upper stab of circuit breaker, with voltage tap module VTM680 and power supply of ETU600, able to communication, integrated metering type PMF-1 Energy Efficiency, Voltage, Active energy Ea Manual operating mechanism with mechanical closing, without Spring charging motor, Ready-to-close signal. switch, Auxiliary switches 2NO+2NC, without Closing coil (CC), manual operating mechanism with mechanical closing, without Remote trip alarm reset coil (RR), without 2nd shunt trip, without 1st Shunt trip | 76270 | 1 | Z\ | 1
3WA1110-2LF03-0AA0 |  | Fixed-mounted circuit breaker IEC 60947-2, frame size 1, 3-poles, In=1000A up to 690V AC 50/60Hz, breaking capacity N Icu=55/42kA at 500/690V, Trip unit ETU600 LSIG upgrade ready , colordisplay, bluetooth and USB interface, Protection LT, ST, INST, GFx, N-protection required an external N-sensor, incl. trip alarm switch (1xCO), front connection double hole, with internal voltage tap on upper stab of circuit breaker, with voltage tap module VTM680 and power supply of ETU600, able to communication, integrated metering type PMF-1 Energy Efficiency, Voltage, Active energy Ea Manual operating mechanism with mechanical closing, without Spring charging motor, Ready-to-close signal. switch, Auxiliary switches 2NO+2NC, without Closing coil (CC), manual operating mechanism with mechanical closing, without Remote trip alarm reset coil (RR), without 2nd shunt trip, without 1st Shunt trip | 81770 | 1 | Z\ | 1
3WA1110-2LF11-0AA0 |  | Fixed-mounted circuit breaker IEC 60947-2, frame size 1, 4-poles, N-pole left, In=1000A up to 690V AC 50/60Hz, breaking capacity N Icu=55/42kA at 500/690V, Trip unit ETU600 LSIG upgrade ready , colordisplay, bluetooth and USB interface, Protection LT, ST, INST, GFx, include N-protection, (internal N-sensor available), incl. trip alarm switch (1xCO), rear connection vertical, with internal voltage tap on upper stab of circuit breaker, with voltage tap module VTM680 and power supply of ETU600, able to communication, integrated metering type PMF-1 Energy Efficiency, Voltage, Active energy Ea Manual operating mechanism with mechanical closing, without Spring charging motor, Ready-to-close signal. switch, Auxiliary switches 2NO+2NC, without Closing coil (CC), manual operating mechanism with mechanical closing, without Remote trip alarm reset coil (RR), without 2nd shunt trip, without 1st Shunt trip | 96870 | 1 | Z\ | 1
3WA1110-2LF12-0AA0 |  | Fixed-mounted circuit breaker IEC 60947-2, frame size 1, 4-poles, N-pole left, In=1000A up to 690V AC 50/60Hz, breaking capacity N Icu=55/42kA at 500/690V, Trip unit ETU600 LSIG upgrade ready , colordisplay, bluetooth and USB interface, Protection LT, ST, INST, GFx, include N-protection, (internal N-sensor available), incl. trip alarm switch (1xCO), rear connection horizontal, with internal voltage tap on upper stab of circuit breaker, with voltage tap module VTM680 and power supply of ETU600, able to communication, integrated metering type PMF-1 Energy Efficiency, Voltage, Active energy Ea Manual operating mechanism with mechanical closing, without Spring charging motor, Ready-to-close signal. switch, Auxiliary switches 2NO+2NC, without Closing coil (CC), manual operating mechanism with mechanical closing, without Remote trip alarm reset coil (RR), without 2nd shunt trip, without 1st Shunt trip | 94470 | 1 | Z\ | 1
3WA1110-2LF13-0AA0 |  | Fixed-mounted circuit breaker IEC 60947-2, frame size 1, 4-poles, N-pole left, In=1000A up to 690V AC 50/60Hz, breaking capacity N Icu=55/42kA at 500/690V, Trip unit ETU600 LSIG upgrade ready , colordisplay, bluetooth and USB interface, Protection LT, ST, INST, GFx, include N-protection, (internal N-sensor available), incl. trip alarm switch (1xCO), front connection double hole, with internal voltage tap on upper stab of circuit breaker, with voltage tap module VTM680 and power supply of ETU600, able to communication, integrated metering type PMF-1 Energy Efficiency, Voltage, Active energy Ea Manual operating mechanism with mechanical closing, without Spring charging motor, Ready-to-close signal. switch, Auxiliary switches 2NO+2NC, without Closing coil (CC), manual operating mechanism with mechanical closing, without Remote trip alarm reset coil (RR), without 2nd shunt trip, without 1st Shunt trip | 101670 | 1 | Z\ | 1
3WA1110-2LF21-0AA0 |  | fixed-mounted circuit breaker, IEC 60947-2, size 1, 4-pole, N pole on right, In=1000 A up to 690 V AC 50/60 Hz, breaking capacity N Icc=55/42 kA at 500/690 V, tripping unit ETU600 LSIG upgradeable, color display, Bluetooth, USB interface, basic protection LT, ST, INST, GFx, including protection of the N conductor (internal neutral point sensor available), trip alarm switch (1 x CO), connection at rear vertical, with internal voltage tap on upper stab of circuit breaker, with voltage tap module VTM680 and power supply of ETU600, able to communication, integrated metering type PMF-1 Energy Efficiency, Voltage, Active energy Ea Manual operating mechanism with mechanical closing, without Spring charging motor, Ready-to-close signal. switch, Auxiliary switches 2NO+2NC, without Closing coil (CC), manual operating mechanism with mechanical closing, without Remote trip alarm reset coil (RR), without 2nd shunt trip, without 1st Shunt trip | 96870 | 1 | Z\ | 1
3WA1110-2LF22-0AA0 |  | fixed-mounted circuit breaker, IEC 60947-2, size 1, 4-pole, N pole on right, In=1000 A up to 690 V AC 50/60 Hz, breaking capacity N Icc=55/42 kA at 500/690 V, tripping unit ETU600 LSIG upgradeable, color display, Bluetooth, USB interface, basic protection LT, ST, INST, GFx, including protection of the N conductor (internal neutral point sensor available), trip alarm switch (1 x CO), connection at rear horizontal with internal voltage tap on upper stab of circuit breaker, with voltage tap module VTM680 and power supply of ETU600, able to communication, integrated metering type PMF-1 Energy Efficiency, Voltage, Active energy Ea Manual operating mechanism with mechanical closing, without Spring charging motor, Ready-to-close signal. switch, Auxiliary switches 2NO+2NC, without Closing coil (CC), manual operating mechanism with mechanical closing, without Remote trip alarm reset coil (RR), without 2nd shunt trip, without 1st Shunt trip | 94470 | 1 | Z\ | 1
3WA1110-2LF23-0AA0 |  | fixed-mounted circuit breaker, IEC 60947-2, size 1, 4-pole, N pole on right, In=1000 A up to 690 V AC 50/60 Hz, breaking capacity N Icc=55/42 kA at 500/690 V, tripping unit ETU600 LSIG upgradeable, color display, Bluetooth, USB interface, basic protection LT, ST, INST, GFx, including protection of the N conductor (internal neutral point sensor available), trip alarm switch (1 x CO), front connection double hole, with internal voltage tap on upper stab of circuit breaker, with voltage tap module VTM680 and power supply of ETU600, able to communication, integrated metering type PMF-1 Energy Efficiency, Voltage, Active energy Ea Manual operating mechanism with mechanical closing, without Spring charging motor, Ready-to-close signal. switch, Auxiliary switches 2NO+2NC, without Closing coil (CC), manual operating mechanism with mechanical closing, without Remote trip alarm reset coil (RR), without 2nd shunt trip, without 1st Shunt trip | 101670 | 1 | Z\ | 1
3WA1110-2LF31-0AA0 |  | Withdrawable circuit breaker with guide frame, IEC 60947-2, frame size 1, 3-poles, In=1000A up to 690V AC 50/60Hz, breaking capacity N Icu=55/42kA at 500/690V, Trip unit ETU600 LSIG upgrade ready , colordisplay, bluetooth and USB interface, Protection LT, ST, INST, GFx, N-protection required an external N-sensor, incl. trip alarm switch (1xCO), rear connection vertical, guide frame with shutter and w/o position signalling switch, with internal voltage tap on upper stab of circuit breaker, with voltage tap module VTM680 and power supply of ETU600, able to communication, integrated metering type PMF-1 Energy Efficiency, Voltage, Active energy Ea Manual operating mechanism with mechanical closing, without Spring charging motor, Ready-to-close signal. switch, Auxiliary switches 2NO+2NC, without Closing coil (CC), manual operating mechanism with mechanical closing, without Remote trip alarm reset coil (RR), without 2nd shunt trip, without 1st Shunt trip | 96570 | 1 | Z\ | 1
3WA1110-2LF32-0AA0 |  | Withdrawable circuit breaker with guide frame, IEC 60947-2, frame size 1, 3-poles, In=1000A up to 690V AC 50/60Hz, breaking capacity N Icu=55/42kA at 500/690V, Trip unit ETU600 LSIG upgrade ready , colordisplay, bluetooth and USB interface, Protection LT, ST, INST, GFx, N-protection required an external N-sensor, incl. trip alarm switch (1xCO), rear connection horizontal, guide frame with shutter and w/o position signalling switch, with internal voltage tap on upper stab of circuit breaker, with voltage tap module VTM680 and power supply of ETU600, able to communication, integrated metering type PMF-1 Energy Efficiency, Voltage, Active energy Ea Manual operating mechanism with mechanical closing, without Spring charging motor, Ready-to-close signal. switch, Auxiliary switches 2NO+2NC, without Closing coil (CC), manual operating mechanism with mechanical closing, without Remote trip alarm reset coil (RR), without 2nd shunt trip, without 1st Shunt trip | 94770 | 1 | Z\ | 1
3WA1110-2LF33-0AA0 |  | Withdrawable circuit breaker with guide frame, IEC 60947-2, frame size 1, 3-poles, In=1000A up to 690V AC 50/60Hz, breaking capacity N Icu=55/42kA at 500/690V, Trip unit ETU600 LSIG upgrade ready , colordisplay, bluetooth and USB interface, Protection LT, ST, INST, GFx, N-protection required an external N-sensor, incl. trip alarm switch (1xCO), front connection double hole, guide frame with shutter and w/o position signalling switch, with internal voltage tap on upper stab of circuit breaker, with voltage tap module VTM680 and power supply of ETU600, able to communication, integrated metering type PMF-1 Energy Efficiency, Voltage, Active energy Ea Manual operating mechanism with mechanical closing, without Spring charging motor, Ready-to-close signal. switch, Auxiliary switches 2NO+2NC, without Closing coil (CC), manual operating mechanism with mechanical closing, without Remote trip alarm reset coil (RR), without 2nd shunt trip, without 1st Shunt trip | 100170 | 1 | Z\ | 1
3WA1110-2LF34-0AA0 |  | Withdrawable circuit breaker with guide frame, IEC 60947-2, frame size 1, 3-poles, In=1000A up to 690V AC 50/60Hz, breaking capacity N Icu=55/42kA at 500/690V, Trip unit ETU600 LSIG upgrade ready , colordisplay, bluetooth and USB interface, Protection LT, ST, INST, GFx, N-protection required an external N-sensor, incl. trip alarm switch (1xCO), rear connection flange, guide frame with shutter and w/o position signalling switch, with internal voltage tap on upper stab of circuit breaker, with voltage tap module VTM680 and power supply of ETU600, able to communication, integrated metering type PMF-1 Energy Efficiency, Voltage, Active energy Ea Manual operating mechanism with mechanical closing, without Spring charging motor, Ready-to-close signal. switch, Auxiliary switches 2NO+2NC, without Closing coil (CC), manual operating mechanism with mechanical closing, without Remote trip alarm reset coil (RR), without 2nd shunt trip, without 1st Shunt trip | 94770 | 1 | Z\ | 1
3WA1110-2LF41-0AA0 |  | Withdrawable circuit breaker with guide frame, IEC 60947-2, frame size 1, 4-poles, N-pole left, In=1000A up to 690V AC 50/60Hz, breaking capacity N Icu=55/42kA at 500/690V, Trip unit ETU600 LSIG upgrade ready , colordisplay, bluetooth and USB interface, Protection LT, ST, INST, GFx, include N-protection, (internal N-sensor available), incl. trip alarm switch (1xCO), rear connection vertical, guide frame with shutter and w/o position signalling switch, with internal voltage tap on upper stab of circuit breaker, with voltage tap module VTM680 and power supply of ETU600, able to communication, integrated metering type PMF-1 Energy Efficiency, Voltage, Active energy Ea Manual operating mechanism with mechanical closing, without Spring charging motor, Ready-to-close signal. switch, Auxiliary switches 2NO+2NC, without Closing coil (CC), manual operating mechanism with mechanical closing, without Remote trip alarm reset coil (RR), without 2nd shunt trip, without 1st Shunt trip | 120870 | 1 | Z\ | 1
3WA1110-2LF42-0AA0 |  | Withdrawable circuit breaker with guide frame, IEC 60947-2, frame size 1, 4-poles, N-pole left, In=1000A up to 690V AC 50/60Hz, breaking capacity N Icu=55/42kA at 500/690V, Trip unit ETU600 LSIG upgrade ready , colordisplay, bluetooth and USB interface, Protection LT, ST, INST, GFx, include N-protection, (internal N-sensor available), incl. trip alarm switch (1xCO), rear connection horizontal, guide frame with shutter and w/o position signalling switch, with internal voltage tap on upper stab of circuit breaker, with voltage tap module VTM680 and power supply of ETU600, able to communication, integrated metering type PMF-1 Energy Efficiency, Voltage, Active energy Ea Manual operating mechanism with mechanical closing, without Spring charging motor, Ready-to-close signal. switch, Auxiliary switches 2NO+2NC, without Closing coil (CC), manual operating mechanism with mechanical closing, without Remote trip alarm reset coil (RR), without 2nd shunt trip, without 1st Shunt trip | 118870 | 1 | Z\ | 1
3WA1110-2LF43-0AA0 |  | Withdrawable circuit breaker with guide frame, IEC 60947-2, frame size 1, 4-poles, N-pole left, In=1000A up to 690V AC 50/60Hz, breaking capacity N Icu=55/42kA at 500/690V, Trip unit ETU600 LSIG upgrade ready , colordisplay, bluetooth and USB interface, Protection LT, ST, INST, GFx, include N-protection, (internal N-sensor available), incl. trip alarm switch (1xCO), front connection double hole, guide frame with shutter and w/o position signalling switch, with internal voltage tap on upper stab of circuit breaker, with voltage tap module VTM680 and power supply of ETU600, able to communication, integrated metering type PMF-1 Energy Efficiency, Voltage, Active energy Ea Manual operating mechanism with mechanical closing, without Spring charging motor, Ready-to-close signal. switch, Auxiliary switches 2NO+2NC, without Closing coil (CC), manual operating mechanism with mechanical closing, without Remote trip alarm reset coil (RR), without 2nd shunt trip, without 1st Shunt trip | 125870 | 1 | Z\ | 1
3WA1110-2LF44-0AA0 |  | Withdrawable circuit breaker with guide frame, IEC 60947-2, frame size 1, 4-poles, N-pole left, In=1000A up to 690V AC 50/60Hz, breaking capacity N Icu=55/42kA at 500/690V, Trip unit ETU600 LSIG upgrade ready , colordisplay, bluetooth and USB interface, Protection LT, ST, INST, GFx, include N-protection, (internal N-sensor available), incl. trip alarm switch (1xCO), rear connection flange, guide frame with shutter and w/o position signalling switch, with internal voltage tap on upper stab of circuit breaker, with voltage tap module VTM680 and power supply of ETU600, able to communication, integrated metering type PMF-1 Energy Efficiency, Voltage, Active energy Ea Manual operating mechanism with mechanical closing, without Spring charging motor, Ready-to-close signal. switch, Auxiliary switches 2NO+2NC, without Closing coil (CC), manual operating mechanism with mechanical closing, without Remote trip alarm reset coil (RR), without 2nd shunt trip, without 1st Shunt trip | 118870 | 1 | Z\ | 1
3WA1110-2ME01-0AA0 |  | Fixed-mounted circuit breaker IEC 60947-2, frame size 1, 3-poles, In=1000A up to 690V AC 50/60Hz, breaking capacity N Icu=55/42kA at 500/690V, Trip unit ETU600 LSI upgrade ready , colordisplay, bluetooth and USB interface, Protection LT, ST, INST, N-protection required an external N-sensor, incl. trip alarm switch (1xCO), rear connection vertical, with internal voltage tap on upper stab of circuit breaker, with voltage tap module VTM680 and power supply of ETU600, able to communication, integrated metering type PMF-2 Basic Power Monitoring, Voltage, Energy, Power, Power factor, Frequency, Unbalance, Temperature, Manual operating mechanism with mechanical closing, without Spring charging motor, Ready-to-close signal. switch, Auxiliary switches 2NO+2NC, without Closing coil (CC), manual operating mechanism with mechanical closing, without Remote trip alarm reset coil (RR), without 2nd shunt trip, without 1st Shunt trip | 76300 | 1 | Z\ | 1
3WA1110-2ME02-0AA0 |  | Fixed-mounted circuit breaker IEC 60947-2, frame size 1, 3-poles, In=1000A up to 690V AC 50/60Hz, breaking capacity N Icu=55/42kA at 500/690V, Trip unit ETU600 LSI upgrade ready , colordisplay, bluetooth and USB interface, Protection LT, ST, INST, N-protection required an external N-sensor, incl. trip alarm switch (1xCO), rear connection horizontal, with internal voltage tap on upper stab of circuit breaker, with voltage tap module VTM680 and power supply of ETU600, able to communication, integrated metering type PMF-2 Basic Power Monitoring, Voltage, Energy, Power, Power factor, Frequency, Unbalance, Temperature, Manual operating mechanism with mechanical closing, without Spring charging motor, Ready-to-close signal. switch, Auxiliary switches 2NO+2NC, without Closing coil (CC), manual operating mechanism with mechanical closing, without Remote trip alarm reset coil (RR), without 2nd shunt trip, without 1st Shunt trip | 74500 | 1 | Z\ | 1
3WA1110-2ME03-0AA0 |  | Fixed-mounted circuit breaker IEC 60947-2, frame size 1, 3-poles, In=1000A up to 690V AC 50/60Hz, breaking capacity N Icu=55/42kA at 500/690V, Trip unit ETU600 LSI upgrade ready , colordisplay, bluetooth and USB interface, Protection LT, ST, INST, N-protection required an external N-sensor, incl. trip alarm switch (1xCO), front connection double hole, with internal voltage tap on upper stab of circuit breaker, with voltage tap module VTM680 and power supply of ETU600, able to communication, integrated metering type PMF-2 Basic Power Monitoring, Voltage, Energy, Power, Power factor, Frequency, Unbalance, Temperature, Manual operating mechanism with mechanical closing, without Spring charging motor, Ready-to-close signal. switch, Auxiliary switches 2NO+2NC, without Closing coil (CC), manual operating mechanism with mechanical closing, without Remote trip alarm reset coil (RR), without 2nd shunt trip, without 1st Shunt trip | 79900 | 1 | Z\ | 1
3WA1110-2ME11-0AA0 |  | Fixed-mounted circuit breaker IEC 60947-2, frame size 1, 4-poles, N-pole left, In=1000A up to 690V AC 50/60Hz, breaking capacity N Icu=55/42kA at 500/690V, Trip unit ETU600 LSI upgrade ready , colordisplay, bluetooth and USB interface, Protection LT, ST, INST, include N-protection, (internal N-sensor available), incl. trip alarm switch (1xCO), rear connection vertical, with internal voltage tap on upper stab of circuit breaker, with voltage tap module VTM680 and power supply of ETU600, able to communication, integrated metering type PMF-2 Basic Power Monitoring, Voltage, Energy, Power, Power factor, Frequency, Unbalance, Temperature, Manual operating mechanism with mechanical closing, without Spring charging motor, Ready-to-close signal. switch, Auxiliary switches 2NO+2NC, without Closing coil (CC), manual operating mechanism with mechanical closing, without Remote trip alarm reset coil (RR), without 2nd shunt trip, without 1st Shunt trip | 95100 | 1 | Z\ | 1
3WA1110-2ME12-0AA0 |  | Fixed-mounted circuit breaker IEC 60947-2, frame size 1, 4-poles, N-pole left, In=1000A up to 690V AC 50/60Hz, breaking capacity N Icu=55/42kA at 500/690V, Trip unit ETU600 LSI upgrade ready , colordisplay, bluetooth and USB interface, Protection LT, ST, INST, include N-protection, (internal N-sensor available), incl. trip alarm switch (1xCO), rear connection horizontal, with internal voltage tap on upper stab of circuit breaker, with voltage tap module VTM680 and power supply of ETU600, able to communication, integrated metering type PMF-2 Basic Power Monitoring, Voltage, Energy, Power, Power factor, Frequency, Unbalance, Temperature, Manual operating mechanism with mechanical closing, without Spring charging motor, Ready-to-close signal. switch, Auxiliary switches 2NO+2NC, without Closing coil (CC), manual operating mechanism with mechanical closing, without Remote trip alarm reset coil (RR), without 2nd shunt trip, without 1st Shunt trip | 92700 | 1 | Z\ | 1
3WA1110-2ME13-0AA0 |  | Fixed-mounted circuit breaker IEC 60947-2, frame size 1, 4-poles, N-pole left, In=1000A up to 690V AC 50/60Hz, breaking capacity N Icu=55/42kA at 500/690V, Trip unit ETU600 LSI upgrade ready , colordisplay, bluetooth and USB interface, Protection LT, ST, INST, include N-protection, (internal N-sensor available), incl. trip alarm switch (1xCO), front connection double hole, with internal voltage tap on upper stab of circuit breaker, with voltage tap module VTM680 and power supply of ETU600, able to communication, integrated metering type PMF-2 Basic Power Monitoring, Voltage, Energy, Power, Power factor, Frequency, Unbalance, Temperature, Manual operating mechanism with mechanical closing, without Spring charging motor, Ready-to-close signal. switch, Auxiliary switches 2NO+2NC, without Closing coil (CC), manual operating mechanism with mechanical closing, without Remote trip alarm reset coil (RR), without 2nd shunt trip, without 1st Shunt trip | 99900 | 1 | Z\ | 1
3WA1110-2ME21-0AA0 |  | fixed-mounted circuit breaker, IEC 60947-2, size 1, 4-pole, N pole on right, In=1000 A up to 690 V AC 50/60 Hz, breaking capacity N Icc=55/42 kA at 500/690 V, tripping unit ETU600 LSI upgradeable, color display, Bluetooth, USB interface, basic protection LT, ST, INST, including protection of the N conductor (internal neutral point sensor available), trip alarm switch (1 x CO), connection at rear vertical, with internal voltage tap on upper stab of circuit breaker, with voltage tap module VTM680 and power supply of ETU600, able to communication, integrated metering type PMF-2 Basic Power Monitoring, Voltage, Energy, Power, Power factor, Frequency, Unbalance, Temperature, Manual operating mechanism with mechanical closing, without Spring charging motor, Ready-to-close signal. switch, Auxiliary switches 2NO+2NC, without Closing coil (CC), manual operating mechanism with mechanical closing, without Remote trip alarm reset coil (RR), without 2nd shunt trip, without 1st Shunt trip | 95100 | 1 | Z\ | 1
3WA1110-2ME22-0AA0 |  | fixed-mounted circuit breaker, IEC 60947-2, size 1, 4-pole, N pole on right, In=1000 A up to 690 V AC 50/60 Hz, breaking capacity N Icc=55/42 kA at 500/690 V, tripping unit ETU600 LSI upgradeable, color display, Bluetooth, USB interface, basic protection LT, ST, INST, including protection of the N conductor (internal neutral point sensor available), trip alarm switch (1 x CO), connection at rear horizontal with internal voltage tap on upper stab of circuit breaker, with voltage tap module VTM680 and power supply of ETU600, able to communication, integrated metering type PMF-2 Basic Power Monitoring, Voltage, Energy, Power, Power factor, Frequency, Unbalance, Temperature, Manual operating mechanism with mechanical closing, without Spring charging motor, Ready-to-close signal. switch, Auxiliary switches 2NO+2NC, without Closing coil (CC), manual operating mechanism with mechanical closing, without Remote trip alarm reset coil (RR), without 2nd shunt trip, without 1st Shunt trip | 92700 | 1 | Z\ | 1
3WA1110-2ME23-0AA0 |  | fixed-mounted circuit breaker, IEC 60947-2, size 1, 4-pole, N pole on right, In=1000 A up to 690 V AC 50/60 Hz, breaking capacity N Icc=55/42 kA at 500/690 V, tripping unit ETU600 LSI upgradeable, color display, Bluetooth, USB interface, basic protection LT, ST, INST, including protection of the N conductor (internal neutral point sensor available), trip alarm switch (1 x CO), front connection double hole, with internal voltage tap on upper stab of circuit breaker, with voltage tap module VTM680 and power supply of ETU600, able to communication, integrated metering type PMF-2 Basic Power Monitoring, Voltage, Energy, Power, Power factor, Frequency, Unbalance, Temperature, Manual operating mechanism with mechanical closing, without Spring charging motor, Ready-to-close signal. switch, Auxiliary switches 2NO+2NC, without Closing coil (CC), manual operating mechanism with mechanical closing, without Remote trip alarm reset coil (RR), without 2nd shunt trip, without 1st Shunt trip | 99900 | 1 | Z\ | 1
3WA1110-2ME31-0AA0 |  | Withdrawable circuit breaker with guide frame, IEC 60947-2, frame size 1, 3-poles, In=1000A up to 690V AC 50/60Hz, breaking capacity N Icu=55/42kA at 500/690V, Trip unit ETU600 LSI upgrade ready , colordisplay, bluetooth and USB interface, Protection LT, ST, INST, N-protection required an external N-sensor, incl. trip alarm switch (1xCO), rear connection vertical, guide frame with shutter and w/o position signalling switch, with internal voltage tap on upper stab of circuit breaker, with voltage tap module VTM680 and power supply of ETU600, able to communication, integrated metering type PMF-2 Basic Power Monitoring, Voltage, Energy, Power, Power factor, Frequency, Unbalance, Temperature, Manual operating mechanism with mechanical closing, without Spring charging motor, Ready-to-close signal. switch, Auxiliary switches 2NO+2NC, without Closing coil (CC), manual operating mechanism with mechanical closing, without Remote trip alarm reset coil (RR), without 2nd shunt trip, without 1st Shunt trip | 94800 | 1 | Z\ | 1
3WA1110-2ME32-0AA0 |  | Withdrawable circuit breaker with guide frame, IEC 60947-2, frame size 1, 3-poles, In=1000A up to 690V AC 50/60Hz, breaking capacity N Icu=55/42kA at 500/690V, Trip unit ETU600 LSI upgrade ready , colordisplay, bluetooth and USB interface, Protection LT, ST, INST, N-protection required an external N-sensor, incl. trip alarm switch (1xCO), rear connection horizontal, guide frame with shutter and w/o position signalling switch, with internal voltage tap on upper stab of circuit breaker, with voltage tap module VTM680 and power supply of ETU600, able to communication, integrated metering type PMF-2 Basic Power Monitoring, Voltage, Energy, Power, Power factor, Frequency, Unbalance, Temperature, Manual operating mechanism with mechanical closing, without Spring charging motor, Ready-to-close signal. switch, Auxiliary switches 2NO+2NC, without Closing coil (CC), manual operating mechanism with mechanical closing, without Remote trip alarm reset coil (RR), without 2nd shunt trip, without 1st Shunt trip | 93000 | 1 | Z\ | 1
3WA1110-2ME33-0AA0 |  | Withdrawable circuit breaker with guide frame, IEC 60947-2, frame size 1, 3-poles, In=1000A up to 690V AC 50/60Hz, breaking capacity N Icu=55/42kA at 500/690V, Trip unit ETU600 LSI upgrade ready , colordisplay, bluetooth and USB interface, Protection LT, ST, INST, N-protection required an external N-sensor, incl. trip alarm switch (1xCO), front connection double hole, guide frame with shutter and w/o position signalling switch, with internal voltage tap on upper stab of circuit breaker, with voltage tap module VTM680 and power supply of ETU600, able to communication, integrated metering type PMF-2 Basic Power Monitoring, Voltage, Energy, Power, Power factor, Frequency, Unbalance, Temperature, Manual operating mechanism with mechanical closing, without Spring charging motor, Ready-to-close signal. switch, Auxiliary switches 2NO+2NC, without Closing coil (CC), manual operating mechanism with mechanical closing, without Remote trip alarm reset coil (RR), without 2nd shunt trip, without 1st Shunt trip | 98400 | 1 | Z\ | 1
3WA1110-2ME34-0AA0 |  | Withdrawable circuit breaker with guide frame, IEC 60947-2, frame size 1, 3-poles, In=1000A up to 690V AC 50/60Hz, breaking capacity N Icu=55/42kA at 500/690V, Trip unit ETU600 LSI upgrade ready , colordisplay, bluetooth and USB interface, Protection LT, ST, INST, N-protection required an external N-sensor, incl. trip alarm switch (1xCO), rear connection flange, guide frame with shutter and w/o position signalling switch, with internal voltage tap on upper stab of circuit breaker, with voltage tap module VTM680 and power supply of ETU600, able to communication, integrated metering type PMF-2 Basic Power Monitoring, Voltage, Energy, Power, Power factor, Frequency, Unbalance, Temperature, Manual operating mechanism with mechanical closing, without Spring charging motor, Ready-to-close signal. switch, Auxiliary switches 2NO+2NC, without Closing coil (CC), manual operating mechanism with mechanical closing, without Remote trip alarm reset coil (RR), without 2nd shunt trip, without 1st Shunt trip | 93000 | 1 | Z\ | 1
3WA1110-2ME41-0AA0 |  | Withdrawable circuit breaker with guide frame, IEC 60947-2, frame size 1, 4-poles, N-pole left, In=1000A up to 690V AC 50/60Hz, breaking capacity N Icu=55/42kA at 500/690V, Trip unit ETU600 LSI upgrade ready , colordisplay, bluetooth and USB interface, Protection LT, ST, INST, include N-protection, (internal N-sensor available), incl. trip alarm switch (1xCO), rear connection vertical, guide frame with shutter and w/o position signalling switch, with internal voltage tap on upper stab of circuit breaker, with voltage tap module VTM680 and power supply of ETU600, able to communication, integrated metering type PMF-2 Basic Power Monitoring, Voltage, Energy, Power, Power factor, Frequency, Unbalance, Temperature, Manual operating mechanism with mechanical closing, without Spring charging motor, Ready-to-close signal. switch, Auxiliary switches 2NO+2NC, without Closing coil (CC), manual operating mechanism with mechanical closing, without Remote trip alarm reset coil (RR), without 2nd shunt trip, without 1st Shunt trip | 119700 | 1 | Z\ | 1
3WA1110-2ME42-0AA0 |  | Withdrawable circuit breaker with guide frame, IEC 60947-2, frame size 1, 4-poles, N-pole left, In=1000A up to 690V AC 50/60Hz, breaking capacity N Icu=55/42kA at 500/690V, Trip unit ETU600 LSI upgrade ready , colordisplay, bluetooth and USB interface, Protection LT, ST, INST, include N-protection, (internal N-sensor available), incl. trip alarm switch (1xCO), rear connection horizontal, guide frame with shutter and w/o position signalling switch, with internal voltage tap on upper stab of circuit breaker, with voltage tap module VTM680 and power supply of ETU600, able to communication, integrated metering type PMF-2 Basic Power Monitoring, Voltage, Energy, Power, Power factor, Frequency, Unbalance, Temperature, Manual operating mechanism with mechanical closing, without Spring charging motor, Ready-to-close signal. switch, Auxiliary switches 2NO+2NC, without Closing coil (CC), manual operating mechanism with mechanical closing, without Remote trip alarm reset coil (RR), without 2nd shunt trip, without 1st Shunt trip | 117000 | 1 | Z\ | 1
3WA1110-2ME43-0AA0 |  | Withdrawable circuit breaker with guide frame, IEC 60947-2, frame size 1, 4-poles, N-pole left, In=1000A up to 690V AC 50/60Hz, breaking capacity N Icu=55/42kA at 500/690V, Trip unit ETU600 LSI upgrade ready , colordisplay, bluetooth and USB interface, Protection LT, ST, INST, include N-protection, (internal N-sensor available), incl. trip alarm switch (1xCO), front connection double hole, guide frame with shutter and w/o position signalling switch, with internal voltage tap on upper stab of circuit breaker, with voltage tap module VTM680 and power supply of ETU600, able to communication, integrated metering type PMF-2 Basic Power Monitoring, Voltage, Energy, Power, Power factor, Frequency, Unbalance, Temperature, Manual operating mechanism with mechanical closing, without Spring charging motor, Ready-to-close signal. switch, Auxiliary switches 2NO+2NC, without Closing coil (CC), manual operating mechanism with mechanical closing, without Remote trip alarm reset coil (RR), without 2nd shunt trip, without 1st Shunt trip | 124700 | 1 | Z\ | 1
3WA1110-2ME44-0AA0 |  | Withdrawable circuit breaker with guide frame, IEC 60947-2, frame size 1, 4-poles, N-pole left, In=1000A up to 690V AC 50/60Hz, breaking capacity N Icu=55/42kA at 500/690V, Trip unit ETU600 LSI upgrade ready , colordisplay, bluetooth and USB interface, Protection LT, ST, INST, include N-protection, (internal N-sensor available), incl. trip alarm switch (1xCO), rear connection flange, guide frame with shutter and w/o position signalling switch, with internal voltage tap on upper stab of circuit breaker, with voltage tap module VTM680 and power supply of ETU600, able to communication, integrated metering type PMF-2 Basic Power Monitoring, Voltage, Energy, Power, Power factor, Frequency, Unbalance, Temperature, Manual operating mechanism with mechanical closing, without Spring charging motor, Ready-to-close signal. switch, Auxiliary switches 2NO+2NC, without Closing coil (CC), manual operating mechanism with mechanical closing, without Remote trip alarm reset coil (RR), without 2nd shunt trip, without 1st Shunt trip | 117000 | 1 | Z\ | 1
3WA1110-2MF01-0AA0 |  | Fixed-mounted circuit breaker IEC 60947-2, frame size 1, 3-poles, In=1000A up to 690V AC 50/60Hz, breaking capacity N Icu=55/42kA at 500/690V, Trip unit ETU600 LSIG upgrade ready , colordisplay, bluetooth and USB interface, Protection LT, ST, INST, GFx, N-protection required an external N-sensor, incl. trip alarm switch (1xCO), rear connection vertical, with internal voltage tap on upper stab of circuit breaker, with voltage tap module VTM680 and power supply of ETU600, able to communication, integrated metering type PMF-2 Basic Power Monitoring, Voltage, Energy, Power, Power factor, Frequency, Unbalance, Temperature, Manual operating mechanism with mechanical closing, without Spring charging motor, Ready-to-close signal. switch, Auxiliary switches 2NO+2NC, without Closing coil (CC), manual operating mechanism with mechanical closing, without Remote trip alarm reset coil (RR), without 2nd shunt trip, without 1st Shunt trip | 86900 | 1 | Z\ | 1
3WA1110-2MF02-0AA0 |  | Fixed-mounted circuit breaker IEC 60947-2, frame size 1, 3-poles, In=1000A up to 690V AC 50/60Hz, breaking capacity N Icu=55/42kA at 500/690V, Trip unit ETU600 LSIG upgrade ready , colordisplay, bluetooth and USB interface, Protection LT, ST, INST, GFx, N-protection required an external N-sensor, incl. trip alarm switch (1xCO), rear connection horizontal, with internal voltage tap on upper stab of circuit breaker, with voltage tap module VTM680 and power supply of ETU600, able to communication, integrated metering type PMF-2 Basic Power Monitoring, Voltage, Energy, Power, Power factor, Frequency, Unbalance, Temperature, Manual operating mechanism with mechanical closing, without Spring charging motor, Ready-to-close signal. switch, Auxiliary switches 2NO+2NC, without Closing coil (CC), manual operating mechanism with mechanical closing, without Remote trip alarm reset coil (RR), without 2nd shunt trip, without 1st Shunt trip | 85100 | 1 | Z\ | 1
3WA1110-2MF03-0AA0 |  | Fixed-mounted circuit breaker IEC 60947-2, frame size 1, 3-poles, In=1000A up to 690V AC 50/60Hz, breaking capacity N Icu=55/42kA at 500/690V, Trip unit ETU600 LSIG upgrade ready , colordisplay, bluetooth and USB interface, Protection LT, ST, INST, GFx, N-protection required an external N-sensor, incl. trip alarm switch (1xCO), front connection double hole, with internal voltage tap on upper stab of circuit breaker, with voltage tap module VTM680 and power supply of ETU600, able to communication, integrated metering type PMF-2 Basic Power Monitoring, Voltage, Energy, Power, Power factor, Frequency, Unbalance, Temperature, Manual operating mechanism with mechanical closing, without Spring charging motor, Ready-to-close signal. switch, Auxiliary switches 2NO+2NC, without Closing coil (CC), manual operating mechanism with mechanical closing, without Remote trip alarm reset coil (RR), without 2nd shunt trip, without 1st Shunt trip | 90600 | 1 | Z\ | 1
3WA1110-2MF11-0AA0 |  | Fixed-mounted circuit breaker IEC 60947-2, frame size 1, 4-poles, N-pole left, In=1000A up to 690V AC 50/60Hz, breaking capacity N Icu=55/42kA at 500/690V, Trip unit ETU600 LSIG upgrade ready , colordisplay, bluetooth and USB interface, Protection LT, ST, INST, GFx, include N-protection, (internal N-sensor available), incl. trip alarm switch (1xCO), rear connection vertical, with internal voltage tap on upper stab of circuit breaker, with voltage tap module VTM680 and power supply of ETU600, able to communication, integrated metering type PMF-2 Basic Power Monitoring, Voltage, Energy, Power, Power factor, Frequency, Unbalance, Temperature, Manual operating mechanism with mechanical closing, without Spring charging motor, Ready-to-close signal. switch, Auxiliary switches 2NO+2NC, without Closing coil (CC), manual operating mechanism with mechanical closing, without Remote trip alarm reset coil (RR), without 2nd shunt trip, without 1st Shunt trip | 105700 | 1 | Z\ | 1
3WA1110-2MF12-0AA0 |  | Fixed-mounted circuit breaker IEC 60947-2, frame size 1, 4-poles, N-pole left, In=1000A up to 690V AC 50/60Hz, breaking capacity N Icu=55/42kA at 500/690V, Trip unit ETU600 LSIG upgrade ready , colordisplay, bluetooth and USB interface, Protection LT, ST, INST, GFx, include N-protection, (internal N-sensor available), incl. trip alarm switch (1xCO), rear connection horizontal, with internal voltage tap on upper stab of circuit breaker, with voltage tap module VTM680 and power supply of ETU600, able to communication, integrated metering type PMF-2 Basic Power Monitoring, Voltage, Energy, Power, Power factor, Frequency, Unbalance, Temperature, Manual operating mechanism with mechanical closing, without Spring charging motor, Ready-to-close signal. switch, Auxiliary switches 2NO+2NC, without Closing coil (CC), manual operating mechanism with mechanical closing, without Remote trip alarm reset coil (RR), without 2nd shunt trip, without 1st Shunt trip | 103300 | 1 | Z\ | 1
3WA1110-2MF13-0AA0 |  | Fixed-mounted circuit breaker IEC 60947-2, frame size 1, 4-poles, N-pole left, In=1000A up to 690V AC 50/60Hz, breaking capacity N Icu=55/42kA at 500/690V, Trip unit ETU600 LSIG upgrade ready , colordisplay, bluetooth and USB interface, Protection LT, ST, INST, GFx, include N-protection, (internal N-sensor available), incl. trip alarm switch (1xCO), front connection double hole, with internal voltage tap on upper stab of circuit breaker, with voltage tap module VTM680 and power supply of ETU600, able to communication, integrated metering type PMF-2 Basic Power Monitoring, Voltage, Energy, Power, Power factor, Frequency, Unbalance, Temperature, Manual operating mechanism with mechanical closing, without Spring charging motor, Ready-to-close signal. switch, Auxiliary switches 2NO+2NC, without Closing coil (CC), manual operating mechanism with mechanical closing, without Remote trip alarm reset coil (RR), without 2nd shunt trip, without 1st Shunt trip | 110500 | 1 | Z\ | 1
3WA1110-2MF21-0AA0 |  | fixed-mounted circuit breaker, IEC 60947-2, size 1, 4-pole, N pole on right, In=1000 A up to 690 V AC 50/60 Hz, breaking capacity N Icc=55/42 kA at 500/690 V, tripping unit ETU600 LSIG upgradeable, color display, Bluetooth, USB interface, basic protection LT, ST, INST, GFx, including protection of the N conductor (internal neutral point sensor available), trip alarm switch (1 x CO), connection at rear vertical, with internal voltage tap on upper stab of circuit breaker, with voltage tap module VTM680 and power supply of ETU600, able to communication, integrated metering type PMF-2 Basic Power Monitoring, Voltage, Energy, Power, Power factor, Frequency, Unbalance, Temperature, Manual operating mechanism with mechanical closing, without Spring charging motor, Ready-to-close signal. switch, Auxiliary switches 2NO+2NC, without Closing coil (CC), manual operating mechanism with mechanical closing, without Remote trip alarm reset coil (RR), without 2nd shunt trip, without 1st Shunt trip | 105700 | 1 | Z\ | 1
3WA1110-2MF22-0AA0 |  | fixed-mounted circuit breaker, IEC 60947-2, size 1, 4-pole, N pole on right, In=1000 A up to 690 V AC 50/60 Hz, breaking capacity N Icc=55/42 kA at 500/690 V, tripping unit ETU600 LSIG upgradeable, color display, Bluetooth, USB interface, basic protection LT, ST, INST, GFx, including protection of the N conductor (internal neutral point sensor available), trip alarm switch (1 x CO), connection at rear horizontal with internal voltage tap on upper stab of circuit breaker, with voltage tap module VTM680 and power supply of ETU600, able to communication, integrated metering type PMF-2 Basic Power Monitoring, Voltage, Energy, Power, Power factor, Frequency, Unbalance, Temperature, Manual operating mechanism with mechanical closing, without Spring charging motor, Ready-to-close signal. switch, Auxiliary switches 2NO+2NC, without Closing coil (CC), manual operating mechanism with mechanical closing, without Remote trip alarm reset coil (RR), without 2nd shunt trip, without 1st Shunt trip | 103300 | 1 | Z\ | 1
3WA1110-2MF23-0AA0 |  | fixed-mounted circuit breaker, IEC 60947-2, size 1, 4-pole, N pole on right, In=1000 A up to 690 V AC 50/60 Hz, breaking capacity N Icc=55/42 kA at 500/690 V, tripping unit ETU600 LSIG upgradeable, color display, Bluetooth, USB interface, basic protection LT, ST, INST, GFx, including protection of the N conductor (internal neutral point sensor available), trip alarm switch (1 x CO), front connection double hole, with internal voltage tap on upper stab of circuit breaker, with voltage tap module VTM680 and power supply of ETU600, able to communication, integrated metering type PMF-2 Basic Power Monitoring, Voltage, Energy, Power, Power factor, Frequency, Unbalance, Temperature, Manual operating mechanism with mechanical closing, without Spring charging motor, Ready-to-close signal. switch, Auxiliary switches 2NO+2NC, without Closing coil (CC), manual operating mechanism with mechanical closing, without Remote trip alarm reset coil (RR), without 2nd shunt trip, without 1st Shunt trip | 110500 | 1 | Z\ | 1
3WA1110-2MF31-0AA0 |  | Withdrawable circuit breaker with guide frame, IEC 60947-2, frame size 1, 3-poles, In=1000A up to 690V AC 50/60Hz, breaking capacity N Icu=55/42kA at 500/690V, Trip unit ETU600 LSIG upgrade ready , colordisplay, bluetooth and USB interface, Protection LT, ST, INST, GFx, N-protection required an external N-sensor, incl. trip alarm switch (1xCO), rear connection vertical, guide frame with shutter and w/o position signalling switch, with internal voltage tap on upper stab of circuit breaker, with voltage tap module VTM680 and power supply of ETU600, able to communication, integrated metering type PMF-2 Basic Power Monitoring, Voltage, Energy, Power, Power factor, Frequency, Unbalance, Temperature, Manual operating mechanism with mechanical closing, without Spring charging motor, Ready-to-close signal. switch, Auxiliary switches 2NO+2NC, without Closing coil (CC), manual operating mechanism with mechanical closing, without Remote trip alarm reset coil (RR), without 2nd shunt trip, without 1st Shunt trip | 105400 | 1 | Z\ | 1
3WA1110-2MF32-0AA0 |  | Withdrawable circuit breaker with guide frame, IEC 60947-2, frame size 1, 3-poles, In=1000A up to 690V AC 50/60Hz, breaking capacity N Icu=55/42kA at 500/690V, Trip unit ETU600 LSIG upgrade ready , colordisplay, bluetooth and USB interface, Protection LT, ST, INST, GFx, N-protection required an external N-sensor, incl. trip alarm switch (1xCO), rear connection horizontal, guide frame with shutter and w/o position signalling switch, with internal voltage tap on upper stab of circuit breaker, with voltage tap module VTM680 and power supply of ETU600, able to communication, integrated metering type PMF-2 Basic Power Monitoring, Voltage, Energy, Power, Power factor, Frequency, Unbalance, Temperature, Manual operating mechanism with mechanical closing, without Spring charging motor, Ready-to-close signal. switch, Auxiliary switches 2NO+2NC, without Closing coil (CC), manual operating mechanism with mechanical closing, without Remote trip alarm reset coil (RR), without 2nd shunt trip, without 1st Shunt trip | 103600 | 1 | Z\ | 1
3WA1110-2MF33-0AA0 |  | Withdrawable circuit breaker with guide frame, IEC 60947-2, frame size 1, 3-poles, In=1000A up to 690V AC 50/60Hz, breaking capacity N Icu=55/42kA at 500/690V, Trip unit ETU600 LSIG upgrade ready , colordisplay, bluetooth and USB interface, Protection LT, ST, INST, GFx, N-protection required an external N-sensor, incl. trip alarm switch (1xCO), front connection double hole, guide frame with shutter and w/o position signalling switch, with internal voltage tap on upper stab of circuit breaker, with voltage tap module VTM680 and power supply of ETU600, able to communication, integrated metering type PMF-2 Basic Power Monitoring, Voltage, Energy, Power, Power factor, Frequency, Unbalance, Temperature, Manual operating mechanism with mechanical closing, without Spring charging motor, Ready-to-close signal. switch, Auxiliary switches 2NO+2NC, without Closing coil (CC), manual operating mechanism with mechanical closing, without Remote trip alarm reset coil (RR), without 2nd shunt trip, without 1st Shunt trip | 109000 | 1 | Z\ | 1
3WA1110-2MF34-0AA0 |  | Withdrawable circuit breaker with guide frame, IEC 60947-2, frame size 1, 3-poles, In=1000A up to 690V AC 50/60Hz, breaking capacity N Icu=55/42kA at 500/690V, Trip unit ETU600 LSIG upgrade ready , colordisplay, bluetooth and USB interface, Protection LT, ST, INST, GFx, N-protection required an external N-sensor, incl. trip alarm switch (1xCO), rear connection flange, guide frame with shutter and w/o position signalling switch, with internal voltage tap on upper stab of circuit breaker, with voltage tap module VTM680 and power supply of ETU600, able to communication, integrated metering type PMF-2 Basic Power Monitoring, Voltage, Energy, Power, Power factor, Frequency, Unbalance, Temperature, Manual operating mechanism with mechanical closing, without Spring charging motor, Ready-to-close signal. switch, Auxiliary switches 2NO+2NC, without Closing coil (CC), manual operating mechanism with mechanical closing, without Remote trip alarm reset coil (RR), without 2nd shunt trip, without 1st Shunt trip | 103600 | 1 | Z\ | 1
3WA1110-2MF41-0AA0 |  | Withdrawable circuit breaker with guide frame, IEC 60947-2, frame size 1, 4-poles, N-pole left, In=1000A up to 690V AC 50/60Hz, breaking capacity N Icu=55/42kA at 500/690V, Trip unit ETU600 LSIG upgrade ready , colordisplay, bluetooth and USB interface, Protection LT, ST, INST, GFx, include N-protection, (internal N-sensor available), incl. trip alarm switch (1xCO), rear connection vertical, guide frame with shutter and w/o position signalling switch, with internal voltage tap on upper stab of circuit breaker, with voltage tap module VTM680 and power supply of ETU600, able to communication, integrated metering type PMF-2 Basic Power Monitoring, Voltage, Energy, Power, Power factor, Frequency, Unbalance, Temperature, Manual operating mechanism with mechanical closing, without Spring charging motor, Ready-to-close signal. switch, Auxiliary switches 2NO+2NC, without Closing coil (CC), manual operating mechanism with mechanical closing, without Remote trip alarm reset coil (RR), without 2nd shunt trip, without 1st Shunt trip | 129700 | 1 | Z\ | 1
3WA1110-2MF42-0AA0 |  | Withdrawable circuit breaker with guide frame, IEC 60947-2, frame size 1, 4-poles, N-pole left, In=1000A up to 690V AC 50/60Hz, breaking capacity N Icu=55/42kA at 500/690V, Trip unit ETU600 LSIG upgrade ready , colordisplay, bluetooth and USB interface, Protection LT, ST, INST, GFx, include N-protection, (internal N-sensor available), incl. trip alarm switch (1xCO), rear connection horizontal, guide frame with shutter and w/o position signalling switch, with internal voltage tap on upper stab of circuit breaker, with voltage tap module VTM680 and power supply of ETU600, able to communication, integrated metering type PMF-2 Basic Power Monitoring, Voltage, Energy, Power, Power factor, Frequency, Unbalance, Temperature, Manual operating mechanism with mechanical closing, without Spring charging motor, Ready-to-close signal. switch, Auxiliary switches 2NO+2NC, without Closing coil (CC), manual operating mechanism with mechanical closing, without Remote trip alarm reset coil (RR), without 2nd shunt trip, without 1st Shunt trip | 127700 | 1 | Z\ | 1
3WA1110-2MF43-0AA0 |  | Withdrawable circuit breaker with guide frame, IEC 60947-2, frame size 1, 4-poles, N-pole left, In=1000A up to 690V AC 50/60Hz, breaking capacity N Icu=55/42kA at 500/690V, Trip unit ETU600 LSIG upgrade ready , colordisplay, bluetooth and USB interface, Protection LT, ST, INST, GFx, include N-protection, (internal N-sensor available), incl. trip alarm switch (1xCO), front connection double hole, guide frame with shutter and w/o position signalling switch, with internal voltage tap on upper stab of circuit breaker, with voltage tap module VTM680 and power supply of ETU600, able to communication, integrated metering type PMF-2 Basic Power Monitoring, Voltage, Energy, Power, Power factor, Frequency, Unbalance, Temperature, Manual operating mechanism with mechanical closing, without Spring charging motor, Ready-to-close signal. switch, Auxiliary switches 2NO+2NC, without Closing coil (CC), manual operating mechanism with mechanical closing, without Remote trip alarm reset coil (RR), without 2nd shunt trip, without 1st Shunt trip | 134700 | 1 | Z\ | 1
3WA1110-2MF44-0AA0 |  | Withdrawable circuit breaker with guide frame, IEC 60947-2, frame size 1, 4-poles, N-pole left, In=1000A up to 690V AC 50/60Hz, breaking capacity N Icu=55/42kA at 500/690V, Trip unit ETU600 LSIG upgrade ready , colordisplay, bluetooth and USB interface, Protection LT, ST, INST, GFx, include N-protection, (internal N-sensor available), incl. trip alarm switch (1xCO), rear connection flange, guide frame with shutter and w/o position signalling switch, with internal voltage tap on upper stab of circuit breaker, with voltage tap module VTM680 and power supply of ETU600, able to communication, integrated metering type PMF-2 Basic Power Monitoring, Voltage, Energy, Power, Power factor, Frequency, Unbalance, Temperature, Manual operating mechanism with mechanical closing, without Spring charging motor, Ready-to-close signal. switch, Auxiliary switches 2NO+2NC, without Closing coil (CC), manual operating mechanism with mechanical closing, without Remote trip alarm reset coil (RR), without 2nd shunt trip, without 1st Shunt trip | 127700 | 1 | Z\ | 1
3WA1110-2NE01-0AA0 |  | Fixed-mounted circuit breaker IEC 60947-2, frame size 1, 3-poles, In=1000A up to 690V AC 50/60Hz, breaking capacity N Icu=55/42kA at 500/690V, Trip unit ETU600 LSI upgrade ready , colordisplay, bluetooth and USB interface, Protection LT, ST, INST, N-protection required an external N-sensor, incl. trip alarm switch (1xCO), rear connection vertical, with internal voltage tap on upper stab of circuit breaker, with voltage tap module VTM680 and power supply of ETU600, able to communication, integrated metering type PMF-3 Advanced Power Monitor., Voltage, Energy, Power, Power factor, Frequency, Unbalance, Temperature, Power quality, Manual operating mechanism with mechanical closing, without Spring charging motor, Ready-to-close signal. switch, Auxiliary switches 2NO+2NC, without Closing coil (CC), manual operating mechanism with mechanical closing, without Remote trip alarm reset coil (RR), without 2nd shunt trip, without 1st Shunt trip | 82700 | 1 | Z\ | 1
3WA1110-2NE02-0AA0 |  | Fixed-mounted circuit breaker IEC 60947-2, frame size 1, 3-poles, In=1000A up to 690V AC 50/60Hz, breaking capacity N Icu=55/42kA at 500/690V, Trip unit ETU600 LSI upgrade ready , colordisplay, bluetooth and USB interface, Protection LT, ST, INST, N-protection required an external N-sensor, incl. trip alarm switch (1xCO), rear connection horizontal, with internal voltage tap on upper stab of circuit breaker, with voltage tap module VTM680 and power supply of ETU600, able to communication, integrated metering type PMF-3 Advanced Power Monitor., Voltage, Energy, Power, Power factor, Frequency, Unbalance, Temperature, Power quality, Manual operating mechanism with mechanical closing, without Spring charging motor, Ready-to-close signal. switch, Auxiliary switches 2NO+2NC, without Closing coil (CC), manual operating mechanism with mechanical closing, without Remote trip alarm reset coil (RR), without 2nd shunt trip, without 1st Shunt trip | 80900 | 1 | Z\ | 1
3WA1110-2NE03-0AA0 |  | Fixed-mounted circuit breaker IEC 60947-2, frame size 1, 3-poles, In=1000A up to 690V AC 50/60Hz, breaking capacity N Icu=55/42kA at 500/690V, Trip unit ETU600 LSI upgrade ready , colordisplay, bluetooth and USB interface, Protection LT, ST, INST, N-protection required an external N-sensor, incl. trip alarm switch (1xCO), front connection double hole, with internal voltage tap on upper stab of circuit breaker, with voltage tap module VTM680 and power supply of ETU600, able to communication, integrated metering type PMF-3 Advanced Power Monitor., Voltage, Energy, Power, Power factor, Frequency, Unbalance, Temperature, Power quality, Manual operating mechanism with mechanical closing, without Spring charging motor, Ready-to-close signal. switch, Auxiliary switches 2NO+2NC, without Closing coil (CC), manual operating mechanism with mechanical closing, without Remote trip alarm reset coil (RR), without 2nd shunt trip, without 1st Shunt trip | 86300 | 1 | Z\ | 1
3WA1110-2NE11-0AA0 |  | Fixed-mounted circuit breaker IEC 60947-2, frame size 1, 4-poles, N-pole left, In=1000A up to 690V AC 50/60Hz, breaking capacity N Icu=55/42kA at 500/690V, Trip unit ETU600 LSI upgrade ready , colordisplay, bluetooth and USB interface, Protection LT, ST, INST, include N-protection, (internal N-sensor available), incl. trip alarm switch (1xCO), rear connection vertical, with internal voltage tap on upper stab of circuit breaker, with voltage tap module VTM680 and power supply of ETU600, able to communication, integrated metering type PMF-3 Advanced Power Monitor., Voltage, Energy, Power, Power factor, Frequency, Unbalance, Temperature, Power quality, Manual operating mechanism with mechanical closing, without Spring charging motor, Ready-to-close signal. switch, Auxiliary switches 2NO+2NC, without Closing coil (CC), manual operating mechanism with mechanical closing, without Remote trip alarm reset coil (RR), without 2nd shunt trip, without 1st Shunt trip | 101500 | 1 | Z\ | 1
3WA1110-2NE12-0AA0 |  | Fixed-mounted circuit breaker IEC 60947-2, frame size 1, 4-poles, N-pole left, In=1000A up to 690V AC 50/60Hz, breaking capacity N Icu=55/42kA at 500/690V, Trip unit ETU600 LSI upgrade ready , colordisplay, bluetooth and USB interface, Protection LT, ST, INST, include N-protection, (internal N-sensor available), incl. trip alarm switch (1xCO), rear connection horizontal, with internal voltage tap on upper stab of circuit breaker, with voltage tap module VTM680 and power supply of ETU600, able to communication, integrated metering type PMF-3 Advanced Power Monitor., Voltage, Energy, Power, Power factor, Frequency, Unbalance, Temperature, Power quality, Manual operating mechanism with mechanical closing, without Spring charging motor, Ready-to-close signal. switch, Auxiliary switches 2NO+2NC, without Closing coil (CC), manual operating mechanism with mechanical closing, without Remote trip alarm reset coil (RR), without 2nd shunt trip, without 1st Shunt trip | 99100 | 1 | Z\ | 1
3WA1110-2NE13-0AA0 |  | Fixed-mounted circuit breaker IEC 60947-2, frame size 1, 4-poles, N-pole left, In=1000A up to 690V AC 50/60Hz, breaking capacity N Icu=55/42kA at 500/690V, Trip unit ETU600 LSI upgrade ready , colordisplay, bluetooth and USB interface, Protection LT, ST, INST, include N-protection, (internal N-sensor available), incl. trip alarm switch (1xCO), front connection double hole, with internal voltage tap on upper stab of circuit breaker, with voltage tap module VTM680 and power supply of ETU600, able to communication, integrated metering type PMF-3 Advanced Power Monitor., Voltage, Energy, Power, Power factor, Frequency, Unbalance, Temperature, Power quality, Manual operating mechanism with mechanical closing, without Spring charging motor, Ready-to-close signal. switch, Auxiliary switches 2NO+2NC, without Closing coil (CC), manual operating mechanism with mechanical closing, without Remote trip alarm reset coil (RR), without 2nd shunt trip, without 1st Shunt trip | 106300 | 1 | Z\ | 1
3WA1110-2NE21-0AA0 |  | fixed-mounted circuit breaker, IEC 60947-2, size 1, 4-pole, N pole on right, In=1000 A up to 690 V AC 50/60 Hz, breaking capacity N Icc=55/42 kA at 500/690 V, tripping unit ETU600 LSI upgradeable, color display, Bluetooth, USB interface, basic protection LT, ST, INST, including protection of the N conductor (internal neutral point sensor available), trip alarm switch (1 x CO), connection at rear vertical, with internal voltage tap on upper stab of circuit breaker, with voltage tap module VTM680 and power supply of ETU600, able to communication, integrated metering type PMF-3 Advanced Power Monitor., Voltage, Energy, Power, Power factor, Frequency, Unbalance, Temperature, Power quality, Manual operating mechanism with mechanical closing, without Spring charging motor, Ready-to-close signal. switch, Auxiliary switches 2NO+2NC, without Closing coil (CC), manual operating mechanism with mechanical closing, without Remote trip alarm reset coil (RR), without 2nd shunt trip, without 1st Shunt trip | 101500 | 1 | Z\ | 1
3WA1110-2NE22-0AA0 |  | fixed-mounted circuit breaker, IEC 60947-2, size 1, 4-pole, N pole on right, In=1000 A up to 690 V AC 50/60 Hz, breaking capacity N Icc=55/42 kA at 500/690 V, tripping unit ETU600 LSI upgradeable, color display, Bluetooth, USB interface, basic protection LT, ST, INST, including protection of the N conductor (internal neutral point sensor available), trip alarm switch (1 x CO), connection at rear horizontal with internal voltage tap on upper stab of circuit breaker, with voltage tap module VTM680 and power supply of ETU600, able to communication, integrated metering type PMF-3 Advanced Power Monitor., Voltage, Energy, Power, Power factor, Frequency, Unbalance, Temperature, Power quality, Manual operating mechanism with mechanical closing, without Spring charging motor, Ready-to-close signal. switch, Auxiliary switches 2NO+2NC, without Closing coil (CC), manual operating mechanism with mechanical closing, without Remote trip alarm reset coil (RR), without 2nd shunt trip, without 1st Shunt trip | 99100 | 1 | Z\ | 1
3WA1110-2NE23-0AA0 |  | fixed-mounted circuit breaker, IEC 60947-2, size 1, 4-pole, N pole on right, In=1000 A up to 690 V AC 50/60 Hz, breaking capacity N Icc=55/42 kA at 500/690 V, tripping unit ETU600 LSI upgradeable, color display, Bluetooth, USB interface, basic protection LT, ST, INST, including protection of the N conductor (internal neutral point sensor available), trip alarm switch (1 x CO), front connection double hole, with internal voltage tap on upper stab of circuit breaker, with voltage tap module VTM680 and power supply of ETU600, able to communication, integrated metering type PMF-3 Advanced Power Monitor., Voltage, Energy, Power, Power factor, Frequency, Unbalance, Temperature, Power quality, Manual operating mechanism with mechanical closing, without Spring charging motor, Ready-to-close signal. switch, Auxiliary switches 2NO+2NC, without Closing coil (CC), manual operating mechanism with mechanical closing, without Remote trip alarm reset coil (RR), without 2nd shunt trip, without 1st Shunt trip | 106300 | 1 | Z\ | 1
3WA1110-2NE31-0AA0 |  | Withdrawable circuit breaker with guide frame, IEC 60947-2, frame size 1, 3-poles, In=1000A up to 690V AC 50/60Hz, breaking capacity N Icu=55/42kA at 500/690V, Trip unit ETU600 LSI upgrade ready , colordisplay, bluetooth and USB interface, Protection LT, ST, INST, N-protection required an external N-sensor, incl. trip alarm switch (1xCO), rear connection vertical, guide frame with shutter and w/o position signalling switch, with internal voltage tap on upper stab of circuit breaker, with voltage tap module VTM680 and power supply of ETU600, able to communication, integrated metering type PMF-3 Advanced Power Monitor., Voltage, Energy, Power, Power factor, Frequency, Unbalance, Temperature, Power quality, Manual operating mechanism with mechanical closing, without Spring charging motor, Ready-to-close signal. switch, Auxiliary switches 2NO+2NC, without Closing coil (CC), manual operating mechanism with mechanical closing, without Remote trip alarm reset coil (RR), without 2nd shunt trip, without 1st Shunt trip | 101200 | 1 | Z\ | 1
3WA1110-2NE32-0AA0 |  | Withdrawable circuit breaker with guide frame, IEC 60947-2, frame size 1, 3-poles, In=1000A up to 690V AC 50/60Hz, breaking capacity N Icu=55/42kA at 500/690V, Trip unit ETU600 LSI upgrade ready , colordisplay, bluetooth and USB interface, Protection LT, ST, INST, N-protection required an external N-sensor, incl. trip alarm switch (1xCO), rear connection horizontal, guide frame with shutter and w/o position signalling switch, with internal voltage tap on upper stab of circuit breaker, with voltage tap module VTM680 and power supply of ETU600, able to communication, integrated metering type PMF-3 Advanced Power Monitor., Voltage, Energy, Power, Power factor, Frequency, Unbalance, Temperature, Power quality, Manual operating mechanism with mechanical closing, without Spring charging motor, Ready-to-close signal. switch, Auxiliary switches 2NO+2NC, without Closing coil (CC), manual operating mechanism with mechanical closing, without Remote trip alarm reset coil (RR), without 2nd shunt trip, without 1st Shunt trip | 99400 | 1 | Z\ | 1
3WA1110-2NE33-0AA0 |  | Withdrawable circuit breaker with guide frame, IEC 60947-2, frame size 1, 3-poles, In=1000A up to 690V AC 50/60Hz, breaking capacity N Icu=55/42kA at 500/690V, Trip unit ETU600 LSI upgrade ready , colordisplay, bluetooth and USB interface, Protection LT, ST, INST, N-protection required an external N-sensor, incl. trip alarm switch (1xCO), front connection double hole, guide frame with shutter and w/o position signalling switch, with internal voltage tap on upper stab of circuit breaker, with voltage tap module VTM680 and power supply of ETU600, able to communication, integrated metering type PMF-3 Advanced Power Monitor., Voltage, Energy, Power, Power factor, Frequency, Unbalance, Temperature, Power quality, Manual operating mechanism with mechanical closing, without Spring charging motor, Ready-to-close signal. switch, Auxiliary switches 2NO+2NC, without Closing coil (CC), manual operating mechanism with mechanical closing, without Remote trip alarm reset coil (RR), without 2nd shunt trip, without 1st Shunt trip | 104800 | 1 | Z\ | 1
3WA1110-2NE34-0AA0 |  | Withdrawable circuit breaker with guide frame, IEC 60947-2, frame size 1, 3-poles, In=1000A up to 690V AC 50/60Hz, breaking capacity N Icu=55/42kA at 500/690V, Trip unit ETU600 LSI upgrade ready , colordisplay, bluetooth and USB interface, Protection LT, ST, INST, N-protection required an external N-sensor, incl. trip alarm switch (1xCO), rear connection flange, guide frame with shutter and w/o position signalling switch, with internal voltage tap on upper stab of circuit breaker, with voltage tap module VTM680 and power supply of ETU600, able to communication, integrated metering type PMF-3 Advanced Power Monitor., Voltage, Energy, Power, Power factor, Frequency, Unbalance, Temperature, Power quality, Manual operating mechanism with mechanical closing, without Spring charging motor, Ready-to-close signal. switch, Auxiliary switches 2NO+2NC, without Closing coil (CC), manual operating mechanism with mechanical closing, without Remote trip alarm reset coil (RR), without 2nd shunt trip, without 1st Shunt trip | 99400 | 1 | Z\ | 1
3WA1110-2NE41-0AA0 |  | Withdrawable circuit breaker with guide frame, IEC 60947-2, frame size 1, 4-poles, N-pole left, In=1000A up to 690V AC 50/60Hz, breaking capacity N Icu=55/42kA at 500/690V, Trip unit ETU600 LSI upgrade ready , colordisplay, bluetooth and USB interface, Protection LT, ST, INST, include N-protection, (internal N-sensor available), incl. trip alarm switch (1xCO), rear connection vertical, guide frame with shutter and w/o position signalling switch, with internal voltage tap on upper stab of circuit breaker, with voltage tap module VTM680 and power supply of ETU600, able to communication, integrated metering type PMF-3 Advanced Power Monitor., Voltage, Energy, Power, Power factor, Frequency, Unbalance, Temperature, Power quality, Manual operating mechanism with mechanical closing, without Spring charging motor, Ready-to-close signal. switch, Auxiliary switches 2NO+2NC, without Closing coil (CC), manual operating mechanism with mechanical closing, without Remote trip alarm reset coil (RR), without 2nd shunt trip, without 1st Shunt trip | 126100 | 1 | Z\ | 1
3WA1110-2NE42-0AA0 |  | Withdrawable circuit breaker with guide frame, IEC 60947-2, frame size 1, 4-poles, N-pole left, In=1000A up to 690V AC 50/60Hz, breaking capacity N Icu=55/42kA at 500/690V, Trip unit ETU600 LSI upgrade ready , colordisplay, bluetooth and USB interface, Protection LT, ST, INST, include N-protection, (internal N-sensor available), incl. trip alarm switch (1xCO), rear connection horizontal, guide frame with shutter and w/o position signalling switch, with internal voltage tap on upper stab of circuit breaker, with voltage tap module VTM680 and power supply of ETU600, able to communication, integrated metering type PMF-3 Advanced Power Monitor., Voltage, Energy, Power, Power factor, Frequency, Unbalance, Temperature, Power quality, Manual operating mechanism with mechanical closing, without Spring charging motor, Ready-to-close signal. switch, Auxiliary switches 2NO+2NC, without Closing coil (CC), manual operating mechanism with mechanical closing, without Remote trip alarm reset coil (RR), without 2nd shunt trip, without 1st Shunt trip | 123400 | 1 | Z\ | 1
3WA1110-2NE43-0AA0 |  | Withdrawable circuit breaker with guide frame, IEC 60947-2, frame size 1, 4-poles, N-pole left, In=1000A up to 690V AC 50/60Hz, breaking capacity N Icu=55/42kA at 500/690V, Trip unit ETU600 LSI upgrade ready , colordisplay, bluetooth and USB interface, Protection LT, ST, INST, include N-protection, (internal N-sensor available), incl. trip alarm switch (1xCO), front connection double hole, guide frame with shutter and w/o position signalling switch, with internal voltage tap on upper stab of circuit breaker, with voltage tap module VTM680 and power supply of ETU600, able to communication, integrated metering type PMF-3 Advanced Power Monitor., Voltage, Energy, Power, Power factor, Frequency, Unbalance, Temperature, Power quality, Manual operating mechanism with mechanical closing, without Spring charging motor, Ready-to-close signal. switch, Auxiliary switches 2NO+2NC, without Closing coil (CC), manual operating mechanism with mechanical closing, without Remote trip alarm reset coil (RR), without 2nd shunt trip, without 1st Shunt trip | 131100 | 1 | Z\ | 1
3WA1110-2NE44-0AA0 |  | Withdrawable circuit breaker with guide frame, IEC 60947-2, frame size 1, 4-poles, N-pole left, In=1000A up to 690V AC 50/60Hz, breaking capacity N Icu=55/42kA at 500/690V, Trip unit ETU600 LSI upgrade ready , colordisplay, bluetooth and USB interface, Protection LT, ST, INST, include N-protection, (internal N-sensor available), incl. trip alarm switch (1xCO), rear connection flange, guide frame with shutter and w/o position signalling switch, with internal voltage tap on upper stab of circuit breaker, with voltage tap module VTM680 and power supply of ETU600, able to communication, integrated metering type PMF-3 Advanced Power Monitor., Voltage, Energy, Power, Power factor, Frequency, Unbalance, Temperature, Power quality, Manual operating mechanism with mechanical closing, without Spring charging motor, Ready-to-close signal. switch, Auxiliary switches 2NO+2NC, without Closing coil (CC), manual operating mechanism with mechanical closing, without Remote trip alarm reset coil (RR), without 2nd shunt trip, without 1st Shunt trip | 123400 | 1 | Z\ | 1
3WA1110-2NF01-0AA0 |  | Fixed-mounted circuit breaker IEC 60947-2, frame size 1, 3-poles, In=1000A up to 690V AC 50/60Hz, breaking capacity N Icu=55/42kA at 500/690V, Trip unit ETU600 LSIG upgrade ready , colordisplay, bluetooth and USB interface, Protection LT, ST, INST, GFx, N-protection required an external N-sensor, incl. trip alarm switch (1xCO), rear connection vertical, with internal voltage tap on upper stab of circuit breaker, with voltage tap module VTM680 and power supply of ETU600, able to communication, integrated metering type PMF-3 Advanced Power Monitor., Voltage, Energy, Power, Power factor, Frequency, Unbalance, Temperature, Power quality, Manual operating mechanism with mechanical closing, without Spring charging motor, Ready-to-close signal. switch, Auxiliary switches 2NO+2NC, without Closing coil (CC), manual operating mechanism with mechanical closing, without Remote trip alarm reset coil (RR), without 2nd shunt trip, without 1st Shunt trip | 93300 | 1 | Z\ | 1
3WA1110-2NF02-0AA0 |  | Fixed-mounted circuit breaker IEC 60947-2, frame size 1, 3-poles, In=1000A up to 690V AC 50/60Hz, breaking capacity N Icu=55/42kA at 500/690V, Trip unit ETU600 LSIG upgrade ready , colordisplay, bluetooth and USB interface, Protection LT, ST, INST, GFx, N-protection required an external N-sensor, incl. trip alarm switch (1xCO), rear connection horizontal, with internal voltage tap on upper stab of circuit breaker, with voltage tap module VTM680 and power supply of ETU600, able to communication, integrated metering type PMF-3 Advanced Power Monitor., Voltage, Energy, Power, Power factor, Frequency, Unbalance, Temperature, Power quality, Manual operating mechanism with mechanical closing, without Spring charging motor, Ready-to-close signal. switch, Auxiliary switches 2NO+2NC, without Closing coil (CC), manual operating mechanism with mechanical closing, without Remote trip alarm reset coil (RR), without 2nd shunt trip, without 1st Shunt trip | 91500 | 1 | Z\ | 1
3WA1110-2NF03-0AA0 |  | Fixed-mounted circuit breaker IEC 60947-2, frame size 1, 3-poles, In=1000A up to 690V AC 50/60Hz, breaking capacity N Icu=55/42kA at 500/690V, Trip unit ETU600 LSIG upgrade ready , colordisplay, bluetooth and USB interface, Protection LT, ST, INST, GFx, N-protection required an external N-sensor, incl. trip alarm switch (1xCO), front connection double hole, with internal voltage tap on upper stab of circuit breaker, with voltage tap module VTM680 and power supply of ETU600, able to communication, integrated metering type PMF-3 Advanced Power Monitor., Voltage, Energy, Power, Power factor, Frequency, Unbalance, Temperature, Power quality, Manual operating mechanism with mechanical closing, without Spring charging motor, Ready-to-close signal. switch, Auxiliary switches 2NO+2NC, without Closing coil (CC), manual operating mechanism with mechanical closing, without Remote trip alarm reset coil (RR), without 2nd shunt trip, without 1st Shunt trip | 97000 | 1 | Z\ | 1
3WA1110-2NF11-0AA0 |  | Fixed-mounted circuit breaker IEC 60947-2, frame size 1, 4-poles, N-pole left, In=1000A up to 690V AC 50/60Hz, breaking capacity N Icu=55/42kA at 500/690V, Trip unit ETU600 LSIG upgrade ready , colordisplay, bluetooth and USB interface, Protection LT, ST, INST, GFx, include N-protection, (internal N-sensor available), incl. trip alarm switch (1xCO), rear connection vertical, with internal voltage tap on upper stab of circuit breaker, with voltage tap module VTM680 and power supply of ETU600, able to communication, integrated metering type PMF-3 Advanced Power Monitor., Voltage, Energy, Power, Power factor, Frequency, Unbalance, Temperature, Power quality, Manual operating mechanism with mechanical closing, without Spring charging motor, Ready-to-close signal. switch, Auxiliary switches 2NO+2NC, without Closing coil (CC), manual operating mechanism with mechanical closing, without Remote trip alarm reset coil (RR), without 2nd shunt trip, without 1st Shunt trip | 112100 | 1 | Z\ | 1
3WA1110-2NF12-0AA0 |  | Fixed-mounted circuit breaker IEC 60947-2, frame size 1, 4-poles, N-pole left, In=1000A up to 690V AC 50/60Hz, breaking capacity N Icu=55/42kA at 500/690V, Trip unit ETU600 LSIG upgrade ready , colordisplay, bluetooth and USB interface, Protection LT, ST, INST, GFx, include N-protection, (internal N-sensor available), incl. trip alarm switch (1xCO), rear connection horizontal, with internal voltage tap on upper stab of circuit breaker, with voltage tap module VTM680 and power supply of ETU600, able to communication, integrated metering type PMF-3 Advanced Power Monitor., Voltage, Energy, Power, Power factor, Frequency, Unbalance, Temperature, Power quality, Manual operating mechanism with mechanical closing, without Spring charging motor, Ready-to-close signal. switch, Auxiliary switches 2NO+2NC, without Closing coil (CC), manual operating mechanism with mechanical closing, without Remote trip alarm reset coil (RR), without 2nd shunt trip, without 1st Shunt trip | 109700 | 1 | Z\ | 1
3WA1110-2NF13-0AA0 |  | Fixed-mounted circuit breaker IEC 60947-2, frame size 1, 4-poles, N-pole left, In=1000A up to 690V AC 50/60Hz, breaking capacity N Icu=55/42kA at 500/690V, Trip unit ETU600 LSIG upgrade ready , colordisplay, bluetooth and USB interface, Protection LT, ST, INST, GFx, include N-protection, (internal N-sensor available), incl. trip alarm switch (1xCO), front connection double hole, with internal voltage tap on upper stab of circuit breaker, with voltage tap module VTM680 and power supply of ETU600, able to communication, integrated metering type PMF-3 Advanced Power Monitor., Voltage, Energy, Power, Power factor, Frequency, Unbalance, Temperature, Power quality, Manual operating mechanism with mechanical closing, without Spring charging motor, Ready-to-close signal. switch, Auxiliary switches 2NO+2NC, without Closing coil (CC), manual operating mechanism with mechanical closing, without Remote trip alarm reset coil (RR), without 2nd shunt trip, without 1st Shunt trip | 116900 | 1 | Z\ | 1
3WA1110-2NF21-0AA0 |  | fixed-mounted circuit breaker, IEC 60947-2, size 1, 4-pole, N pole on right, In=1000 A up to 690 V AC 50/60 Hz, breaking capacity N Icc=55/42 kA at 500/690 V, tripping unit ETU600 LSIG upgradeable, color display, Bluetooth, USB interface, basic protection LT, ST, INST, GFx, including protection of the N conductor (internal neutral point sensor available), trip alarm switch (1 x CO), connection at rear vertical, with internal voltage tap on upper stab of circuit breaker, with voltage tap module VTM680 and power supply of ETU600, able to communication, integrated metering type PMF-3 Advanced Power Monitor., Voltage, Energy, Power, Power factor, Frequency, Unbalance, Temperature, Power quality, Manual operating mechanism with mechanical closing, without Spring charging motor, Ready-to-close signal. switch, Auxiliary switches 2NO+2NC, without Closing coil (CC), manual operating mechanism with mechanical closing, without Remote trip alarm reset coil (RR), without 2nd shunt trip, without 1st Shunt trip | 112100 | 1 | Z\ | 1
3WA1110-2NF22-0AA0 |  | fixed-mounted circuit breaker, IEC 60947-2, size 1, 4-pole, N pole on right, In=1000 A up to 690 V AC 50/60 Hz, breaking capacity N Icc=55/42 kA at 500/690 V, tripping unit ETU600 LSIG upgradeable, color display, Bluetooth, USB interface, basic protection LT, ST, INST, GFx, including protection of the N conductor (internal neutral point sensor available), trip alarm switch (1 x CO), connection at rear horizontal with internal voltage tap on upper stab of circuit breaker, with voltage tap module VTM680 and power supply of ETU600, able to communication, integrated metering type PMF-3 Advanced Power Monitor., Voltage, Energy, Power, Power factor, Frequency, Unbalance, Temperature, Power quality, Manual operating mechanism with mechanical closing, without Spring charging motor, Ready-to-close signal. switch, Auxiliary switches 2NO+2NC, without Closing coil (CC), manual operating mechanism with mechanical closing, without Remote trip alarm reset coil (RR), without 2nd shunt trip, without 1st Shunt trip | 109700 | 1 | Z\ | 1
3WA1110-2NF23-0AA0 |  | fixed-mounted circuit breaker, IEC 60947-2, size 1, 4-pole, N pole on right, In=1000 A up to 690 V AC 50/60 Hz, breaking capacity N Icc=55/42 kA at 500/690 V, tripping unit ETU600 LSIG upgradeable, color display, Bluetooth, USB interface, basic protection LT, ST, INST, GFx, including protection of the N conductor (internal neutral point sensor available), trip alarm switch (1 x CO), front connection double hole, with internal voltage tap on upper stab of circuit breaker, with voltage tap module VTM680 and power supply of ETU600, able to communication, integrated metering type PMF-3 Advanced Power Monitor., Voltage, Energy, Power, Power factor, Frequency, Unbalance, Temperature, Power quality, Manual operating mechanism with mechanical closing, without Spring charging motor, Ready-to-close signal. switch, Auxiliary switches 2NO+2NC, without Closing coil (CC), manual operating mechanism with mechanical closing, without Remote trip alarm reset coil (RR), without 2nd shunt trip, without 1st Shunt trip | 116900 | 1 | Z\ | 1
3WA1110-2NF31-0AA0 |  | Withdrawable circuit breaker with guide frame, IEC 60947-2, frame size 1, 3-poles, In=1000A up to 690V AC 50/60Hz, breaking capacity N Icu=55/42kA at 500/690V, Trip unit ETU600 LSIG upgrade ready , colordisplay, bluetooth and USB interface, Protection LT, ST, INST, GFx, N-protection required an external N-sensor, incl. trip alarm switch (1xCO), rear connection vertical, guide frame with shutter and w/o position signalling switch, with internal voltage tap on upper stab of circuit breaker, with voltage tap module VTM680 and power supply of ETU600, able to communication, integrated metering type PMF-3 Advanced Power Monitor., Voltage, Energy, Power, Power factor, Frequency, Unbalance, Temperature, Power quality, Manual operating mechanism with mechanical closing, without Spring charging motor, Ready-to-close signal. switch, Auxiliary switches 2NO+2NC, without Closing coil (CC), manual operating mechanism with mechanical closing, without Remote trip alarm reset coil (RR), without 2nd shunt trip, without 1st Shunt trip | 111800 | 1 | Z\ | 1
3WA1110-2NF32-0AA0 |  | Withdrawable circuit breaker with guide frame, IEC 60947-2, frame size 1, 3-poles, In=1000A up to 690V AC 50/60Hz, breaking capacity N Icu=55/42kA at 500/690V, Trip unit ETU600 LSIG upgrade ready , colordisplay, bluetooth and USB interface, Protection LT, ST, INST, GFx, N-protection required an external N-sensor, incl. trip alarm switch (1xCO), rear connection horizontal, guide frame with shutter and w/o position signalling switch, with internal voltage tap on upper stab of circuit breaker, with voltage tap module VTM680 and power supply of ETU600, able to communication, integrated metering type PMF-3 Advanced Power Monitor., Voltage, Energy, Power, Power factor, Frequency, Unbalance, Temperature, Power quality, Manual operating mechanism with mechanical closing, without Spring charging motor, Ready-to-close signal. switch, Auxiliary switches 2NO+2NC, without Closing coil (CC), manual operating mechanism with mechanical closing, without Remote trip alarm reset coil (RR), without 2nd shunt trip, without 1st Shunt trip | 110000 | 1 | Z\ | 1
3WA1110-2NF33-0AA0 |  | Withdrawable circuit breaker with guide frame, IEC 60947-2, frame size 1, 3-poles, In=1000A up to 690V AC 50/60Hz, breaking capacity N Icu=55/42kA at 500/690V, Trip unit ETU600 LSIG upgrade ready , colordisplay, bluetooth and USB interface, Protection LT, ST, INST, GFx, N-protection required an external N-sensor, incl. trip alarm switch (1xCO), front connection double hole, guide frame with shutter and w/o position signalling switch, with internal voltage tap on upper stab of circuit breaker, with voltage tap module VTM680 and power supply of ETU600, able to communication, integrated metering type PMF-3 Advanced Power Monitor., Voltage, Energy, Power, Power factor, Frequency, Unbalance, Temperature, Power quality, Manual operating mechanism with mechanical closing, without Spring charging motor, Ready-to-close signal. switch, Auxiliary switches 2NO+2NC, without Closing coil (CC), manual operating mechanism with mechanical closing, without Remote trip alarm reset coil (RR), without 2nd shunt trip, without 1st Shunt trip | 115400 | 1 | Z\ | 1
3WA1110-2NF34-0AA0 |  | Withdrawable circuit breaker with guide frame, IEC 60947-2, frame size 1, 3-poles, In=1000A up to 690V AC 50/60Hz, breaking capacity N Icu=55/42kA at 500/690V, Trip unit ETU600 LSIG upgrade ready , colordisplay, bluetooth and USB interface, Protection LT, ST, INST, GFx, N-protection required an external N-sensor, incl. trip alarm switch (1xCO), rear connection flange, guide frame with shutter and w/o position signalling switch, with internal voltage tap on upper stab of circuit breaker, with voltage tap module VTM680 and power supply of ETU600, able to communication, integrated metering type PMF-3 Advanced Power Monitor., Voltage, Energy, Power, Power factor, Frequency, Unbalance, Temperature, Power quality, Manual operating mechanism with mechanical closing, without Spring charging motor, Ready-to-close signal. switch, Auxiliary switches 2NO+2NC, without Closing coil (CC), manual operating mechanism with mechanical closing, without Remote trip alarm reset coil (RR), without 2nd shunt trip, without 1st Shunt trip | 110000 | 1 | Z\ | 1
3WA1110-2NF41-0AA0 |  | Withdrawable circuit breaker with guide frame, IEC 60947-2, frame size 1, 4-poles, N-pole left, In=1000A up to 690V AC 50/60Hz, breaking capacity N Icu=55/42kA at 500/690V, Trip unit ETU600 LSIG upgrade ready , colordisplay, bluetooth and USB interface, Protection LT, ST, INST, GFx, include N-protection, (internal N-sensor available), incl. trip alarm switch (1xCO), rear connection vertical, guide frame with shutter and w/o position signalling switch, with internal voltage tap on upper stab of circuit breaker, with voltage tap module VTM680 and power supply of ETU600, able to communication, integrated metering type PMF-3 Advanced Power Monitor., Voltage, Energy, Power, Power factor, Frequency, Unbalance, Temperature, Power quality, Manual operating mechanism with mechanical closing, without Spring charging motor, Ready-to-close signal. switch, Auxiliary switches 2NO+2NC, without Closing coil (CC), manual operating mechanism with mechanical closing, without Remote trip alarm reset coil (RR), without 2nd shunt trip, without 1st Shunt trip | 136100 | 1 | Z\ | 1
3WA1110-2NF42-0AA0 |  | Withdrawable circuit breaker with guide frame, IEC 60947-2, frame size 1, 4-poles, N-pole left, In=1000A up to 690V AC 50/60Hz, breaking capacity N Icu=55/42kA at 500/690V, Trip unit ETU600 LSIG upgrade ready , colordisplay, bluetooth and USB interface, Protection LT, ST, INST, GFx, include N-protection, (internal N-sensor available), incl. trip alarm switch (1xCO), rear connection horizontal, guide frame with shutter and w/o position signalling switch, with internal voltage tap on upper stab of circuit breaker, with voltage tap module VTM680 and power supply of ETU600, able to communication, integrated metering type PMF-3 Advanced Power Monitor., Voltage, Energy, Power, Power factor, Frequency, Unbalance, Temperature, Power quality, Manual operating mechanism with mechanical closing, without Spring charging motor, Ready-to-close signal. switch, Auxiliary switches 2NO+2NC, without Closing coil (CC), manual operating mechanism with mechanical closing, without Remote trip alarm reset coil (RR), without 2nd shunt trip, without 1st Shunt trip | 134100 | 1 | Z\ | 1
3WA1110-2NF43-0AA0 |  | Withdrawable circuit breaker with guide frame, IEC 60947-2, frame size 1, 4-poles, N-pole left, In=1000A up to 690V AC 50/60Hz, breaking capacity N Icu=55/42kA at 500/690V, Trip unit ETU600 LSIG upgrade ready , colordisplay, bluetooth and USB interface, Protection LT, ST, INST, GFx, include N-protection, (internal N-sensor available), incl. trip alarm switch (1xCO), front connection double hole, guide frame with shutter and w/o position signalling switch, with internal voltage tap on upper stab of circuit breaker, with voltage tap module VTM680 and power supply of ETU600, able to communication, integrated metering type PMF-3 Advanced Power Monitor., Voltage, Energy, Power, Power factor, Frequency, Unbalance, Temperature, Power quality, Manual operating mechanism with mechanical closing, without Spring charging motor, Ready-to-close signal. switch, Auxiliary switches 2NO+2NC, without Closing coil (CC), manual operating mechanism with mechanical closing, without Remote trip alarm reset coil (RR), without 2nd shunt trip, without 1st Shunt trip | 141100 | 1 | Z\ | 1
3WA1110-2NF44-0AA0 |  | Withdrawable circuit breaker with guide frame, IEC 60947-2, frame size 1, 4-poles, N-pole left, In=1000A up to 690V AC 50/60Hz, breaking capacity N Icu=55/42kA at 500/690V, Trip unit ETU600 LSIG upgrade ready , colordisplay, bluetooth and USB interface, Protection LT, ST, INST, GFx, include N-protection, (internal N-sensor available), incl. trip alarm switch (1xCO), rear connection flange, guide frame with shutter and w/o position signalling switch, with internal voltage tap on upper stab of circuit breaker, with voltage tap module VTM680 and power supply of ETU600, able to communication, integrated metering type PMF-3 Advanced Power Monitor., Voltage, Energy, Power, Power factor, Frequency, Unbalance, Temperature, Power quality, Manual operating mechanism with mechanical closing, without Spring charging motor, Ready-to-close signal. switch, Auxiliary switches 2NO+2NC, without Closing coil (CC), manual operating mechanism with mechanical closing, without Remote trip alarm reset coil (RR), without 2nd shunt trip, without 1st Shunt trip | 134100 | 1 | Z\ | 1
3WA1110-3AA01-0AA0 |  | Non-automatic circuit breaker Fixed-mounted version, IEC 60947-2, frame size 1, 3-poles, In=1000A up to 690V AC 50/60Hz, breaking capacity S Icc=66/50kA at 500/690V, without electr. trip unit ETU, rear connection vertical, without Com & metering function Manual operating mechanism with mechanical closing, without Spring charging motor, Ready-to-close signal. switch, Auxiliary switches 2NO+2NC, without Closing coil (CC), manual operating mechanism with mechanical closing, without Remote trip alarm reset coil (RR), without 2nd shunt trip, without 1st Shunt trip | 52800 | 1 | Z\ | 1
3WA1110-3AA02-0AA0 |  | Non-automatic circuit breaker Fixed-mounted version, IEC 60947-2, frame size 1, 3-poles, In=1000A up to 690V AC 50/60Hz, breaking capacity S Icc=66/50kA at 500/690V, without electr. trip unit ETU, rear connection horizontal, without Com & metering function Manual operating mechanism with mechanical closing, without Spring charging motor, Ready-to-close signal. switch, Auxiliary switches 2NO+2NC, without Closing coil (CC), manual operating mechanism with mechanical closing, without Remote trip alarm reset coil (RR), without 2nd shunt trip, without 1st Shunt trip | 51000 | 1 | Z\ | 1
3WA1110-3AA03-0AA0 |  | Non-automatic circuit breaker Fixed-mounted version, IEC 60947-2, frame size 1, 3-poles, In=1000A up to 690V AC 50/60Hz, breaking capacity S Icc=66/50kA at 500/690V, without electr. trip unit ETU, front connection double hole, without Com & metering function Manual operating mechanism with mechanical closing, without Spring charging motor, Ready-to-close signal. switch, Auxiliary switches 2NO+2NC, without Closing coil (CC), manual operating mechanism with mechanical closing, without Remote trip alarm reset coil (RR), without 2nd shunt trip, without 1st Shunt trip | 56400 | 1 | Z\ | 1
3WA1110-3AA11-0AA0 |  | Non-automatic circuit breaker Fixed-mounted version, IEC 60947-2, frame size 1, 4-poles, N-pole left, In=1000A up to 690V AC 50/60Hz, breaking capacity S Icc=66/50kA at 500/690V, without electr. trip unit ETU, rear connection vertical, without Com & metering function Manual operating mechanism with mechanical closing, without Spring charging motor, Ready-to-close signal. switch, Auxiliary switches 2NO+2NC, without Closing coil (CC), manual operating mechanism with mechanical closing, without Remote trip alarm reset coil (RR), without 2nd shunt trip, without 1st Shunt trip | 69700 | 1 | Z\ | 1
3WA1110-3AA12-0AA0 |  | Non-automatic circuit breaker Fixed-mounted version, IEC 60947-2, frame size 1, 4-poles, N-pole left, In=1000A up to 690V AC 50/60Hz, breaking capacity S Icc=66/50kA at 500/690V, without electr. trip unit ETU, rear connection horizontal, without Com & metering function Manual operating mechanism with mechanical closing, without Spring charging motor, Ready-to-close signal. switch, Auxiliary switches 2NO+2NC, without Closing coil (CC), manual operating mechanism with mechanical closing, without Remote trip alarm reset coil (RR), without 2nd shunt trip, without 1st Shunt trip | 67300 | 1 | Z\ | 1
3WA1110-3AA13-0AA0 |  | Non-automatic circuit breaker Fixed-mounted version, IEC 60947-2, frame size 1, 4-poles, N-pole left, In=1000A up to 690V AC 50/60Hz, breaking capacity S Icc=66/50kA at 500/690V, without electr. trip unit ETU, front connection double hole, without Com & metering function Manual operating mechanism with mechanical closing, without Spring charging motor, Ready-to-close signal. switch, Auxiliary switches 2NO+2NC, without Closing coil (CC), manual operating mechanism with mechanical closing, without Remote trip alarm reset coil (RR), without 2nd shunt trip, without 1st Shunt trip | 74500 | 1 | Z\ | 1
3WA1110-3AA21-0AA0 |  | AC non-automatic air circuit breaker 3WA, fixed-mounted version, IEC 60947-2, size 1, 4-pole, N pole on right, In=1000 A up to 690 V AC 50/60 Hz, breaking capacity S, Icc=66/50 kA at 500/690 V, without electronic trip unit ETU, connection at rear vertical, without Com & metering function Manual operating mechanism with mechanical closing, without Spring charging motor, Ready-to-close signal. switch, Auxiliary switches 2NO+2NC, without Closing coil (CC), manual operating mechanism with mechanical closing, without Remote trip alarm reset coil (RR), without 2nd shunt trip, without 1st Shunt trip | 69700 | 1 | Z\ | 1
3WA1110-3AA22-0AA0 |  | AC non-automatic air circuit breaker 3WA, fixed-mounted version, IEC 60947-2, size 1, 4-pole, N pole on right, In=1000 A up to 690 V AC 50/60 Hz, breaking capacity S, Icc=66/50 kA at 500/690 V, without electronic trip unit ETU, connection at rear horizontal without Com & metering function Manual operating mechanism with mechanical closing, without Spring charging motor, Ready-to-close signal. switch, Auxiliary switches 2NO+2NC, without Closing coil (CC), manual operating mechanism with mechanical closing, without Remote trip alarm reset coil (RR), without 2nd shunt trip, without 1st Shunt trip | 67300 | 1 | Z\ | 1
3WA1110-3AA23-0AA0 |  | AC non-automatic air circuit breaker 3WA, fixed-mounted version, IEC 60947-2, size 1, 4-pole, N pole on right, In=1000 A up to 690 V AC 50/60 Hz, breaking capacity S, Icc=66/50 kA at 500/690 V, without electronic trip unit ETU, front connection double hole, without Com & metering function Manual operating mechanism with mechanical closing, without Spring charging motor, Ready-to-close signal. switch, Auxiliary switches 2NO+2NC, without Closing coil (CC), manual operating mechanism with mechanical closing, without Remote trip alarm reset coil (RR), without 2nd shunt trip, without 1st Shunt trip | 74500 | 1 | Z\ | 1
3WA1110-3AA31-0AA0 |  | Non-automatic circuit breaker withdrawable version, with guide frame, IEC 60947-2, frame size 1, 3-poles, In=1000A up to 690V AC 50/60Hz, breaking capacity S Icc=66/50kA at 500/690V, without electr. trip unit ETU, rear connection vertical, guide frame with shutter and w/o position signalling switch, without Com & metering function Manual operating mechanism with mechanical closing, without Spring charging motor, Ready-to-close signal. switch, Auxiliary switches 2NO+2NC, without Closing coil (CC), manual operating mechanism with mechanical closing, without Remote trip alarm reset coil (RR), without 2nd shunt trip, without 1st Shunt trip | 70400 | 1 | Z\ | 1
3WA1110-3AA32-0AA0 |  | Non-automatic circuit breaker withdrawable version, with guide frame, IEC 60947-2, frame size 1, 3-poles, In=1000A up to 690V AC 50/60Hz, breaking capacity S Icc=66/50kA at 500/690V, without electr. trip unit ETU, rear connection horizontal, guide frame with shutter and w/o position signalling switch, without Com & metering function Manual operating mechanism with mechanical closing, without Spring charging motor, Ready-to-close signal. switch, Auxiliary switches 2NO+2NC, without Closing coil (CC), manual operating mechanism with mechanical closing, without Remote trip alarm reset coil (RR), without 2nd shunt trip, without 1st Shunt trip | 68600 | 1 | Z\ | 1
3WA1110-3AA33-0AA0 |  | Non-automatic circuit breaker withdrawable version, with guide frame, IEC 60947-2, frame size 1, 3-poles, In=1000A up to 690V AC 50/60Hz, breaking capacity S Icc=66/50kA at 500/690V, without electr. trip unit ETU, front connection double hole, guide frame with shutter and w/o position signalling switch, without Com & metering function Manual operating mechanism with mechanical closing, without Spring charging motor, Ready-to-close signal. switch, Auxiliary switches 2NO+2NC, without Closing coil (CC), manual operating mechanism with mechanical closing, without Remote trip alarm reset coil (RR), without 2nd shunt trip, without 1st Shunt trip | 74000 | 1 | Z\ | 1
3WA1110-3AA34-0AA0 |  | Non-automatic circuit breaker withdrawable version, with guide frame, IEC 60947-2, frame size 1, 3-poles, In=1000A up to 690V AC 50/60Hz, breaking capacity S Icc=66/50kA at 500/690V, without electr. trip unit ETU, rear connection flange, guide frame with shutter and w/o position signalling switch, without Com & metering function Manual operating mechanism with mechanical closing, without Spring charging motor, Ready-to-close signal. switch, Auxiliary switches 2NO+2NC, without Closing coil (CC), manual operating mechanism with mechanical closing, without Remote trip alarm reset coil (RR), without 2nd shunt trip, without 1st Shunt trip | 68600 | 1 | Z\ | 1
3WA1110-3AA41-0AA0 |  | Non-automatic circuit breaker withdrawable version, with guide frame, IEC 60947-2, frame size 1, 4-poles, N-pole left, In=1000A up to 690V AC 50/60Hz, breaking capacity S Icc=66/50kA at 500/690V, without electr. trip unit ETU, rear connection vertical, guide frame with shutter and w/o position signalling switch, without Com & metering function Manual operating mechanism with mechanical closing, without Spring charging motor, Ready-to-close signal. switch, Auxiliary switches 2NO+2NC, without Closing coil (CC), manual operating mechanism with mechanical closing, without Remote trip alarm reset coil (RR), without 2nd shunt trip, without 1st Shunt trip | 92900 | 1 | Z\ | 1
3WA1110-3AA42-0AA0 |  | Non-automatic circuit breaker withdrawable version, with guide frame, IEC 60947-2, frame size 1, 4-poles, N-pole left, In=1000A up to 690V AC 50/60Hz, breaking capacity S Icc=66/50kA at 500/690V, without electr. trip unit ETU, rear connection horizontal, guide frame with shutter and w/o position signalling switch, without Com & metering function Manual operating mechanism with mechanical closing, without Spring charging motor, Ready-to-close signal. switch, Auxiliary switches 2NO+2NC, without Closing coil (CC), manual operating mechanism with mechanical closing, without Remote trip alarm reset coil (RR), without 2nd shunt trip, without 1st Shunt trip | 90500 | 1 | Z\ | 1
3WA1110-3AA43-0AA0 |  | Non-automatic circuit breaker withdrawable version, with guide frame, IEC 60947-2, frame size 1, 4-poles, N-pole left, In=1000A up to 690V AC 50/60Hz, breaking capacity S Icc=66/50kA at 500/690V, without electr. trip unit ETU, front connection double hole, guide frame with shutter and w/o position signalling switch, without Com & metering function Manual operating mechanism with mechanical closing, without Spring charging motor, Ready-to-close signal. switch, Auxiliary switches 2NO+2NC, without Closing coil (CC), manual operating mechanism with mechanical closing, without Remote trip alarm reset coil (RR), without 2nd shunt trip, without 1st Shunt trip | 97800 | 1 | Z\ | 1
3WA1110-3AA44-0AA0 |  | Non-automatic circuit breaker withdrawable version, with guide frame, IEC 60947-2, frame size 1, 4-poles, N-pole left, In=1000A up to 690V AC 50/60Hz, breaking capacity S Icc=66/50kA at 500/690V, without electr. trip unit ETU, rear connection flange, guide frame with shutter and w/o position signalling switch, without Com & metering function Manual operating mechanism with mechanical closing, without Spring charging motor, Ready-to-close signal. switch, Auxiliary switches 2NO+2NC, without Closing coil (CC), manual operating mechanism with mechanical closing, without Remote trip alarm reset coil (RR), without 2nd shunt trip, without 1st Shunt trip | 90500 | 1 | Z\ | 1
3WA1110-3AB01-0AA0 |  | Fixed-mounted circuit breaker IEC 60947-2, frame size 1, 3-poles, In=1000A up to 690V AC 50/60Hz, breaking capacity S Icu=66/50kA at 500/690V, Trip unit ETU300 LSI optimized for standard applica- tions, without display Protection LT, ST, INST, N-protection required an external N-sensor, incl. trip alarm switch (1xCO), rear connection vertical, without Com & metering function Manual operating mechanism with mechanical closing, without Spring charging motor, Ready-to-close signal. switch, Auxiliary switches 2NO+2NC, without Closing coil (CC), manual operating mechanism with mechanical closing, without Remote trip alarm reset coil (RR), without 2nd shunt trip, without 1st Shunt trip | 57200 | 1 | Z\ | 1
3WA1110-3AB02-0AA0 |  | Fixed-mounted circuit breaker IEC 60947-2, frame size 1, 3-poles, In=1000A up to 690V AC 50/60Hz, breaking capacity S Icu=66/50kA at 500/690V, Trip unit ETU300 LSI optimized for standard applica- tions, without display Protection LT, ST, INST, N-protection required an external N-sensor, incl. trip alarm switch (1xCO), rear connection horizontal, without Com & metering function Manual operating mechanism with mechanical closing, without Spring charging motor, Ready-to-close signal. switch, Auxiliary switches 2NO+2NC, without Closing coil (CC), manual operating mechanism with mechanical closing, without Remote trip alarm reset coil (RR), without 2nd shunt trip, without 1st Shunt trip | 55300 | 1 | Z\ | 1
3WA1110-3AB02-0AA0-Z | S07T40 | Fixed-mounted circuit breaker IEC 60947-2, frame size 1, 3-poles, In=1000A up to 690V AC 50/60Hz, breaking capacity S Icu=66/50kA at 500/690V, Trip unit ETU300 LSI optimized for standard applica- tions, without display Protection LT, ST, INST, N-protection required an external N-sensor, incl. trip alarm switch (1xCO), rear connection horizontal, without Com & metering function Manual operating mechanism with mechanical closing, without Spring charging motor, Ready-to-close signal. switch, Auxiliary switches 2NO+2NC, without Closing coil (CC), manual operating mechanism with mechanical closing, without Remote trip alarm reset coil (RR), without 2nd shunt trip, without 1st Shunt trip Option S07 = Locking provision against unauthorized closing Secured Open; for padlock device Padlocks are not included. Option T40 = Door sealing frame IP41 | 59200 | 1 | Z\ | 1
3WA1110-3AB02-0AA0-Z | T40 | Fixed-mounted circuit breaker IEC 60947-2, frame size 1, 3-poles, In=1000A up to 690V AC 50/60Hz, breaking capacity S Icu=66/50kA at 500/690V, Trip unit ETU300 LSI optimized for standard applica- tions, without display Protection LT, ST, INST, N-protection required an external N-sensor, incl. trip alarm switch (1xCO), rear connection horizontal, without Com & metering function Manual operating mechanism with mechanical closing, without Spring charging motor, Ready-to-close signal. switch, Auxiliary switches 2NO+2NC, without Closing coil (CC), manual operating mechanism with mechanical closing, without Remote trip alarm reset coil (RR), without 2nd shunt trip, without 1st Shunt trip Option T40 = Door sealing frame IP41 | 57940 | 1 | Z\ | 1
3WA1110-3AB03-0AA0 |  | Fixed-mounted circuit breaker IEC 60947-2, frame size 1, 3-poles, In=1000A up to 690V AC 50/60Hz, breaking capacity S Icu=66/50kA at 500/690V, Trip unit ETU300 LSI optimized for standard applica- tions, without display Protection LT, ST, INST, N-protection required an external N-sensor, incl. trip alarm switch (1xCO), front connection double hole, without Com & metering function Manual operating mechanism with mechanical closing, without Spring charging motor, Ready-to-close signal. switch, Auxiliary switches 2NO+2NC, without Closing coil (CC), manual operating mechanism with mechanical closing, without Remote trip alarm reset coil (RR), without 2nd shunt trip, without 1st Shunt trip | 60800 | 1 | Z\ | 1
3WA1110-3AB05-0AA0-Z | T40 | Fixed-mounted circuit breaker IEC 60947-2, frame size 1, 3-poles, In=1000A up to 690V AC 50/60Hz, breaking capacity S Icu=66/50kA at 500/690V, Trip unit ETU300 LSI optimized for standard applica- tions, without display Protection LT, ST, INST, N-protection required an external N-sensor, incl. trip alarm switch (1xCO), rear connection, vertical top horizontal bottom, without Com & metering function Manual operating mechanism with mechanical closing, without Spring charging motor, Ready-to-close signal. switch, Auxiliary switches 2NO+2NC, without Closing coil (CC), manual operating mechanism with mechanical closing, without Remote trip alarm reset coil (RR), without 2nd shunt trip, without 1st Shunt trip Option T40 = Door sealing frame IP41 | 58940 | 1 | Z\ | 1
3WA1110-3AB11-0AA0 |  | Fixed-mounted circuit breaker IEC 60947-2, frame size 1, 4-poles, N-pole left, In=1000A up to 690V AC 50/60Hz, breaking capacity S Icu=66/50kA at 500/690V, Trip unit ETU300 LSI optimized for standard applica- tions, without display Protection LT, ST, INST, include N-protection, (internal N-sensor available), incl. trip alarm switch (1xCO), rear connection vertical, without Com & metering function Manual operating mechanism with mechanical closing, without Spring charging motor, Ready-to-close signal. switch, Auxiliary switches 2NO+2NC, without Closing coil (CC), manual operating mechanism with mechanical closing, without Remote trip alarm reset coil (RR), without 2nd shunt trip, without 1st Shunt trip | 77100 | 1 | Z\ | 1
3WA1110-3AB12-0AA0 |  | Fixed-mounted circuit breaker IEC 60947-2, frame size 1, 4-poles, N-pole left, In=1000A up to 690V AC 50/60Hz, breaking capacity S Icu=66/50kA at 500/690V, Trip unit ETU300 LSI optimized for standard applica- tions, without display Protection LT, ST, INST, include N-protection, (internal N-sensor available), incl. trip alarm switch (1xCO), rear connection horizontal, without Com & metering function Manual operating mechanism with mechanical closing, without Spring charging motor, Ready-to-close signal. switch, Auxiliary switches 2NO+2NC, without Closing coil (CC), manual operating mechanism with mechanical closing, without Remote trip alarm reset coil (RR), without 2nd shunt trip, without 1st Shunt trip | 74700 | 1 | Z\ | 1
3WA1110-3AB13-0AA0 |  | Fixed-mounted circuit breaker IEC 60947-2, frame size 1, 4-poles, N-pole left, In=1000A up to 690V AC 50/60Hz, breaking capacity S Icu=66/50kA at 500/690V, Trip unit ETU300 LSI optimized for standard applica- tions, without display Protection LT, ST, INST, include N-protection, (internal N-sensor available), incl. trip alarm switch (1xCO), front connection double hole, without Com & metering function Manual operating mechanism with mechanical closing, without Spring charging motor, Ready-to-close signal. switch, Auxiliary switches 2NO+2NC, without Closing coil (CC), manual operating mechanism with mechanical closing, without Remote trip alarm reset coil (RR), without 2nd shunt trip, without 1st Shunt trip | 81900 | 1 | Z\ | 1
3WA1110-3AB21-0AA0 |  | fixed-mounted circuit breaker, IEC 60947-2, size 1, 4-pole, N pole on right, In=1000 A up to 690 V AC 50/60 Hz, breaking capacity S Icu=66/50 kA at 500/690 V, tripping unit ETU300 LSI optimized for standard applications, without display, basic protection LT, ST, INST, including protection of the N conductor (internal neutral point sensor available) trip alarm switch (1 x CO), connection at rear vertical, without Com & metering function Manual operating mechanism with mechanical closing, without Spring charging motor, Ready-to-close signal. switch, Auxiliary switches 2NO+2NC, without Closing coil (CC), manual operating mechanism with mechanical closing, without Remote trip alarm reset coil (RR), without 2nd shunt trip, without 1st Shunt trip | 77100 | 1 | Z\ | 1
3WA1110-3AB22-0AA0 |  | fixed-mounted circuit breaker, IEC 60947-2, size 1, 4-pole, N pole on right, In=1000 A up to 690 V AC 50/60 Hz, breaking capacity S Icu=66/50 kA at 500/690 V, tripping unit ETU300 LSI optimized for standard applications, without display, basic protection LT, ST, INST, including protection of the N conductor (internal neutral point sensor available) trip alarm switch (1 x CO), connection at rear horizontal without Com & metering function Manual operating mechanism with mechanical closing, without Spring charging motor, Ready-to-close signal. switch, Auxiliary switches 2NO+2NC, without Closing coil (CC), manual operating mechanism with mechanical closing, without Remote trip alarm reset coil (RR), without 2nd shunt trip, without 1st Shunt trip | 74700 | 1 | Z\ | 1
3WA1110-3AB23-0AA0 |  | fixed-mounted circuit breaker, IEC 60947-2, size 1, 4-pole, N pole on right, In=1000 A up to 690 V AC 50/60 Hz, breaking capacity S Icu=66/50 kA at 500/690 V, tripping unit ETU300 LSI optimized for standard applications, without display, basic protection LT, ST, INST, including protection of the N conductor (internal neutral point sensor available) trip alarm switch (1 x CO), front connection double hole, without Com & metering function Manual operating mechanism with mechanical closing, without Spring charging motor, Ready-to-close signal. switch, Auxiliary switches 2NO+2NC, without Closing coil (CC), manual operating mechanism with mechanical closing, without Remote trip alarm reset coil (RR), without 2nd shunt trip, without 1st Shunt trip | 81900 | 1 | Z\ | 1
3WA1110-3AB31-0AA0 |  | Withdrawable circuit breaker with guide frame, IEC 60947-2, frame size 1, 3-poles, In=1000A up to 690V AC 50/60Hz, breaking capacity S Icu=66/50kA at 500/690V, Trip unit ETU300 LSI optimized for standard applica- tions, without display Protection LT, ST, INST, N-protection required an external N-sensor, incl. trip alarm switch (1xCO), rear connection vertical, guide frame with shutter and w/o position signalling switch, without Com & metering function Manual operating mechanism with mechanical closing, without Spring charging motor, Ready-to-close signal. switch, Auxiliary switches 2NO+2NC, without Closing coil (CC), manual operating mechanism with mechanical closing, without Remote trip alarm reset coil (RR), without 2nd shunt trip, without 1st Shunt trip | 78000 | 1 | Z\ | 1
3WA1110-3AB31-0AA0-Z | T40 | Withdrawable circuit breaker with guide frame, IEC 60947-2, frame size 1, 3-poles, In=1000A up to 690V AC 50/60Hz, breaking capacity S Icu=66/50kA at 500/690V, Trip unit ETU300 LSI optimized for standard applica- tions, without display Protection LT, ST, INST, N-protection required an external N-sensor, incl. trip alarm switch (1xCO), rear connection vertical, guide frame with shutter and w/o position signalling switch, without Com & metering function Manual operating mechanism with mechanical closing, without Spring charging motor, Ready-to-close signal. switch, Auxiliary switches 2NO+2NC, without Closing coil (CC), manual operating mechanism with mechanical closing, without Remote trip alarm reset coil (RR), without 2nd shunt trip, without 1st Shunt trip Option T40 = Door sealing frame IP41 | 80640 | 1 | Z\ | 1
3WA1110-3AB32-0AA0 |  | Withdrawable circuit breaker with guide frame, IEC 60947-2, frame size 1, 3-poles, In=1000A up to 690V AC 50/60Hz, breaking capacity S Icu=66/50kA at 500/690V, Trip unit ETU300 LSI optimized for standard applica- tions, without display Protection LT, ST, INST, N-protection required an external N-sensor, incl. trip alarm switch (1xCO), rear connection horizontal, guide frame with shutter and w/o position signalling switch, without Com & metering function Manual operating mechanism with mechanical closing, without Spring charging motor, Ready-to-close signal. switch, Auxiliary switches 2NO+2NC, without Closing coil (CC), manual operating mechanism with mechanical closing, without Remote trip alarm reset coil (RR), without 2nd shunt trip, without 1st Shunt trip | 76200 | 1 | Z\ | 1
3WA1110-3AB32-0AA0-Z | T40 | Withdrawable circuit breaker with guide frame, IEC 60947-2, frame size 1, 3-poles, In=1000A up to 690V AC 50/60Hz, breaking capacity S Icu=66/50kA at 500/690V, Trip unit ETU300 LSI optimized for standard applica- tions, without display Protection LT, ST, INST, N-protection required an external N-sensor, incl. trip alarm switch (1xCO), rear connection horizontal, guide frame with shutter and w/o position signalling switch, without Com & metering function Manual operating mechanism with mechanical closing, without Spring charging motor, Ready-to-close signal. switch, Auxiliary switches 2NO+2NC, without Closing coil (CC), manual operating mechanism with mechanical closing, without Remote trip alarm reset coil (RR), without 2nd shunt trip, without 1st Shunt trip Option T40 = Door sealing frame IP41 | 78840 | 1 | Z\ | 1
3WA1110-3AB33-0AA0 |  | Withdrawable circuit breaker with guide frame, IEC 60947-2, frame size 1, 3-poles, In=1000A up to 690V AC 50/60Hz, breaking capacity S Icu=66/50kA at 500/690V, Trip unit ETU300 LSI optimized for standard applica- tions, without display Protection LT, ST, INST, N-protection required an external N-sensor, incl. trip alarm switch (1xCO), front connection double hole, guide frame with shutter and w/o position signalling switch, without Com & metering function Manual operating mechanism with mechanical closing, without Spring charging motor, Ready-to-close signal. switch, Auxiliary switches 2NO+2NC, without Closing coil (CC), manual operating mechanism with mechanical closing, without Remote trip alarm reset coil (RR), without 2nd shunt trip, without 1st Shunt trip | 81600 | 1 | Z\ | 1
3WA1110-3AB34-0AA0 |  | Withdrawable circuit breaker with guide frame, IEC 60947-2, frame size 1, 3-poles, In=1000A up to 690V AC 50/60Hz, breaking capacity S Icu=66/50kA at 500/690V, Trip unit ETU300 LSI optimized for standard applica- tions, without display Protection LT, ST, INST, N-protection required an external N-sensor, incl. trip alarm switch (1xCO), rear connection flange, guide frame with shutter and w/o position signalling switch, without Com & metering function Manual operating mechanism with mechanical closing, without Spring charging motor, Ready-to-close signal. switch, Auxiliary switches 2NO+2NC, without Closing coil (CC), manual operating mechanism with mechanical closing, without Remote trip alarm reset coil (RR), without 2nd shunt trip, without 1st Shunt trip | 76200 | 1 | Z\ | 1
3WA1110-3AB41-0AA0 |  | Withdrawable circuit breaker with guide frame, IEC 60947-2, frame size 1, 4-poles, N-pole left, In=1000A up to 690V AC 50/60Hz, breaking capacity S Icu=66/50kA at 500/690V, Trip unit ETU300 LSI optimized for standard applica- tions, without display Protection LT, ST, INST, include N-protection, (internal N-sensor available), incl. trip alarm switch (1xCO), rear connection vertical, guide frame with shutter and w/o position signalling switch, without Com & metering function Manual operating mechanism with mechanical closing, without Spring charging motor, Ready-to-close signal. switch, Auxiliary switches 2NO+2NC, without Closing coil (CC), manual operating mechanism with mechanical closing, without Remote trip alarm reset coil (RR), without 2nd shunt trip, without 1st Shunt trip | 105000 | 1 | Z\ | 1
3WA1110-3AB42-0AA0 |  | Withdrawable circuit breaker with guide frame, IEC 60947-2, frame size 1, 4-poles, N-pole left, In=1000A up to 690V AC 50/60Hz, breaking capacity S Icu=66/50kA at 500/690V, Trip unit ETU300 LSI optimized for standard applica- tions, without display Protection LT, ST, INST, include N-protection, (internal N-sensor available), incl. trip alarm switch (1xCO), rear connection horizontal, guide frame with shutter and w/o position signalling switch, without Com & metering function Manual operating mechanism with mechanical closing, without Spring charging motor, Ready-to-close signal. switch, Auxiliary switches 2NO+2NC, without Closing coil (CC), manual operating mechanism with mechanical closing, without Remote trip alarm reset coil (RR), without 2nd shunt trip, without 1st Shunt trip | 102000 | 1 | Z\ | 1
3WA1110-3AB43-0AA0 |  | Withdrawable circuit breaker with guide frame, IEC 60947-2, frame size 1, 4-poles, N-pole left, In=1000A up to 690V AC 50/60Hz, breaking capacity S Icu=66/50kA at 500/690V, Trip unit ETU300 LSI optimized for standard applica- tions, without display Protection LT, ST, INST, include N-protection, (internal N-sensor available), incl. trip alarm switch (1xCO), front connection double hole, guide frame with shutter and w/o position signalling switch, without Com & metering function Manual operating mechanism with mechanical closing, without Spring charging motor, Ready-to-close signal. switch, Auxiliary switches 2NO+2NC, without Closing coil (CC), manual operating mechanism with mechanical closing, without Remote trip alarm reset coil (RR), without 2nd shunt trip, without 1st Shunt trip | 109000 | 1 | Z\ | 1
3WA1110-3AB44-0AA0 |  | Withdrawable circuit breaker with guide frame, IEC 60947-2, frame size 1, 4-poles, N-pole left, In=1000A up to 690V AC 50/60Hz, breaking capacity S Icu=66/50kA at 500/690V, Trip unit ETU300 LSI optimized for standard applica- tions, without display Protection LT, ST, INST, include N-protection, (internal N-sensor available), incl. trip alarm switch (1xCO), rear connection flange, guide frame with shutter and w/o position signalling switch, without Com & metering function Manual operating mechanism with mechanical closing, without Spring charging motor, Ready-to-close signal. switch, Auxiliary switches 2NO+2NC, without Closing coil (CC), manual operating mechanism with mechanical closing, without Remote trip alarm reset coil (RR), without 2nd shunt trip, without 1st Shunt trip | 102000 | 1 | Z\ | 1
3WA1110-3AC01-0AA0 |  | Fixed-mounted circuit breaker IEC 60947-2, frame size 1, 3-poles, In=1000A up to 690V AC 50/60Hz, breaking capacity S Icu=66/50kA at 500/690V, Trip unit ETU300 LSIG optimized for standard applica- tions, without display Protection LT, ST, INST, GF, N-protection required an external N-sensor, incl. trip alarm switch (1xCO), rear connection vertical, without Com & metering function Manual operating mechanism with mechanical closing, without Spring charging motor, Ready-to-close signal. switch, Auxiliary switches 2NO+2NC, without Closing coil (CC), manual operating mechanism with mechanical closing, without Remote trip alarm reset coil (RR), without 2nd shunt trip, without 1st Shunt trip | 63300 | 1 | Z\ | 1
3WA1110-3AC02-0AA0 |  | Fixed-mounted circuit breaker IEC 60947-2, frame size 1, 3-poles, In=1000A up to 690V AC 50/60Hz, breaking capacity S Icu=66/50kA at 500/690V, Trip unit ETU300 LSIG optimized for standard applica- tions, without display Protection LT, ST, INST, GF, N-protection required an external N-sensor, incl. trip alarm switch (1xCO), rear connection horizontal, without Com & metering function Manual operating mechanism with mechanical closing, without Spring charging motor, Ready-to-close signal. switch, Auxiliary switches 2NO+2NC, without Closing coil (CC), manual operating mechanism with mechanical closing, without Remote trip alarm reset coil (RR), without 2nd shunt trip, without 1st Shunt trip | 61500 | 1 | Z\ | 1
3WA1110-3AC03-0AA0 |  | Fixed-mounted circuit breaker IEC 60947-2, frame size 1, 3-poles, In=1000A up to 690V AC 50/60Hz, breaking capacity S Icu=66/50kA at 500/690V, Trip unit ETU300 LSIG optimized for standard applica- tions, without display Protection LT, ST, INST, GF, N-protection required an external N-sensor, incl. trip alarm switch (1xCO), front connection double hole, without Com & metering function Manual operating mechanism with mechanical closing, without Spring charging motor, Ready-to-close signal. switch, Auxiliary switches 2NO+2NC, without Closing coil (CC), manual operating mechanism with mechanical closing, without Remote trip alarm reset coil (RR), without 2nd shunt trip, without 1st Shunt trip | 66900 | 1 | Z\ | 1
3WA1110-3AC11-0AA0 |  | Fixed-mounted circuit breaker IEC 60947-2, frame size 1, 4-poles, N-pole left, In=1000A up to 690V AC 50/60Hz, breaking capacity S Icu=66/50kA at 500/690V, Trip unit ETU300 LSIG optimized for standard applica- tions, without display Protection LT, ST, INST, GF, include N-protection, (internal N-sensor available), incl. trip alarm switch (1xCO), rear connection vertical, without Com & metering function Manual operating mechanism with mechanical closing, without Spring charging motor, Ready-to-close signal. switch, Auxiliary switches 2NO+2NC, without Closing coil (CC), manual operating mechanism with mechanical closing, without Remote trip alarm reset coil (RR), without 2nd shunt trip, without 1st Shunt trip | 83200 | 1 | Z\ | 1
3WA1110-3AC12-0AA0 |  | Fixed-mounted circuit breaker IEC 60947-2, frame size 1, 4-poles, N-pole left, In=1000A up to 690V AC 50/60Hz, breaking capacity S Icu=66/50kA at 500/690V, Trip unit ETU300 LSIG optimized for standard applica- tions, without display Protection LT, ST, INST, GF, include N-protection, (internal N-sensor available), incl. trip alarm switch (1xCO), rear connection horizontal, without Com & metering function Manual operating mechanism with mechanical closing, without Spring charging motor, Ready-to-close signal. switch, Auxiliary switches 2NO+2NC, without Closing coil (CC), manual operating mechanism with mechanical closing, without Remote trip alarm reset coil (RR), without 2nd shunt trip, without 1st Shunt trip | 80800 | 1 | Z\ | 1
3WA1110-3AC13-0AA0 |  | Fixed-mounted circuit breaker IEC 60947-2, frame size 1, 4-poles, N-pole left, In=1000A up to 690V AC 50/60Hz, breaking capacity S Icu=66/50kA at 500/690V, Trip unit ETU300 LSIG optimized for standard applica- tions, without display Protection LT, ST, INST, GF, include N-protection, (internal N-sensor available), incl. trip alarm switch (1xCO), front connection double hole, without Com & metering function Manual operating mechanism with mechanical closing, without Spring charging motor, Ready-to-close signal. switch, Auxiliary switches 2NO+2NC, without Closing coil (CC), manual operating mechanism with mechanical closing, without Remote trip alarm reset coil (RR), without 2nd shunt trip, without 1st Shunt trip | 88100 | 1 | Z\ | 1
3WA1110-3AC21-0AA0 |  | fixed-mounted circuit breaker, IEC 60947-2, size 1, 4-pole, N pole on right, In=1000 A up to 690 V AC 50/60 Hz, breaking capacity S Icu=66/50 kA at 500/690 V, tripping unit ETU300 LSI G optimized for standard applications, without display, basic protection LT, ST, INST, GF, including protection of the N conductor (internal neutral point sensor available), trip alarm switch (1 x CO), connection at rear vertical, without Com & metering function Manual operating mechanism with mechanical closing, without Spring charging motor, Ready-to-close signal. switch, Auxiliary switches 2NO+2NC, without Closing coil (CC), manual operating mechanism with mechanical closing, without Remote trip alarm reset coil (RR), without 2nd shunt trip, without 1st Shunt trip | 83200 | 1 | Z\ | 1
3WA1110-3AC22-0AA0 |  | fixed-mounted circuit breaker, IEC 60947-2, size 1, 4-pole, N pole on right, In=1000 A up to 690 V AC 50/60 Hz, breaking capacity S Icu=66/50 kA at 500/690 V, tripping unit ETU300 LSI G optimized for standard applications, without display, basic protection LT, ST, INST, GF, including protection of the N conductor (internal neutral point sensor available), trip alarm switch (1 x CO), connection at rear horizontal without Com & metering function Manual operating mechanism with mechanical closing, without Spring charging motor, Ready-to-close signal. switch, Auxiliary switches 2NO+2NC, without Closing coil (CC), manual operating mechanism with mechanical closing, without Remote trip alarm reset coil (RR), without 2nd shunt trip, without 1st Shunt trip | 80800 | 1 | Z\ | 1
3WA1110-3AC23-0AA0 |  | fixed-mounted circuit breaker, IEC 60947-2, size 1, 4-pole, N pole on right, In=1000 A up to 690 V AC 50/60 Hz, breaking capacity S Icu=66/50 kA at 500/690 V, tripping unit ETU300 LSI G optimized for standard applications, without display, basic protection LT, ST, INST, GF, including protection of the N conductor (internal neutral point sensor available), trip alarm switch (1 x CO), front connection double hole, without Com & metering function Manual operating mechanism with mechanical closing, without Spring charging motor, Ready-to-close signal. switch, Auxiliary switches 2NO+2NC, without Closing coil (CC), manual operating mechanism with mechanical closing, without Remote trip alarm reset coil (RR), without 2nd shunt trip, without 1st Shunt trip | 88100 | 1 | Z\ | 1
3WA1110-3AC31-0AA0 |  | Withdrawable circuit breaker with guide frame, IEC 60947-2, frame size 1, 3-poles, In=1000A up to 690V AC 50/60Hz, breaking capacity S Icu=66/50kA at 500/690V, Trip unit ETU300 LSIG optimized for standard applica- tions, without display Protection LT, ST, INST, GF, N-protection required an external N-sensor, incl. trip alarm switch (1xCO), rear connection vertical, guide frame with shutter and w/o position signalling switch, without Com & metering function Manual operating mechanism with mechanical closing, without Spring charging motor, Ready-to-close signal. switch, Auxiliary switches 2NO+2NC, without Closing coil (CC), manual operating mechanism with mechanical closing, without Remote trip alarm reset coil (RR), without 2nd shunt trip, without 1st Shunt trip | 84100 | 1 | Z\ | 1
3WA1110-3AC32-0AA0 |  | Withdrawable circuit breaker with guide frame, IEC 60947-2, frame size 1, 3-poles, In=1000A up to 690V AC 50/60Hz, breaking capacity S Icu=66/50kA at 500/690V, Trip unit ETU300 LSIG optimized for standard applica- tions, without display Protection LT, ST, INST, GF, N-protection required an external N-sensor, incl. trip alarm switch (1xCO), rear connection horizontal, guide frame with shutter and w/o position signalling switch, without Com & metering function Manual operating mechanism with mechanical closing, without Spring charging motor, Ready-to-close signal. switch, Auxiliary switches 2NO+2NC, without Closing coil (CC), manual operating mechanism with mechanical closing, without Remote trip alarm reset coil (RR), without 2nd shunt trip, without 1st Shunt trip | 82300 | 1 | Z\ | 1
3WA1110-3AC32-0EA4-Z | R40S07T40 | Withdrawable circuit breaker with guide frame, IEC 60947-2, frame size 1, 3-poles, In=1000A up to 690V AC 50/60Hz, breaking capacity S Icu=66/50kA at 500/690V, Trip unit ETU300 LSIG optimized for standard applica- tions, without display Protection LT, ST, INST, GF, N-protection required an external N-sensor, incl. trip alarm switch (1xCO), rear connection horizontal, guide frame with shutter and w/o position signalling switch, without Com & metering function Manual operating mechanism with mechanical closing, without Spring charging motor, Ready-to-close signal. switch, Auxiliary switches 2NO+2NC, Closing coil (CC) 100% OP 208-240 V AC / 220-250 V DC, applicable for continuous duty, without Remote trip alarm reset coil (RR), without 2nd shunt trip, Shunt trip (ST) 100% OP 208-240 V AC / 220-250 V DC, suitable for continuous duty, Option R40 = Mechanical interlock to prevent switching on of the circuit breaker for withdrawable design, if the circuit breaker compartment door is open. Not possible in combination with R50, R81, R85, R86 Option S07 = Locking provision against unauthorized closing Secured Open; for padlock device Padlocks are not included. Option T40 = Door sealing frame IP41 | 95010 | 1 | Z\ | 1
3WA1110-3AC33-0AA0 |  | Withdrawable circuit breaker with guide frame, IEC 60947-2, frame size 1, 3-poles, In=1000A up to 690V AC 50/60Hz, breaking capacity S Icu=66/50kA at 500/690V, Trip unit ETU300 LSIG optimized for standard applica- tions, without display Protection LT, ST, INST, GF, N-protection required an external N-sensor, incl. trip alarm switch (1xCO), front connection double hole, guide frame with shutter and w/o position signalling switch, without Com & metering function Manual operating mechanism with mechanical closing, without Spring charging motor, Ready-to-close signal. switch, Auxiliary switches 2NO+2NC, without Closing coil (CC), manual operating mechanism with mechanical closing, without Remote trip alarm reset coil (RR), without 2nd shunt trip, without 1st Shunt trip | 87800 | 1 | Z\ | 1
3WA1110-3AC34-0AA0 |  | Withdrawable circuit breaker with guide frame, IEC 60947-2, frame size 1, 3-poles, In=1000A up to 690V AC 50/60Hz, breaking capacity S Icu=66/50kA at 500/690V, Trip unit ETU300 LSIG optimized for standard applica- tions, without display Protection LT, ST, INST, GF, N-protection required an external N-sensor, incl. trip alarm switch (1xCO), rear connection flange, guide frame with shutter and w/o position signalling switch, without Com & metering function Manual operating mechanism with mechanical closing, without Spring charging motor, Ready-to-close signal. switch, Auxiliary switches 2NO+2NC, without Closing coil (CC), manual operating mechanism with mechanical closing, without Remote trip alarm reset coil (RR), without 2nd shunt trip, without 1st Shunt trip | 82300 | 1 | Z\ | 1
3WA1110-3AC41-0AA0 |  | Withdrawable circuit breaker with guide frame, IEC 60947-2, frame size 1, 4-poles, N-pole left, In=1000A up to 690V AC 50/60Hz, breaking capacity S Icu=66/50kA at 500/690V, Trip unit ETU300 LSIG optimized for standard applica- tions, without display Protection LT, ST, INST, GF, include N-protection, (internal N-sensor available), incl. trip alarm switch (1xCO), rear connection vertical, guide frame with shutter and w/o position signalling switch, without Com & metering function Manual operating mechanism with mechanical closing, without Spring charging motor, Ready-to-close signal. switch, Auxiliary switches 2NO+2NC, without Closing coil (CC), manual operating mechanism with mechanical closing, without Remote trip alarm reset coil (RR), without 2nd shunt trip, without 1st Shunt trip | 111000 | 1 | Z\ | 1
3WA1110-3AC42-0AA0 |  | Withdrawable circuit breaker with guide frame, IEC 60947-2, frame size 1, 4-poles, N-pole left, In=1000A up to 690V AC 50/60Hz, breaking capacity S Icu=66/50kA at 500/690V, Trip unit ETU300 LSIG optimized for standard applica- tions, without display Protection LT, ST, INST, GF, include N-protection, (internal N-sensor available), incl. trip alarm switch (1xCO), rear connection horizontal, guide frame with shutter and w/o position signalling switch, without Com & metering function Manual operating mechanism with mechanical closing, without Spring charging motor, Ready-to-close signal. switch, Auxiliary switches 2NO+2NC, without Closing coil (CC), manual operating mechanism with mechanical closing, without Remote trip alarm reset coil (RR), without 2nd shunt trip, without 1st Shunt trip | 108000 | 1 | Z\ | 1
3WA1110-3AC43-0AA0 |  | Withdrawable circuit breaker with guide frame, IEC 60947-2, frame size 1, 4-poles, N-pole left, In=1000A up to 690V AC 50/60Hz, breaking capacity S Icu=66/50kA at 500/690V, Trip unit ETU300 LSIG optimized for standard applica- tions, without display Protection LT, ST, INST, GF, include N-protection, (internal N-sensor available), incl. trip alarm switch (1xCO), front connection double hole, guide frame with shutter and w/o position signalling switch, without Com & metering function Manual operating mechanism with mechanical closing, without Spring charging motor, Ready-to-close signal. switch, Auxiliary switches 2NO+2NC, without Closing coil (CC), manual operating mechanism with mechanical closing, without Remote trip alarm reset coil (RR), without 2nd shunt trip, without 1st Shunt trip | 116000 | 1 | Z\ | 1
3WA1110-3AC44-0AA0 |  | Withdrawable circuit breaker with guide frame, IEC 60947-2, frame size 1, 4-poles, N-pole left, In=1000A up to 690V AC 50/60Hz, breaking capacity S Icu=66/50kA at 500/690V, Trip unit ETU300 LSIG optimized for standard applica- tions, without display Protection LT, ST, INST, GF, include N-protection, (internal N-sensor available), incl. trip alarm switch (1xCO), rear connection flange, guide frame with shutter and w/o position signalling switch, without Com & metering function Manual operating mechanism with mechanical closing, without Spring charging motor, Ready-to-close signal. switch, Auxiliary switches 2NO+2NC, without Closing coil (CC), manual operating mechanism with mechanical closing, without Remote trip alarm reset coil (RR), without 2nd shunt trip, without 1st Shunt trip | 108000 | 1 | Z\ | 1
3WA1110-3AE01-0AA0 |  | Fixed-mounted circuit breaker IEC 60947-2, frame size 1, 3-poles, In=1000A up to 690V AC 50/60Hz, breaking capacity S Icu=66/50kA at 500/690V, Trip unit ETU600 LSI upgrade ready , colordisplay, bluetooth and USB interface, Protection LT, ST, INST, N-protection required an external N-sensor, incl. trip alarm switch (1xCO), rear connection vertical, without Com & metering function Manual operating mechanism with mechanical closing, without Spring charging motor, Ready-to-close signal. switch, Auxiliary switches 2NO+2NC, without Closing coil (CC), manual operating mechanism with mechanical closing, without Remote trip alarm reset coil (RR), without 2nd shunt trip, without 1st Shunt trip | 62200 | 1 | Z\ | 1
3WA1110-3AE02-0AA0 |  | Fixed-mounted circuit breaker IEC 60947-2, frame size 1, 3-poles, In=1000A up to 690V AC 50/60Hz, breaking capacity S Icu=66/50kA at 500/690V, Trip unit ETU600 LSI upgrade ready , colordisplay, bluetooth and USB interface, Protection LT, ST, INST, N-protection required an external N-sensor, incl. trip alarm switch (1xCO), rear connection horizontal, without Com & metering function Manual operating mechanism with mechanical closing, without Spring charging motor, Ready-to-close signal. switch, Auxiliary switches 2NO+2NC, without Closing coil (CC), manual operating mechanism with mechanical closing, without Remote trip alarm reset coil (RR), without 2nd shunt trip, without 1st Shunt trip | 60400 | 1 | Z\ | 1
3WA1110-3AE03-0AA0 |  | Fixed-mounted circuit breaker IEC 60947-2, frame size 1, 3-poles, In=1000A up to 690V AC 50/60Hz, breaking capacity S Icu=66/50kA at 500/690V, Trip unit ETU600 LSI upgrade ready , colordisplay, bluetooth and USB interface, Protection LT, ST, INST, N-protection required an external N-sensor, incl. trip alarm switch (1xCO), front connection double hole, without Com & metering function Manual operating mechanism with mechanical closing, without Spring charging motor, Ready-to-close signal. switch, Auxiliary switches 2NO+2NC, without Closing coil (CC), manual operating mechanism with mechanical closing, without Remote trip alarm reset coil (RR), without 2nd shunt trip, without 1st Shunt trip | 65900 | 1 | Z\ | 1
3WA1110-3AE11-0AA0 |  | Fixed-mounted circuit breaker IEC 60947-2, frame size 1, 4-poles, N-pole left, In=1000A up to 690V AC 50/60Hz, breaking capacity S Icu=66/50kA at 500/690V, Trip unit ETU600 LSI upgrade ready , colordisplay, bluetooth and USB interface, Protection LT, ST, INST, include N-protection, (internal N-sensor available), incl. trip alarm switch (1xCO), rear connection vertical, without Com & metering function Manual operating mechanism with mechanical closing, without Spring charging motor, Ready-to-close signal. switch, Auxiliary switches 2NO+2NC, without Closing coil (CC), manual operating mechanism with mechanical closing, without Remote trip alarm reset coil (RR), without 2nd shunt trip, without 1st Shunt trip | 82200 | 1 | Z\ | 1
3WA1110-3AE12-0AA0 |  | Fixed-mounted circuit breaker IEC 60947-2, frame size 1, 4-poles, N-pole left, In=1000A up to 690V AC 50/60Hz, breaking capacity S Icu=66/50kA at 500/690V, Trip unit ETU600 LSI upgrade ready , colordisplay, bluetooth and USB interface, Protection LT, ST, INST, include N-protection, (internal N-sensor available), incl. trip alarm switch (1xCO), rear connection horizontal, without Com & metering function Manual operating mechanism with mechanical closing, without Spring charging motor, Ready-to-close signal. switch, Auxiliary switches 2NO+2NC, without Closing coil (CC), manual operating mechanism with mechanical closing, without Remote trip alarm reset coil (RR), without 2nd shunt trip, without 1st Shunt trip | 79800 | 1 | Z\ | 1
3WA1110-3AE13-0AA0 |  | Fixed-mounted circuit breaker IEC 60947-2, frame size 1, 4-poles, N-pole left, In=1000A up to 690V AC 50/60Hz, breaking capacity S Icu=66/50kA at 500/690V, Trip unit ETU600 LSI upgrade ready , colordisplay, bluetooth and USB interface, Protection LT, ST, INST, include N-protection, (internal N-sensor available), incl. trip alarm switch (1xCO), front connection double hole, without Com & metering function Manual operating mechanism with mechanical closing, without Spring charging motor, Ready-to-close signal. switch, Auxiliary switches 2NO+2NC, without Closing coil (CC), manual operating mechanism with mechanical closing, without Remote trip alarm reset coil (RR), without 2nd shunt trip, without 1st Shunt trip | 87000 | 1 | Z\ | 1
3WA1110-3AE21-0AA0 |  | fixed-mounted circuit breaker, IEC 60947-2, size 1, 4-pole, N pole on right, In=1000 A up to 690 V AC 50/60 Hz, breaking capacity S Icu=66/50 kA at 500/690 V, tripping unit ETU600 LSI upgradeable, color display, Bluetooth, USB interface, basic protection LT, ST, INST, including protection of the N conductor (internal neutral point sensor available), trip alarm switch (1 x CO), connection at rear vertical, without Com & metering function Manual operating mechanism with mechanical closing, without Spring charging motor, Ready-to-close signal. switch, Auxiliary switches 2NO+2NC, without Closing coil (CC), manual operating mechanism with mechanical closing, without Remote trip alarm reset coil (RR), without 2nd shunt trip, without 1st Shunt trip | 82200 | 1 | Z\ | 1
3WA1110-3AE22-0AA0 |  | fixed-mounted circuit breaker, IEC 60947-2, size 1, 4-pole, N pole on right, In=1000 A up to 690 V AC 50/60 Hz, breaking capacity S Icu=66/50 kA at 500/690 V, tripping unit ETU600 LSI upgradeable, color display, Bluetooth, USB interface, basic protection LT, ST, INST, including protection of the N conductor (internal neutral point sensor available), trip alarm switch (1 x CO), connection at rear horizontal without Com & metering function Manual operating mechanism with mechanical closing, without Spring charging motor, Ready-to-close signal. switch, Auxiliary switches 2NO+2NC, without Closing coil (CC), manual operating mechanism with mechanical closing, without Remote trip alarm reset coil (RR), without 2nd shunt trip, without 1st Shunt trip | 79800 | 1 | Z\ | 1
3WA1110-3AE23-0AA0 |  | fixed-mounted circuit breaker, IEC 60947-2, size 1, 4-pole, N pole on right, In=1000 A up to 690 V AC 50/60 Hz, breaking capacity S Icu=66/50 kA at 500/690 V, tripping unit ETU600 LSI upgradeable, color display, Bluetooth, USB interface, basic protection LT, ST, INST, including protection of the N conductor (internal neutral point sensor available), trip alarm switch (1 x CO), front connection double hole, without Com & metering function Manual operating mechanism with mechanical closing, without Spring charging motor, Ready-to-close signal. switch, Auxiliary switches 2NO+2NC, without Closing coil (CC), manual operating mechanism with mechanical closing, without Remote trip alarm reset coil (RR), without 2nd shunt trip, without 1st Shunt trip | 87000 | 1 | Z\ | 1
3WA1110-3AE31-0AA0 |  | Withdrawable circuit breaker with guide frame, IEC 60947-2, frame size 1, 3-poles, In=1000A up to 690V AC 50/60Hz, breaking capacity S Icu=66/50kA at 500/690V, Trip unit ETU600 LSI upgrade ready , colordisplay, bluetooth and USB interface, Protection LT, ST, INST, N-protection required an external N-sensor, incl. trip alarm switch (1xCO), rear connection vertical, guide frame with shutter and w/o position signalling switch, without Com & metering function Manual operating mechanism with mechanical closing, without Spring charging motor, Ready-to-close signal. switch, Auxiliary switches 2NO+2NC, without Closing coil (CC), manual operating mechanism with mechanical closing, without Remote trip alarm reset coil (RR), without 2nd shunt trip, without 1st Shunt trip | 83100 | 1 | Z\ | 1
3WA1110-3AE32-0AA0 |  | Withdrawable circuit breaker with guide frame, IEC 60947-2, frame size 1, 3-poles, In=1000A up to 690V AC 50/60Hz, breaking capacity S Icu=66/50kA at 500/690V, Trip unit ETU600 LSI upgrade ready , colordisplay, bluetooth and USB interface, Protection LT, ST, INST, N-protection required an external N-sensor, incl. trip alarm switch (1xCO), rear connection horizontal, guide frame with shutter and w/o position signalling switch, without Com & metering function Manual operating mechanism with mechanical closing, without Spring charging motor, Ready-to-close signal. switch, Auxiliary switches 2NO+2NC, without Closing coil (CC), manual operating mechanism with mechanical closing, without Remote trip alarm reset coil (RR), without 2nd shunt trip, without 1st Shunt trip | 81300 | 1 | Z\ | 1
3WA1110-3AE33-0AA0 |  | Withdrawable circuit breaker with guide frame, IEC 60947-2, frame size 1, 3-poles, In=1000A up to 690V AC 50/60Hz, breaking capacity S Icu=66/50kA at 500/690V, Trip unit ETU600 LSI upgrade ready , colordisplay, bluetooth and USB interface, Protection LT, ST, INST, N-protection required an external N-sensor, incl. trip alarm switch (1xCO), front connection double hole, guide frame with shutter and w/o position signalling switch, without Com & metering function Manual operating mechanism with mechanical closing, without Spring charging motor, Ready-to-close signal. switch, Auxiliary switches 2NO+2NC, without Closing coil (CC), manual operating mechanism with mechanical closing, without Remote trip alarm reset coil (RR), without 2nd shunt trip, without 1st Shunt trip | 86700 | 1 | Z\ | 1
3WA1110-3AE34-0AA0 |  | Withdrawable circuit breaker with guide frame, IEC 60947-2, frame size 1, 3-poles, In=1000A up to 690V AC 50/60Hz, breaking capacity S Icu=66/50kA at 500/690V, Trip unit ETU600 LSI upgrade ready , colordisplay, bluetooth and USB interface, Protection LT, ST, INST, N-protection required an external N-sensor, incl. trip alarm switch (1xCO), rear connection flange, guide frame with shutter and w/o position signalling switch, without Com & metering function Manual operating mechanism with mechanical closing, without Spring charging motor, Ready-to-close signal. switch, Auxiliary switches 2NO+2NC, without Closing coil (CC), manual operating mechanism with mechanical closing, without Remote trip alarm reset coil (RR), without 2nd shunt trip, without 1st Shunt trip | 81300 | 1 | Z\ | 1
3WA1110-3AE41-0AA0 |  | Withdrawable circuit breaker with guide frame, IEC 60947-2, frame size 1, 4-poles, N-pole left, In=1000A up to 690V AC 50/60Hz, breaking capacity S Icu=66/50kA at 500/690V, Trip unit ETU600 LSI upgrade ready , colordisplay, bluetooth and USB interface, Protection LT, ST, INST, include N-protection, (internal N-sensor available), incl. trip alarm switch (1xCO), rear connection vertical, guide frame with shutter and w/o position signalling switch, without Com & metering function Manual operating mechanism with mechanical closing, without Spring charging motor, Ready-to-close signal. switch, Auxiliary switches 2NO+2NC, without Closing coil (CC), manual operating mechanism with mechanical closing, without Remote trip alarm reset coil (RR), without 2nd shunt trip, without 1st Shunt trip | 110000 | 1 | Z\ | 1
3WA1110-3AE42-0AA0 |  | Withdrawable circuit breaker with guide frame, IEC 60947-2, frame size 1, 4-poles, N-pole left, In=1000A up to 690V AC 50/60Hz, breaking capacity S Icu=66/50kA at 500/690V, Trip unit ETU600 LSI upgrade ready , colordisplay, bluetooth and USB interface, Protection LT, ST, INST, include N-protection, (internal N-sensor available), incl. trip alarm switch (1xCO), rear connection horizontal, guide frame with shutter and w/o position signalling switch, without Com & metering function Manual operating mechanism with mechanical closing, without Spring charging motor, Ready-to-close signal. switch, Auxiliary switches 2NO+2NC, without Closing coil (CC), manual operating mechanism with mechanical closing, without Remote trip alarm reset coil (RR), without 2nd shunt trip, without 1st Shunt trip | 107000 | 1 | Z\ | 1
3WA1110-3AE43-0AA0 |  | Withdrawable circuit breaker with guide frame, IEC 60947-2, frame size 1, 4-poles, N-pole left, In=1000A up to 690V AC 50/60Hz, breaking capacity S Icu=66/50kA at 500/690V, Trip unit ETU600 LSI upgrade ready , colordisplay, bluetooth and USB interface, Protection LT, ST, INST, include N-protection, (internal N-sensor available), incl. trip alarm switch (1xCO), front connection double hole, guide frame with shutter and w/o position signalling switch, without Com & metering function Manual operating mechanism with mechanical closing, without Spring charging motor, Ready-to-close signal. switch, Auxiliary switches 2NO+2NC, without Closing coil (CC), manual operating mechanism with mechanical closing, without Remote trip alarm reset coil (RR), without 2nd shunt trip, without 1st Shunt trip | 115000 | 1 | Z\ | 1
3WA1110-3AE44-0AA0 |  | Withdrawable circuit breaker with guide frame, IEC 60947-2, frame size 1, 4-poles, N-pole left, In=1000A up to 690V AC 50/60Hz, breaking capacity S Icu=66/50kA at 500/690V, Trip unit ETU600 LSI upgrade ready , colordisplay, bluetooth and USB interface, Protection LT, ST, INST, include N-protection, (internal N-sensor available), incl. trip alarm switch (1xCO), rear connection flange, guide frame with shutter and w/o position signalling switch, without Com & metering function Manual operating mechanism with mechanical closing, without Spring charging motor, Ready-to-close signal. switch, Auxiliary switches 2NO+2NC, without Closing coil (CC), manual operating mechanism with mechanical closing, without Remote trip alarm reset coil (RR), without 2nd shunt trip, without 1st Shunt trip | 107000 | 1 | Z\ | 1
3WA1110-3AF01-0AA0 |  | Fixed-mounted circuit breaker IEC 60947-2, frame size 1, 3-poles, In=1000A up to 690V AC 50/60Hz, breaking capacity S Icu=66/50kA at 500/690V, Trip unit ETU600 LSIG upgrade ready , colordisplay, bluetooth and USB interface, Protection LT, ST, INST, GFx, N-protection required an external N-sensor, incl. trip alarm switch (1xCO), rear connection vertical, without Com & metering function Manual operating mechanism with mechanical closing, without Spring charging motor, Ready-to-close signal. switch, Auxiliary switches 2NO+2NC, without Closing coil (CC), manual operating mechanism with mechanical closing, without Remote trip alarm reset coil (RR), without 2nd shunt trip, without 1st Shunt trip | 72900 | 1 | Z\ | 1
3WA1110-3AF02-0AA0 |  | Fixed-mounted circuit breaker IEC 60947-2, frame size 1, 3-poles, In=1000A up to 690V AC 50/60Hz, breaking capacity S Icu=66/50kA at 500/690V, Trip unit ETU600 LSIG upgrade ready , colordisplay, bluetooth and USB interface, Protection LT, ST, INST, GFx, N-protection required an external N-sensor, incl. trip alarm switch (1xCO), rear connection horizontal, without Com & metering function Manual operating mechanism with mechanical closing, without Spring charging motor, Ready-to-close signal. switch, Auxiliary switches 2NO+2NC, without Closing coil (CC), manual operating mechanism with mechanical closing, without Remote trip alarm reset coil (RR), without 2nd shunt trip, without 1st Shunt trip | 71100 | 1 | Z\ | 1
3WA1110-3AF03-0AA0 |  | Fixed-mounted circuit breaker IEC 60947-2, frame size 1, 3-poles, In=1000A up to 690V AC 50/60Hz, breaking capacity S Icu=66/50kA at 500/690V, Trip unit ETU600 LSIG upgrade ready , colordisplay, bluetooth and USB interface, Protection LT, ST, INST, GFx, N-protection required an external N-sensor, incl. trip alarm switch (1xCO), front connection double hole, without Com & metering function Manual operating mechanism with mechanical closing, without Spring charging motor, Ready-to-close signal. switch, Auxiliary switches 2NO+2NC, without Closing coil (CC), manual operating mechanism with mechanical closing, without Remote trip alarm reset coil (RR), without 2nd shunt trip, without 1st Shunt trip | 76500 | 1 | Z\ | 1
3WA1110-3AF11-0AA0 |  | Fixed-mounted circuit breaker IEC 60947-2, frame size 1, 4-poles, N-pole left, In=1000A up to 690V AC 50/60Hz, breaking capacity S Icu=66/50kA at 500/690V, Trip unit ETU600 LSIG upgrade ready , colordisplay, bluetooth and USB interface, Protection LT, ST, INST, GFx, include N-protection, (internal N-sensor available), incl. trip alarm switch (1xCO), rear connection vertical, without Com & metering function Manual operating mechanism with mechanical closing, without Spring charging motor, Ready-to-close signal. switch, Auxiliary switches 2NO+2NC, without Closing coil (CC), manual operating mechanism with mechanical closing, without Remote trip alarm reset coil (RR), without 2nd shunt trip, without 1st Shunt trip | 92800 | 1 | Z\ | 1
3WA1110-3AF12-0AA0 |  | Fixed-mounted circuit breaker IEC 60947-2, frame size 1, 4-poles, N-pole left, In=1000A up to 690V AC 50/60Hz, breaking capacity S Icu=66/50kA at 500/690V, Trip unit ETU600 LSIG upgrade ready , colordisplay, bluetooth and USB interface, Protection LT, ST, INST, GFx, include N-protection, (internal N-sensor available), incl. trip alarm switch (1xCO), rear connection horizontal, without Com & metering function Manual operating mechanism with mechanical closing, without Spring charging motor, Ready-to-close signal. switch, Auxiliary switches 2NO+2NC, without Closing coil (CC), manual operating mechanism with mechanical closing, without Remote trip alarm reset coil (RR), without 2nd shunt trip, without 1st Shunt trip | 90400 | 1 | Z\ | 1
3WA1110-3AF13-0AA0 |  | Fixed-mounted circuit breaker IEC 60947-2, frame size 1, 4-poles, N-pole left, In=1000A up to 690V AC 50/60Hz, breaking capacity S Icu=66/50kA at 500/690V, Trip unit ETU600 LSIG upgrade ready , colordisplay, bluetooth and USB interface, Protection LT, ST, INST, GFx, include N-protection, (internal N-sensor available), incl. trip alarm switch (1xCO), front connection double hole, without Com & metering function Manual operating mechanism with mechanical closing, without Spring charging motor, Ready-to-close signal. switch, Auxiliary switches 2NO+2NC, without Closing coil (CC), manual operating mechanism with mechanical closing, without Remote trip alarm reset coil (RR), without 2nd shunt trip, without 1st Shunt trip | 97600 | 1 | Z\ | 1
3WA1110-3AF21-0AA0 |  | fixed-mounted circuit breaker, IEC 60947-2, size 1, 4-pole, N pole on right, In=1000 A up to 690 V AC 50/60 Hz, breaking capacity S Icu=66/50 kA at 500/690 V, tripping unit ETU600 LSIG upgradeable, color display, Bluetooth, USB interface, basic protection LT, ST, INST, GFx, including protection of the N conductor (internal neutral point sensor available), trip alarm switch (1 x CO), connection at rear vertical, without Com & metering function Manual operating mechanism with mechanical closing, without Spring charging motor, Ready-to-close signal. switch, Auxiliary switches 2NO+2NC, without Closing coil (CC), manual operating mechanism with mechanical closing, without Remote trip alarm reset coil (RR), without 2nd shunt trip, without 1st Shunt trip | 92800 | 1 | Z\ | 1
3WA1110-3AF22-0AA0 |  | fixed-mounted circuit breaker, IEC 60947-2, size 1, 4-pole, N pole on right, In=1000 A up to 690 V AC 50/60 Hz, breaking capacity S Icu=66/50 kA at 500/690 V, tripping unit ETU600 LSIG upgradeable, color display, Bluetooth, USB interface, basic protection LT, ST, INST, GFx, including protection of the N conductor (internal neutral point sensor available), trip alarm switch (1 x CO), connection at rear horizontal without Com & metering function Manual operating mechanism with mechanical closing, without Spring charging motor, Ready-to-close signal. switch, Auxiliary switches 2NO+2NC, without Closing coil (CC), manual operating mechanism with mechanical closing, without Remote trip alarm reset coil (RR), without 2nd shunt trip, without 1st Shunt trip | 90400 | 1 | Z\ | 1
3WA1110-3AF23-0AA0 |  | fixed-mounted circuit breaker, IEC 60947-2, size 1, 4-pole, N pole on right, In=1000 A up to 690 V AC 50/60 Hz, breaking capacity S Icu=66/50 kA at 500/690 V, tripping unit ETU600 LSIG upgradeable, color display, Bluetooth, USB interface, basic protection LT, ST, INST, GFx, including protection of the N conductor (internal neutral point sensor available), trip alarm switch (1 x CO), front connection double hole, without Com & metering function Manual operating mechanism with mechanical closing, without Spring charging motor, Ready-to-close signal. switch, Auxiliary switches 2NO+2NC, without Closing coil (CC), manual operating mechanism with mechanical closing, without Remote trip alarm reset coil (RR), without 2nd shunt trip, without 1st Shunt trip | 97600 | 1 | Z\ | 1
3WA1110-3AF31-0AA0 |  | Withdrawable circuit breaker with guide frame, IEC 60947-2, frame size 1, 3-poles, In=1000A up to 690V AC 50/60Hz, breaking capacity S Icu=66/50kA at 500/690V, Trip unit ETU600 LSIG upgrade ready , colordisplay, bluetooth and USB interface, Protection LT, ST, INST, GFx, N-protection required an external N-sensor, incl. trip alarm switch (1xCO), rear connection vertical, guide frame with shutter and w/o position signalling switch, without Com & metering function Manual operating mechanism with mechanical closing, without Spring charging motor, Ready-to-close signal. switch, Auxiliary switches 2NO+2NC, without Closing coil (CC), manual operating mechanism with mechanical closing, without Remote trip alarm reset coil (RR), without 2nd shunt trip, without 1st Shunt trip | 93700 | 1 | Z\ | 1
3WA1110-3AF32-0AA0 |  | Withdrawable circuit breaker with guide frame, IEC 60947-2, frame size 1, 3-poles, In=1000A up to 690V AC 50/60Hz, breaking capacity S Icu=66/50kA at 500/690V, Trip unit ETU600 LSIG upgrade ready , colordisplay, bluetooth and USB interface, Protection LT, ST, INST, GFx, N-protection required an external N-sensor, incl. trip alarm switch (1xCO), rear connection horizontal, guide frame with shutter and w/o position signalling switch, without Com & metering function Manual operating mechanism with mechanical closing, without Spring charging motor, Ready-to-close signal. switch, Auxiliary switches 2NO+2NC, without Closing coil (CC), manual operating mechanism with mechanical closing, without Remote trip alarm reset coil (RR), without 2nd shunt trip, without 1st Shunt trip | 91900 | 1 | Z\ | 1
3WA1110-3AF33-0AA0 |  | Withdrawable circuit breaker with guide frame, IEC 60947-2, frame size 1, 3-poles, In=1000A up to 690V AC 50/60Hz, breaking capacity S Icu=66/50kA at 500/690V, Trip unit ETU600 LSIG upgrade ready , colordisplay, bluetooth and USB interface, Protection LT, ST, INST, GFx, N-protection required an external N-sensor, incl. trip alarm switch (1xCO), front connection double hole, guide frame with shutter and w/o position signalling switch, without Com & metering function Manual operating mechanism with mechanical closing, without Spring charging motor, Ready-to-close signal. switch, Auxiliary switches 2NO+2NC, without Closing coil (CC), manual operating mechanism with mechanical closing, without Remote trip alarm reset coil (RR), without 2nd shunt trip, without 1st Shunt trip | 97300 | 1 | Z\ | 1
3WA1110-3AF34-0AA0 |  | Withdrawable circuit breaker with guide frame, IEC 60947-2, frame size 1, 3-poles, In=1000A up to 690V AC 50/60Hz, breaking capacity S Icu=66/50kA at 500/690V, Trip unit ETU600 LSIG upgrade ready , colordisplay, bluetooth and USB interface, Protection LT, ST, INST, GFx, N-protection required an external N-sensor, incl. trip alarm switch (1xCO), rear connection flange, guide frame with shutter and w/o position signalling switch, without Com & metering function Manual operating mechanism with mechanical closing, without Spring charging motor, Ready-to-close signal. switch, Auxiliary switches 2NO+2NC, without Closing coil (CC), manual operating mechanism with mechanical closing, without Remote trip alarm reset coil (RR), without 2nd shunt trip, without 1st Shunt trip | 91900 | 1 | Z\ | 1
3WA1110-3AF34-7DA3-Z | S08T40 | Withdrawable circuit breaker with guide frame, IEC 60947-2, frame size 1, 3-poles, In=1000A up to 690V AC 50/60Hz, breaking capacity S Icu=66/50kA at 500/690V, Trip unit ETU600 LSIG upgrade ready , colordisplay, bluetooth and USB interface, Protection LT, ST, INST, GFx, N-protection required an external N-sensor, incl. trip alarm switch (1xCO), rear connection flange, guide frame with shutter and w/o position signalling switch, without Com & metering function with manual and motorized operating mechanism (M) 110-127 V AC / 110-125 V DC, Storage status and ready-to- close signaling switches, Auxiliary switches 4NO+4NC, Closing coil (CC) 100% OP 110-127 V AC / 110-125 V DC, applicable for continuous duty, without Remote trip alarm reset coil (RR), without 2nd shunt trip, Shunt trip (ST) 100% OP 110-127 V AC / 110-125 V DC, suitable for continuous duty, Option S08 = Locking provision against unauthorized closing Secured Open; for with Ronis lock Option T40 = Door sealing frame IP41 | 121920 | 1 | Z\ | 1
3WA1110-3AF41-0AA0 |  | Withdrawable circuit breaker with guide frame, IEC 60947-2, frame size 1, 4-poles, N-pole left, In=1000A up to 690V AC 50/60Hz, breaking capacity S Icu=66/50kA at 500/690V, Trip unit ETU600 LSIG upgrade ready , colordisplay, bluetooth and USB interface, Protection LT, ST, INST, GFx, include N-protection, (internal N-sensor available), incl. trip alarm switch (1xCO), rear connection vertical, guide frame with shutter and w/o position signalling switch, without Com & metering function Manual operating mechanism with mechanical closing, without Spring charging motor, Ready-to-close signal. switch, Auxiliary switches 2NO+2NC, without Closing coil (CC), manual operating mechanism with mechanical closing, without Remote trip alarm reset coil (RR), without 2nd shunt trip, without 1st Shunt trip | 120000 | 1 | Z\ | 1
3WA1110-3AF42-0AA0 |  | Withdrawable circuit breaker with guide frame, IEC 60947-2, frame size 1, 4-poles, N-pole left, In=1000A up to 690V AC 50/60Hz, breaking capacity S Icu=66/50kA at 500/690V, Trip unit ETU600 LSIG upgrade ready , colordisplay, bluetooth and USB interface, Protection LT, ST, INST, GFx, include N-protection, (internal N-sensor available), incl. trip alarm switch (1xCO), rear connection horizontal, guide frame with shutter and w/o position signalling switch, without Com & metering function Manual operating mechanism with mechanical closing, without Spring charging motor, Ready-to-close signal. switch, Auxiliary switches 2NO+2NC, without Closing coil (CC), manual operating mechanism with mechanical closing, without Remote trip alarm reset coil (RR), without 2nd shunt trip, without 1st Shunt trip | 118000 | 1 | Z\ | 1
3WA1110-3AF43-0AA0 |  | Withdrawable circuit breaker with guide frame, IEC 60947-2, frame size 1, 4-poles, N-pole left, In=1000A up to 690V AC 50/60Hz, breaking capacity S Icu=66/50kA at 500/690V, Trip unit ETU600 LSIG upgrade ready , colordisplay, bluetooth and USB interface, Protection LT, ST, INST, GFx, include N-protection, (internal N-sensor available), incl. trip alarm switch (1xCO), front connection double hole, guide frame with shutter and w/o position signalling switch, without Com & metering function Manual operating mechanism with mechanical closing, without Spring charging motor, Ready-to-close signal. switch, Auxiliary switches 2NO+2NC, without Closing coil (CC), manual operating mechanism with mechanical closing, without Remote trip alarm reset coil (RR), without 2nd shunt trip, without 1st Shunt trip | 125000 | 1 | Z\ | 1
3WA1110-3AF44-0AA0 |  | Withdrawable circuit breaker with guide frame, IEC 60947-2, frame size 1, 4-poles, N-pole left, In=1000A up to 690V AC 50/60Hz, breaking capacity S Icu=66/50kA at 500/690V, Trip unit ETU600 LSIG upgrade ready , colordisplay, bluetooth and USB interface, Protection LT, ST, INST, GFx, include N-protection, (internal N-sensor available), incl. trip alarm switch (1xCO), rear connection flange, guide frame with shutter and w/o position signalling switch, without Com & metering function Manual operating mechanism with mechanical closing, without Spring charging motor, Ready-to-close signal. switch, Auxiliary switches 2NO+2NC, without Closing coil (CC), manual operating mechanism with mechanical closing, without Remote trip alarm reset coil (RR), without 2nd shunt trip, without 1st Shunt trip | 118000 | 1 | Z\ | 1
3WA1110-3CA01-0AA0 |  | Non-automatic circuit breaker Fixed-mounted version, IEC 60947-2, frame size 1, 3-poles, In=1000A up to 690V AC 50/60Hz, breaking capacity S Icc=66/50kA at 500/690V, without electr. trip unit ETU, rear connection vertical, able to communication, Manual operating mechanism with mechanical closing, without Spring charging motor, Ready-to-close signal. switch, Auxiliary switches 2NO+2NC, without Closing coil (CC), manual operating mechanism with mechanical closing, without Remote trip alarm reset coil (RR), without 2nd shunt trip, without 1st Shunt trip | 57230 | 1 | Z\ | 1
3WA1110-3CA02-0AA0 |  | Non-automatic circuit breaker Fixed-mounted version, IEC 60947-2, frame size 1, 3-poles, In=1000A up to 690V AC 50/60Hz, breaking capacity S Icc=66/50kA at 500/690V, without electr. trip unit ETU, rear connection horizontal, able to communication, Manual operating mechanism with mechanical closing, without Spring charging motor, Ready-to-close signal. switch, Auxiliary switches 2NO+2NC, without Closing coil (CC), manual operating mechanism with mechanical closing, without Remote trip alarm reset coil (RR), without 2nd shunt trip, without 1st Shunt trip | 55430 | 1 | Z\ | 1
3WA1110-3CA03-0AA0 |  | Non-automatic circuit breaker Fixed-mounted version, IEC 60947-2, frame size 1, 3-poles, In=1000A up to 690V AC 50/60Hz, breaking capacity S Icc=66/50kA at 500/690V, without electr. trip unit ETU, front connection double hole, able to communication, Manual operating mechanism with mechanical closing, without Spring charging motor, Ready-to-close signal. switch, Auxiliary switches 2NO+2NC, without Closing coil (CC), manual operating mechanism with mechanical closing, without Remote trip alarm reset coil (RR), without 2nd shunt trip, without 1st Shunt trip | 60830 | 1 | Z\ | 1
3WA1110-3CA11-0AA0 |  | Non-automatic circuit breaker Fixed-mounted version, IEC 60947-2, frame size 1, 4-poles, N-pole left, In=1000A up to 690V AC 50/60Hz, breaking capacity S Icc=66/50kA at 500/690V, without electr. trip unit ETU, rear connection vertical, able to communication, Manual operating mechanism with mechanical closing, without Spring charging motor, Ready-to-close signal. switch, Auxiliary switches 2NO+2NC, without Closing coil (CC), manual operating mechanism with mechanical closing, without Remote trip alarm reset coil (RR), without 2nd shunt trip, without 1st Shunt trip | 74130 | 1 | Z\ | 1
3WA1110-3CA12-0AA0 |  | Non-automatic circuit breaker Fixed-mounted version, IEC 60947-2, frame size 1, 4-poles, N-pole left, In=1000A up to 690V AC 50/60Hz, breaking capacity S Icc=66/50kA at 500/690V, without electr. trip unit ETU, rear connection horizontal, able to communication, Manual operating mechanism with mechanical closing, without Spring charging motor, Ready-to-close signal. switch, Auxiliary switches 2NO+2NC, without Closing coil (CC), manual operating mechanism with mechanical closing, without Remote trip alarm reset coil (RR), without 2nd shunt trip, without 1st Shunt trip | 71730 | 1 | Z\ | 1
3WA1110-3CA13-0AA0 |  | Non-automatic circuit breaker Fixed-mounted version, IEC 60947-2, frame size 1, 4-poles, N-pole left, In=1000A up to 690V AC 50/60Hz, breaking capacity S Icc=66/50kA at 500/690V, without electr. trip unit ETU, front connection double hole, able to communication, Manual operating mechanism with mechanical closing, without Spring charging motor, Ready-to-close signal. switch, Auxiliary switches 2NO+2NC, without Closing coil (CC), manual operating mechanism with mechanical closing, without Remote trip alarm reset coil (RR), without 2nd shunt trip, without 1st Shunt trip | 78930 | 1 | Z\ | 1
3WA1110-3CA21-0AA0 |  | AC non-automatic air circuit breaker 3WA, fixed-mounted version, IEC 60947-2, size 1, 4-pole, N pole on right, In=1000 A up to 690 V AC 50/60 Hz, breaking capacity S, Icc=66/50 kA at 500/690 V, without electronic trip unit ETU, connection at rear vertical, able to communication, Manual operating mechanism with mechanical closing, without Spring charging motor, Ready-to-close signal. switch, Auxiliary switches 2NO+2NC, without Closing coil (CC), manual operating mechanism with mechanical closing, without Remote trip alarm reset coil (RR), without 2nd shunt trip, without 1st Shunt trip | 74130 | 1 | Z\ | 1
3WA1110-3CA22-0AA0 |  | AC non-automatic air circuit breaker 3WA, fixed-mounted version, IEC 60947-2, size 1, 4-pole, N pole on right, In=1000 A up to 690 V AC 50/60 Hz, breaking capacity S, Icc=66/50 kA at 500/690 V, without electronic trip unit ETU, connection at rear horizontal able to communication, Manual operating mechanism with mechanical closing, without Spring charging motor, Ready-to-close signal. switch, Auxiliary switches 2NO+2NC, without Closing coil (CC), manual operating mechanism with mechanical closing, without Remote trip alarm reset coil (RR), without 2nd shunt trip, without 1st Shunt trip | 71730 | 1 | Z\ | 1
3WA1110-3CA23-0AA0 |  | AC non-automatic air circuit breaker 3WA, fixed-mounted version, IEC 60947-2, size 1, 4-pole, N pole on right, In=1000 A up to 690 V AC 50/60 Hz, breaking capacity S, Icc=66/50 kA at 500/690 V, without electronic trip unit ETU, front connection double hole, able to communication, Manual operating mechanism with mechanical closing, without Spring charging motor, Ready-to-close signal. switch, Auxiliary switches 2NO+2NC, without Closing coil (CC), manual operating mechanism with mechanical closing, without Remote trip alarm reset coil (RR), without 2nd shunt trip, without 1st Shunt trip | 78930 | 1 | Z\ | 1
3WA1110-3CA31-0AA0 |  | Non-automatic circuit breaker withdrawable version, with guide frame, IEC 60947-2, frame size 1, 3-poles, In=1000A up to 690V AC 50/60Hz, breaking capacity S Icc=66/50kA at 500/690V, without electr. trip unit ETU, rear connection vertical, guide frame with shutter and w/o position signalling switch, able to communication, Manual operating mechanism with mechanical closing, without Spring charging motor, Ready-to-close signal. switch, Auxiliary switches 2NO+2NC, without Closing coil (CC), manual operating mechanism with mechanical closing, without Remote trip alarm reset coil (RR), without 2nd shunt trip, without 1st Shunt trip | 74830 | 1 | Z\ | 1
3WA1110-3CA32-0AA0 |  | Non-automatic circuit breaker withdrawable version, with guide frame, IEC 60947-2, frame size 1, 3-poles, In=1000A up to 690V AC 50/60Hz, breaking capacity S Icc=66/50kA at 500/690V, without electr. trip unit ETU, rear connection horizontal, guide frame with shutter and w/o position signalling switch, able to communication, Manual operating mechanism with mechanical closing, without Spring charging motor, Ready-to-close signal. switch, Auxiliary switches 2NO+2NC, without Closing coil (CC), manual operating mechanism with mechanical closing, without Remote trip alarm reset coil (RR), without 2nd shunt trip, without 1st Shunt trip | 73030 | 1 | Z\ | 1
3WA1110-3CA33-0AA0 |  | Non-automatic circuit breaker withdrawable version, with guide frame, IEC 60947-2, frame size 1, 3-poles, In=1000A up to 690V AC 50/60Hz, breaking capacity S Icc=66/50kA at 500/690V, without electr. trip unit ETU, front connection double hole, guide frame with shutter and w/o position signalling switch, able to communication, Manual operating mechanism with mechanical closing, without Spring charging motor, Ready-to-close signal. switch, Auxiliary switches 2NO+2NC, without Closing coil (CC), manual operating mechanism with mechanical closing, without Remote trip alarm reset coil (RR), without 2nd shunt trip, without 1st Shunt trip | 78430 | 1 | Z\ | 1
3WA1110-3CA34-0AA0 |  | Non-automatic circuit breaker withdrawable version, with guide frame, IEC 60947-2, frame size 1, 3-poles, In=1000A up to 690V AC 50/60Hz, breaking capacity S Icc=66/50kA at 500/690V, without electr. trip unit ETU, rear connection flange, guide frame with shutter and w/o position signalling switch, able to communication, Manual operating mechanism with mechanical closing, without Spring charging motor, Ready-to-close signal. switch, Auxiliary switches 2NO+2NC, without Closing coil (CC), manual operating mechanism with mechanical closing, without Remote trip alarm reset coil (RR), without 2nd shunt trip, without 1st Shunt trip | 73030 | 1 | Z\ | 1
3WA1110-3CA41-0AA0 |  | Non-automatic circuit breaker withdrawable version, with guide frame, IEC 60947-2, frame size 1, 4-poles, N-pole left, In=1000A up to 690V AC 50/60Hz, breaking capacity S Icc=66/50kA at 500/690V, without electr. trip unit ETU, rear connection vertical, guide frame with shutter and w/o position signalling switch, able to communication, Manual operating mechanism with mechanical closing, without Spring charging motor, Ready-to-close signal. switch, Auxiliary switches 2NO+2NC, without Closing coil (CC), manual operating mechanism with mechanical closing, without Remote trip alarm reset coil (RR), without 2nd shunt trip, without 1st Shunt trip | 97330 | 1 | Z\ | 1
3WA1110-3CA42-0AA0 |  | Non-automatic circuit breaker withdrawable version, with guide frame, IEC 60947-2, frame size 1, 4-poles, N-pole left, In=1000A up to 690V AC 50/60Hz, breaking capacity S Icc=66/50kA at 500/690V, without electr. trip unit ETU, rear connection horizontal, guide frame with shutter and w/o position signalling switch, able to communication, Manual operating mechanism with mechanical closing, without Spring charging motor, Ready-to-close signal. switch, Auxiliary switches 2NO+2NC, without Closing coil (CC), manual operating mechanism with mechanical closing, without Remote trip alarm reset coil (RR), without 2nd shunt trip, without 1st Shunt trip | 94930 | 1 | Z\ | 1
3WA1110-3CA43-0AA0 |  | Non-automatic circuit breaker withdrawable version, with guide frame, IEC 60947-2, frame size 1, 4-poles, N-pole left, In=1000A up to 690V AC 50/60Hz, breaking capacity S Icc=66/50kA at 500/690V, without electr. trip unit ETU, front connection double hole, guide frame with shutter and w/o position signalling switch, able to communication, Manual operating mechanism with mechanical closing, without Spring charging motor, Ready-to-close signal. switch, Auxiliary switches 2NO+2NC, without Closing coil (CC), manual operating mechanism with mechanical closing, without Remote trip alarm reset coil (RR), without 2nd shunt trip, without 1st Shunt trip | 102230 | 1 | Z\ | 1
3WA1110-3CA44-0AA0 |  | Non-automatic circuit breaker withdrawable version, with guide frame, IEC 60947-2, frame size 1, 4-poles, N-pole left, In=1000A up to 690V AC 50/60Hz, breaking capacity S Icc=66/50kA at 500/690V, without electr. trip unit ETU, rear connection flange, guide frame with shutter and w/o position signalling switch, able to communication, Manual operating mechanism with mechanical closing, without Spring charging motor, Ready-to-close signal. switch, Auxiliary switches 2NO+2NC, without Closing coil (CC), manual operating mechanism with mechanical closing, without Remote trip alarm reset coil (RR), without 2nd shunt trip, without 1st Shunt trip | 94930 | 1 | Z\ | 1
3WA1110-3CF74-8BB1-Z | F19F20F23M71R55S08S33T40 | Withdrawable circuit breaker with guide frame, IEC 60947-2, frame size 1, 4-poles, N-pole left, In=1000A up to 690V AC 50/60Hz, breaking capacity S Icu=66/50kA at 500/690V, Trip unit ETU600 LSIG upgrade ready , colordisplay, bluetooth and USB interface, Protection LT, ST, INST, GFx, include N-protection, (internal N-sensor available), incl. trip alarm switch (1xCO), rear connection flange, guide frame with shutter and position signall. switch (3xW), able to communication, with manual and motorized operating mechanism (M) 208-240 V AC / 220-250 V DC, Storage status and ready-to- close signaling switches, Auxiliary switches 4NO+4NC, Closing coil (CC) 100% OP 24-30 V DC, applicable for continuous duty, without Remote trip alarm reset coil (RR), Shunt trip (ST2) 100% OP 24-30 V DC, suitable for continuous duty, Shunt trip (ST) 100% OP 24-30 V DC, suitable for continuous duty, Option F19 = COM190 COM module PROFINET IO Modbus TCP 2 switched Ethernet ports circuit breaker internal Option F20 = ZSI200 module for zone selective Interlocking breaker internal Option F23 = Digital Input/Output module IOM230 (2x IN, 3x OUT), include adapter for secondary disconnect mounting, connection wires and CubicleBus terminating resistor. option M71 = changeover to CC/ST without communication capability Option R55 = Mutual mechanical interlocking with 2 m bowden cable for circuit breakers in withdraw- able design necessary once for each circuit breaker. Option S08 = Locking provision against unauthorized closing Secured Open; for with Ronis lock Option S33 = Locking provision for Padlock device for charging handle padlocks are not included Option T40 = Door sealing frame IP41 | 201680 | 1 | Z\ | 1
3WA1110-3CF74-8BB1-Z | F19F20F23R55S08S33T40 | Withdrawable circuit breaker with guide frame, IEC 60947-2, frame size 1, 4-poles, N-pole left, In=1000A up to 690V AC 50/60Hz, breaking capacity S Icu=66/50kA at 500/690V, Trip unit ETU600 LSIG upgrade ready , colordisplay, bluetooth and USB interface, Protection LT, ST, INST, GFx, include N-protection, (internal N-sensor available), incl. trip alarm switch (1xCO), rear connection flange, guide frame with shutter and position signall. switch (3xW), able to communication, with manual and motorized operating mechanism (M) 208-240 V AC / 220-250 V DC, Storage status and ready-to- close signaling switches, Auxiliary switches 4NO+4NC, Closing coil (CC) 100% OP 24-30 V DC, applicable for continuous duty, without Remote trip alarm reset coil (RR), Shunt trip (ST2) 100% OP 24-30 V DC, suitable for continuous duty, Shunt trip (ST) 100% OP 24-30 V DC, suitable for continuous duty, Option F19 = COM190 COM module PROFINET IO Modbus TCP 2 switched Ethernet ports circuit breaker internal Option F20 = ZSI200 module for zone selective Interlocking breaker internal Option F23 = Digital Input/Output module IOM230 (2x IN, 3x OUT), include adapter for secondary disconnect mounting, connection wires and CubicleBus terminating resistor. Option R55 = Mutual mechanical interlocking with 2 m bowden cable for circuit breakers in withdraw- able design necessary once for each circuit breaker. Option S08 = Locking provision against unauthorized closing Secured Open; for with Ronis lock Option S33 = Locking provision for Padlock device for charging handle padlocks are not included Option T40 = Door sealing frame IP41 | 201680 | 1 | Z\ | 1
3WA1110-3EE01-0AA0 |  | Fixed-mounted circuit breaker IEC 60947-2, frame size 1, 3-poles, In=1000A up to 690V AC 50/60Hz, breaking capacity S Icu=66/50kA at 500/690V, Trip unit ETU600 LSI upgrade ready , colordisplay, bluetooth and USB interface, Protection LT, ST, INST, N-protection required an external N-sensor, incl. trip alarm switch (1xCO), rear connection vertical, with internal voltage tap on lower stab of circuit breaker, with voltage tap module VTM680 and power supply of ETU600, able to communication, integrated metering type PMF-1 Energy Efficiency, Voltage, Active energy Ea Manual operating mechanism with mechanical closing, without Spring charging motor, Ready-to-close signal. switch, Auxiliary switches 2NO+2NC, without Closing coil (CC), manual operating mechanism with mechanical closing, without Remote trip alarm reset coil (RR), without 2nd shunt trip, without 1st Shunt trip | 71070 | 1 | Z\ | 1
3WA1110-3EE02-0AA0 |  | Fixed-mounted circuit breaker IEC 60947-2, frame size 1, 3-poles, In=1000A up to 690V AC 50/60Hz, breaking capacity S Icu=66/50kA at 500/690V, Trip unit ETU600 LSI upgrade ready , colordisplay, bluetooth and USB interface, Protection LT, ST, INST, N-protection required an external N-sensor, incl. trip alarm switch (1xCO), rear connection horizontal, with internal voltage tap on lower stab of circuit breaker, with voltage tap module VTM680 and power supply of ETU600, able to communication, integrated metering type PMF-1 Energy Efficiency, Voltage, Active energy Ea Manual operating mechanism with mechanical closing, without Spring charging motor, Ready-to-close signal. switch, Auxiliary switches 2NO+2NC, without Closing coil (CC), manual operating mechanism with mechanical closing, without Remote trip alarm reset coil (RR), without 2nd shunt trip, without 1st Shunt trip | 69270 | 1 | Z\ | 1
3WA1110-3EE03-0AA0 |  | Fixed-mounted circuit breaker IEC 60947-2, frame size 1, 3-poles, In=1000A up to 690V AC 50/60Hz, breaking capacity S Icu=66/50kA at 500/690V, Trip unit ETU600 LSI upgrade ready , colordisplay, bluetooth and USB interface, Protection LT, ST, INST, N-protection required an external N-sensor, incl. trip alarm switch (1xCO), front connection double hole, with internal voltage tap on lower stab of circuit breaker, with voltage tap module VTM680 and power supply of ETU600, able to communication, integrated metering type PMF-1 Energy Efficiency, Voltage, Active energy Ea Manual operating mechanism with mechanical closing, without Spring charging motor, Ready-to-close signal. switch, Auxiliary switches 2NO+2NC, without Closing coil (CC), manual operating mechanism with mechanical closing, without Remote trip alarm reset coil (RR), without 2nd shunt trip, without 1st Shunt trip | 74770 | 1 | Z\ | 1
3WA1110-3EE11-0AA0 |  | Fixed-mounted circuit breaker IEC 60947-2, frame size 1, 4-poles, N-pole left, In=1000A up to 690V AC 50/60Hz, breaking capacity S Icu=66/50kA at 500/690V, Trip unit ETU600 LSI upgrade ready , colordisplay, bluetooth and USB interface, Protection LT, ST, INST, include N-protection, (internal N-sensor available), incl. trip alarm switch (1xCO), rear connection vertical, with internal voltage tap on lower stab of circuit breaker, with voltage tap module VTM680 and power supply of ETU600, able to communication, integrated metering type PMF-1 Energy Efficiency, Voltage, Active energy Ea Manual operating mechanism with mechanical closing, without Spring charging motor, Ready-to-close signal. switch, Auxiliary switches 2NO+2NC, without Closing coil (CC), manual operating mechanism with mechanical closing, without Remote trip alarm reset coil (RR), without 2nd shunt trip, without 1st Shunt trip | 91070 | 1 | Z\ | 1
3WA1110-3EE12-0AA0 |  | Fixed-mounted circuit breaker IEC 60947-2, frame size 1, 4-poles, N-pole left, In=1000A up to 690V AC 50/60Hz, breaking capacity S Icu=66/50kA at 500/690V, Trip unit ETU600 LSI upgrade ready , colordisplay, bluetooth and USB interface, Protection LT, ST, INST, include N-protection, (internal N-sensor available), incl. trip alarm switch (1xCO), rear connection horizontal, with internal voltage tap on lower stab of circuit breaker, with voltage tap module VTM680 and power supply of ETU600, able to communication, integrated metering type PMF-1 Energy Efficiency, Voltage, Active energy Ea Manual operating mechanism with mechanical closing, without Spring charging motor, Ready-to-close signal. switch, Auxiliary switches 2NO+2NC, without Closing coil (CC), manual operating mechanism with mechanical closing, without Remote trip alarm reset coil (RR), without 2nd shunt trip, without 1st Shunt trip | 88670 | 1 | Z\ | 1
3WA1110-3EE13-0AA0 |  | Fixed-mounted circuit breaker IEC 60947-2, frame size 1, 4-poles, N-pole left, In=1000A up to 690V AC 50/60Hz, breaking capacity S Icu=66/50kA at 500/690V, Trip unit ETU600 LSI upgrade ready , colordisplay, bluetooth and USB interface, Protection LT, ST, INST, include N-protection, (internal N-sensor available), incl. trip alarm switch (1xCO), front connection double hole, with internal voltage tap on lower stab of circuit breaker, with voltage tap module VTM680 and power supply of ETU600, able to communication, integrated metering type PMF-1 Energy Efficiency, Voltage, Active energy Ea Manual operating mechanism with mechanical closing, without Spring charging motor, Ready-to-close signal. switch, Auxiliary switches 2NO+2NC, without Closing coil (CC), manual operating mechanism with mechanical closing, without Remote trip alarm reset coil (RR), without 2nd shunt trip, without 1st Shunt trip | 95870 | 1 | Z\ | 1
3WA1110-3EE21-0AA0 |  | fixed-mounted circuit breaker, IEC 60947-2, size 1, 4-pole, N pole on right, In=1000 A up to 690 V AC 50/60 Hz, breaking capacity S Icu=66/50 kA at 500/690 V, tripping unit ETU600 LSI upgradeable, color display, Bluetooth, USB interface, basic protection LT, ST, INST, including protection of the N conductor (internal neutral point sensor available), trip alarm switch (1 x CO), connection at rear vertical, with internal voltage tap on lower stab of circuit breaker, with voltage tap module VTM680 and power supply of ETU600, able to communication, integrated metering type PMF-1 Energy Efficiency, Voltage, Active energy Ea Manual operating mechanism with mechanical closing, without Spring charging motor, Ready-to-close signal. switch, Auxiliary switches 2NO+2NC, without Closing coil (CC), manual operating mechanism with mechanical closing, without Remote trip alarm reset coil (RR), without 2nd shunt trip, without 1st Shunt trip | 91070 | 1 | Z\ | 1
3WA1110-3EE22-0AA0 |  | fixed-mounted circuit breaker, IEC 60947-2, size 1, 4-pole, N pole on right, In=1000 A up to 690 V AC 50/60 Hz, breaking capacity S Icu=66/50 kA at 500/690 V, tripping unit ETU600 LSI upgradeable, color display, Bluetooth, USB interface, basic protection LT, ST, INST, including protection of the N conductor (internal neutral point sensor available), trip alarm switch (1 x CO), connection at rear horizontal with internal voltage tap on lower stab of circuit breaker, with voltage tap module VTM680 and power supply of ETU600, able to communication, integrated metering type PMF-1 Energy Efficiency, Voltage, Active energy Ea Manual operating mechanism with mechanical closing, without Spring charging motor, Ready-to-close signal. switch, Auxiliary switches 2NO+2NC, without Closing coil (CC), manual operating mechanism with mechanical closing, without Remote trip alarm reset coil (RR), without 2nd shunt trip, without 1st Shunt trip | 88670 | 1 | Z\ | 1
3WA1110-3EE23-0AA0 |  | fixed-mounted circuit breaker, IEC 60947-2, size 1, 4-pole, N pole on right, In=1000 A up to 690 V AC 50/60 Hz, breaking capacity S Icu=66/50 kA at 500/690 V, tripping unit ETU600 LSI upgradeable, color display, Bluetooth, USB interface, basic protection LT, ST, INST, including protection of the N conductor (internal neutral point sensor available), trip alarm switch (1 x CO), front connection double hole, with internal voltage tap on lower stab of circuit breaker, with voltage tap module VTM680 and power supply of ETU600, able to communication, integrated metering type PMF-1 Energy Efficiency, Voltage, Active energy Ea Manual operating mechanism with mechanical closing, without Spring charging motor, Ready-to-close signal. switch, Auxiliary switches 2NO+2NC, without Closing coil (CC), manual operating mechanism with mechanical closing, without Remote trip alarm reset coil (RR), without 2nd shunt trip, without 1st Shunt trip | 95870 | 1 | Z\ | 1
3WA1110-3EE31-0AA0 |  | Withdrawable circuit breaker with guide frame, IEC 60947-2, frame size 1, 3-poles, In=1000A up to 690V AC 50/60Hz, breaking capacity S Icu=66/50kA at 500/690V, Trip unit ETU600 LSI upgrade ready , colordisplay, bluetooth and USB interface, Protection LT, ST, INST, N-protection required an external N-sensor, incl. trip alarm switch (1xCO), rear connection vertical, guide frame with shutter and w/o position signalling switch, with internal voltage tap on lower stab of circuit breaker, with voltage tap module VTM680 and power supply of ETU600, able to communication, integrated metering type PMF-1 Energy Efficiency, Voltage, Active energy Ea Manual operating mechanism with mechanical closing, without Spring charging motor, Ready-to-close signal. switch, Auxiliary switches 2NO+2NC, without Closing coil (CC), manual operating mechanism with mechanical closing, without Remote trip alarm reset coil (RR), without 2nd shunt trip, without 1st Shunt trip | 91970 | 1 | Z\ | 1
3WA1110-3EE32-0AA0 |  | Withdrawable circuit breaker with guide frame, IEC 60947-2, frame size 1, 3-poles, In=1000A up to 690V AC 50/60Hz, breaking capacity S Icu=66/50kA at 500/690V, Trip unit ETU600 LSI upgrade ready , colordisplay, bluetooth and USB interface, Protection LT, ST, INST, N-protection required an external N-sensor, incl. trip alarm switch (1xCO), rear connection horizontal, guide frame with shutter and w/o position signalling switch, with internal voltage tap on lower stab of circuit breaker, with voltage tap module VTM680 and power supply of ETU600, able to communication, integrated metering type PMF-1 Energy Efficiency, Voltage, Active energy Ea Manual operating mechanism with mechanical closing, without Spring charging motor, Ready-to-close signal. switch, Auxiliary switches 2NO+2NC, without Closing coil (CC), manual operating mechanism with mechanical closing, without Remote trip alarm reset coil (RR), without 2nd shunt trip, without 1st Shunt trip | 90170 | 1 | Z\ | 1
3WA1110-3EE33-0AA0 |  | Withdrawable circuit breaker with guide frame, IEC 60947-2, frame size 1, 3-poles, In=1000A up to 690V AC 50/60Hz, breaking capacity S Icu=66/50kA at 500/690V, Trip unit ETU600 LSI upgrade ready , colordisplay, bluetooth and USB interface, Protection LT, ST, INST, N-protection required an external N-sensor, incl. trip alarm switch (1xCO), front connection double hole, guide frame with shutter and w/o position signalling switch, with internal voltage tap on lower stab of circuit breaker, with voltage tap module VTM680 and power supply of ETU600, able to communication, integrated metering type PMF-1 Energy Efficiency, Voltage, Active energy Ea Manual operating mechanism with mechanical closing, without Spring charging motor, Ready-to-close signal. switch, Auxiliary switches 2NO+2NC, without Closing coil (CC), manual operating mechanism with mechanical closing, without Remote trip alarm reset coil (RR), without 2nd shunt trip, without 1st Shunt trip | 95570 | 1 | Z\ | 1
3WA1110-3EE34-0AA0 |  | Withdrawable circuit breaker with guide frame, IEC 60947-2, frame size 1, 3-poles, In=1000A up to 690V AC 50/60Hz, breaking capacity S Icu=66/50kA at 500/690V, Trip unit ETU600 LSI upgrade ready , colordisplay, bluetooth and USB interface, Protection LT, ST, INST, N-protection required an external N-sensor, incl. trip alarm switch (1xCO), rear connection flange, guide frame with shutter and w/o position signalling switch, with internal voltage tap on lower stab of circuit breaker, with voltage tap module VTM680 and power supply of ETU600, able to communication, integrated metering type PMF-1 Energy Efficiency, Voltage, Active energy Ea Manual operating mechanism with mechanical closing, without Spring charging motor, Ready-to-close signal. switch, Auxiliary switches 2NO+2NC, without Closing coil (CC), manual operating mechanism with mechanical closing, without Remote trip alarm reset coil (RR), without 2nd shunt trip, without 1st Shunt trip | 90170 | 1 | Z\ | 1
3WA1110-3EE41-0AA0 |  | Withdrawable circuit breaker with guide frame, IEC 60947-2, frame size 1, 4-poles, N-pole left, In=1000A up to 690V AC 50/60Hz, breaking capacity S Icu=66/50kA at 500/690V, Trip unit ETU600 LSI upgrade ready , colordisplay, bluetooth and USB interface, Protection LT, ST, INST, include N-protection, (internal N-sensor available), incl. trip alarm switch (1xCO), rear connection vertical, guide frame with shutter and w/o position signalling switch, with internal voltage tap on lower stab of circuit breaker, with voltage tap module VTM680 and power supply of ETU600, able to communication, integrated metering type PMF-1 Energy Efficiency, Voltage, Active energy Ea Manual operating mechanism with mechanical closing, without Spring charging motor, Ready-to-close signal. switch, Auxiliary switches 2NO+2NC, without Closing coil (CC), manual operating mechanism with mechanical closing, without Remote trip alarm reset coil (RR), without 2nd shunt trip, without 1st Shunt trip | 118870 | 1 | Z\ | 1
3WA1110-3EE42-0AA0 |  | Withdrawable circuit breaker with guide frame, IEC 60947-2, frame size 1, 4-poles, N-pole left, In=1000A up to 690V AC 50/60Hz, breaking capacity S Icu=66/50kA at 500/690V, Trip unit ETU600 LSI upgrade ready , colordisplay, bluetooth and USB interface, Protection LT, ST, INST, include N-protection, (internal N-sensor available), incl. trip alarm switch (1xCO), rear connection horizontal, guide frame with shutter and w/o position signalling switch, with internal voltage tap on lower stab of circuit breaker, with voltage tap module VTM680 and power supply of ETU600, able to communication, integrated metering type PMF-1 Energy Efficiency, Voltage, Active energy Ea Manual operating mechanism with mechanical closing, without Spring charging motor, Ready-to-close signal. switch, Auxiliary switches 2NO+2NC, without Closing coil (CC), manual operating mechanism with mechanical closing, without Remote trip alarm reset coil (RR), without 2nd shunt trip, without 1st Shunt trip | 115870 | 1 | Z\ | 1
3WA1110-3EE43-0AA0 |  | Withdrawable circuit breaker with guide frame, IEC 60947-2, frame size 1, 4-poles, N-pole left, In=1000A up to 690V AC 50/60Hz, breaking capacity S Icu=66/50kA at 500/690V, Trip unit ETU600 LSI upgrade ready , colordisplay, bluetooth and USB interface, Protection LT, ST, INST, include N-protection, (internal N-sensor available), incl. trip alarm switch (1xCO), front connection double hole, guide frame with shutter and w/o position signalling switch, with internal voltage tap on lower stab of circuit breaker, with voltage tap module VTM680 and power supply of ETU600, able to communication, integrated metering type PMF-1 Energy Efficiency, Voltage, Active energy Ea Manual operating mechanism with mechanical closing, without Spring charging motor, Ready-to-close signal. switch, Auxiliary switches 2NO+2NC, without Closing coil (CC), manual operating mechanism with mechanical closing, without Remote trip alarm reset coil (RR), without 2nd shunt trip, without 1st Shunt trip | 123870 | 1 | Z\ | 1
3WA1110-3EE44-0AA0 |  | Withdrawable circuit breaker with guide frame, IEC 60947-2, frame size 1, 4-poles, N-pole left, In=1000A up to 690V AC 50/60Hz, breaking capacity S Icu=66/50kA at 500/690V, Trip unit ETU600 LSI upgrade ready , colordisplay, bluetooth and USB interface, Protection LT, ST, INST, include N-protection, (internal N-sensor available), incl. trip alarm switch (1xCO), rear connection flange, guide frame with shutter and w/o position signalling switch, with internal voltage tap on lower stab of circuit breaker, with voltage tap module VTM680 and power supply of ETU600, able to communication, integrated metering type PMF-1 Energy Efficiency, Voltage, Active energy Ea Manual operating mechanism with mechanical closing, without Spring charging motor, Ready-to-close signal. switch, Auxiliary switches 2NO+2NC, without Closing coil (CC), manual operating mechanism with mechanical closing, without Remote trip alarm reset coil (RR), without 2nd shunt trip, without 1st Shunt trip | 115870 | 1 | Z\ | 1
3WA1110-3EF01-0AA0 |  | Fixed-mounted circuit breaker IEC 60947-2, frame size 1, 3-poles, In=1000A up to 690V AC 50/60Hz, breaking capacity S Icu=66/50kA at 500/690V, Trip unit ETU600 LSIG upgrade ready , colordisplay, bluetooth and USB interface, Protection LT, ST, INST, GFx, N-protection required an external N-sensor, incl. trip alarm switch (1xCO), rear connection vertical, with internal voltage tap on lower stab of circuit breaker, with voltage tap module VTM680 and power supply of ETU600, able to communication, integrated metering type PMF-1 Energy Efficiency, Voltage, Active energy Ea Manual operating mechanism with mechanical closing, without Spring charging motor, Ready-to-close signal. switch, Auxiliary switches 2NO+2NC, without Closing coil (CC), manual operating mechanism with mechanical closing, without Remote trip alarm reset coil (RR), without 2nd shunt trip, without 1st Shunt trip | 81770 | 1 | Z\ | 1
3WA1110-3EF02-0AA0 |  | Fixed-mounted circuit breaker IEC 60947-2, frame size 1, 3-poles, In=1000A up to 690V AC 50/60Hz, breaking capacity S Icu=66/50kA at 500/690V, Trip unit ETU600 LSIG upgrade ready , colordisplay, bluetooth and USB interface, Protection LT, ST, INST, GFx, N-protection required an external N-sensor, incl. trip alarm switch (1xCO), rear connection horizontal, with internal voltage tap on lower stab of circuit breaker, with voltage tap module VTM680 and power supply of ETU600, able to communication, integrated metering type PMF-1 Energy Efficiency, Voltage, Active energy Ea Manual operating mechanism with mechanical closing, without Spring charging motor, Ready-to-close signal. switch, Auxiliary switches 2NO+2NC, without Closing coil (CC), manual operating mechanism with mechanical closing, without Remote trip alarm reset coil (RR), without 2nd shunt trip, without 1st Shunt trip | 79970 | 1 | Z\ | 1
3WA1110-3EF03-0AA0 |  | Fixed-mounted circuit breaker IEC 60947-2, frame size 1, 3-poles, In=1000A up to 690V AC 50/60Hz, breaking capacity S Icu=66/50kA at 500/690V, Trip unit ETU600 LSIG upgrade ready , colordisplay, bluetooth and USB interface, Protection LT, ST, INST, GFx, N-protection required an external N-sensor, incl. trip alarm switch (1xCO), front connection double hole, with internal voltage tap on lower stab of circuit breaker, with voltage tap module VTM680 and power supply of ETU600, able to communication, integrated metering type PMF-1 Energy Efficiency, Voltage, Active energy Ea Manual operating mechanism with mechanical closing, without Spring charging motor, Ready-to-close signal. switch, Auxiliary switches 2NO+2NC, without Closing coil (CC), manual operating mechanism with mechanical closing, without Remote trip alarm reset coil (RR), without 2nd shunt trip, without 1st Shunt trip | 85370 | 1 | Z\ | 1
3WA1110-3EF11-0AA0 |  | Fixed-mounted circuit breaker IEC 60947-2, frame size 1, 4-poles, N-pole left, In=1000A up to 690V AC 50/60Hz, breaking capacity S Icu=66/50kA at 500/690V, Trip unit ETU600 LSIG upgrade ready , colordisplay, bluetooth and USB interface, Protection LT, ST, INST, GFx, include N-protection, (internal N-sensor available), incl. trip alarm switch (1xCO), rear connection vertical, with internal voltage tap on lower stab of circuit breaker, with voltage tap module VTM680 and power supply of ETU600, able to communication, integrated metering type PMF-1 Energy Efficiency, Voltage, Active energy Ea Manual operating mechanism with mechanical closing, without Spring charging motor, Ready-to-close signal. switch, Auxiliary switches 2NO+2NC, without Closing coil (CC), manual operating mechanism with mechanical closing, without Remote trip alarm reset coil (RR), without 2nd shunt trip, without 1st Shunt trip | 101670 | 1 | Z\ | 1
3WA1110-3EF12-0AA0 |  | Fixed-mounted circuit breaker IEC 60947-2, frame size 1, 4-poles, N-pole left, In=1000A up to 690V AC 50/60Hz, breaking capacity S Icu=66/50kA at 500/690V, Trip unit ETU600 LSIG upgrade ready , colordisplay, bluetooth and USB interface, Protection LT, ST, INST, GFx, include N-protection, (internal N-sensor available), incl. trip alarm switch (1xCO), rear connection horizontal, with internal voltage tap on lower stab of circuit breaker, with voltage tap module VTM680 and power supply of ETU600, able to communication, integrated metering type PMF-1 Energy Efficiency, Voltage, Active energy Ea Manual operating mechanism with mechanical closing, without Spring charging motor, Ready-to-close signal. switch, Auxiliary switches 2NO+2NC, without Closing coil (CC), manual operating mechanism with mechanical closing, without Remote trip alarm reset coil (RR), without 2nd shunt trip, without 1st Shunt trip | 99270 | 1 | Z\ | 1
3WA1110-3EF13-0AA0 |  | Fixed-mounted circuit breaker IEC 60947-2, frame size 1, 4-poles, N-pole left, In=1000A up to 690V AC 50/60Hz, breaking capacity S Icu=66/50kA at 500/690V, Trip unit ETU600 LSIG upgrade ready , colordisplay, bluetooth and USB interface, Protection LT, ST, INST, GFx, include N-protection, (internal N-sensor available), incl. trip alarm switch (1xCO), front connection double hole, with internal voltage tap on lower stab of circuit breaker, with voltage tap module VTM680 and power supply of ETU600, able to communication, integrated metering type PMF-1 Energy Efficiency, Voltage, Active energy Ea Manual operating mechanism with mechanical closing, without Spring charging motor, Ready-to-close signal. switch, Auxiliary switches 2NO+2NC, without Closing coil (CC), manual operating mechanism with mechanical closing, without Remote trip alarm reset coil (RR), without 2nd shunt trip, without 1st Shunt trip | 106470 | 1 | Z\ | 1
3WA1110-3EF21-0AA0 |  | fixed-mounted circuit breaker, IEC 60947-2, size 1, 4-pole, N pole on right, In=1000 A up to 690 V AC 50/60 Hz, breaking capacity S Icu=66/50 kA at 500/690 V, tripping unit ETU600 LSIG upgradeable, color display, Bluetooth, USB interface, basic protection LT, ST, INST, GFx, including protection of the N conductor (internal neutral point sensor available), trip alarm switch (1 x CO), connection at rear vertical, with internal voltage tap on lower stab of circuit breaker, with voltage tap module VTM680 and power supply of ETU600, able to communication, integrated metering type PMF-1 Energy Efficiency, Voltage, Active energy Ea Manual operating mechanism with mechanical closing, without Spring charging motor, Ready-to-close signal. switch, Auxiliary switches 2NO+2NC, without Closing coil (CC), manual operating mechanism with mechanical closing, without Remote trip alarm reset coil (RR), without 2nd shunt trip, without 1st Shunt trip | 101670 | 1 | Z\ | 1
3WA1110-3EF22-0AA0 |  | fixed-mounted circuit breaker, IEC 60947-2, size 1, 4-pole, N pole on right, In=1000 A up to 690 V AC 50/60 Hz, breaking capacity S Icu=66/50 kA at 500/690 V, tripping unit ETU600 LSIG upgradeable, color display, Bluetooth, USB interface, basic protection LT, ST, INST, GFx, including protection of the N conductor (internal neutral point sensor available), trip alarm switch (1 x CO), connection at rear horizontal with internal voltage tap on lower stab of circuit breaker, with voltage tap module VTM680 and power supply of ETU600, able to communication, integrated metering type PMF-1 Energy Efficiency, Voltage, Active energy Ea Manual operating mechanism with mechanical closing, without Spring charging motor, Ready-to-close signal. switch, Auxiliary switches 2NO+2NC, without Closing coil (CC), manual operating mechanism with mechanical closing, without Remote trip alarm reset coil (RR), without 2nd shunt trip, without 1st Shunt trip | 99270 | 1 | Z\ | 1
3WA1110-3EF23-0AA0 |  | fixed-mounted circuit breaker, IEC 60947-2, size 1, 4-pole, N pole on right, In=1000 A up to 690 V AC 50/60 Hz, breaking capacity S Icu=66/50 kA at 500/690 V, tripping unit ETU600 LSIG upgradeable, color display, Bluetooth, USB interface, basic protection LT, ST, INST, GFx, including protection of the N conductor (internal neutral point sensor available), trip alarm switch (1 x CO), front connection double hole, with internal voltage tap on lower stab of circuit breaker, with voltage tap module VTM680 and power supply of ETU600, able to communication, integrated metering type PMF-1 Energy Efficiency, Voltage, Active energy Ea Manual operating mechanism with mechanical closing, without Spring charging motor, Ready-to-close signal. switch, Auxiliary switches 2NO+2NC, without Closing coil (CC), manual operating mechanism with mechanical closing, without Remote trip alarm reset coil (RR), without 2nd shunt trip, without 1st Shunt trip | 106470 | 1 | Z\ | 1
3WA1110-3EF31-0AA0 |  | Withdrawable circuit breaker with guide frame, IEC 60947-2, frame size 1, 3-poles, In=1000A up to 690V AC 50/60Hz, breaking capacity S Icu=66/50kA at 500/690V, Trip unit ETU600 LSIG upgrade ready , colordisplay, bluetooth and USB interface, Protection LT, ST, INST, GFx, N-protection required an external N-sensor, incl. trip alarm switch (1xCO), rear connection vertical, guide frame with shutter and w/o position signalling switch, with internal voltage tap on lower stab of circuit breaker, with voltage tap module VTM680 and power supply of ETU600, able to communication, integrated metering type PMF-1 Energy Efficiency, Voltage, Active energy Ea Manual operating mechanism with mechanical closing, without Spring charging motor, Ready-to-close signal. switch, Auxiliary switches 2NO+2NC, without Closing coil (CC), manual operating mechanism with mechanical closing, without Remote trip alarm reset coil (RR), without 2nd shunt trip, without 1st Shunt trip | 102570 | 1 | Z\ | 1
3WA1110-3EF32-0AA0 |  | Withdrawable circuit breaker with guide frame, IEC 60947-2, frame size 1, 3-poles, In=1000A up to 690V AC 50/60Hz, breaking capacity S Icu=66/50kA at 500/690V, Trip unit ETU600 LSIG upgrade ready , colordisplay, bluetooth and USB interface, Protection LT, ST, INST, GFx, N-protection required an external N-sensor, incl. trip alarm switch (1xCO), rear connection horizontal, guide frame with shutter and w/o position signalling switch, with internal voltage tap on lower stab of circuit breaker, with voltage tap module VTM680 and power supply of ETU600, able to communication, integrated metering type PMF-1 Energy Efficiency, Voltage, Active energy Ea Manual operating mechanism with mechanical closing, without Spring charging motor, Ready-to-close signal. switch, Auxiliary switches 2NO+2NC, without Closing coil (CC), manual operating mechanism with mechanical closing, without Remote trip alarm reset coil (RR), without 2nd shunt trip, without 1st Shunt trip | 100770 | 1 | Z\ | 1
3WA1110-3EF33-0AA0 |  | Withdrawable circuit breaker with guide frame, IEC 60947-2, frame size 1, 3-poles, In=1000A up to 690V AC 50/60Hz, breaking capacity S Icu=66/50kA at 500/690V, Trip unit ETU600 LSIG upgrade ready , colordisplay, bluetooth and USB interface, Protection LT, ST, INST, GFx, N-protection required an external N-sensor, incl. trip alarm switch (1xCO), front connection double hole, guide frame with shutter and w/o position signalling switch, with internal voltage tap on lower stab of circuit breaker, with voltage tap module VTM680 and power supply of ETU600, able to communication, integrated metering type PMF-1 Energy Efficiency, Voltage, Active energy Ea Manual operating mechanism with mechanical closing, without Spring charging motor, Ready-to-close signal. switch, Auxiliary switches 2NO+2NC, without Closing coil (CC), manual operating mechanism with mechanical closing, without Remote trip alarm reset coil (RR), without 2nd shunt trip, without 1st Shunt trip | 106170 | 1 | Z\ | 1
3WA1110-3EF34-0AA0 |  | Withdrawable circuit breaker with guide frame, IEC 60947-2, frame size 1, 3-poles, In=1000A up to 690V AC 50/60Hz, breaking capacity S Icu=66/50kA at 500/690V, Trip unit ETU600 LSIG upgrade ready , colordisplay, bluetooth and USB interface, Protection LT, ST, INST, GFx, N-protection required an external N-sensor, incl. trip alarm switch (1xCO), rear connection flange, guide frame with shutter and w/o position signalling switch, with internal voltage tap on lower stab of circuit breaker, with voltage tap module VTM680 and power supply of ETU600, able to communication, integrated metering type PMF-1 Energy Efficiency, Voltage, Active energy Ea Manual operating mechanism with mechanical closing, without Spring charging motor, Ready-to-close signal. switch, Auxiliary switches 2NO+2NC, without Closing coil (CC), manual operating mechanism with mechanical closing, without Remote trip alarm reset coil (RR), without 2nd shunt trip, without 1st Shunt trip | 100770 | 1 | Z\ | 1
3WA1110-3EF41-0AA0 |  | Withdrawable circuit breaker with guide frame, IEC 60947-2, frame size 1, 4-poles, N-pole left, In=1000A up to 690V AC 50/60Hz, breaking capacity S Icu=66/50kA at 500/690V, Trip unit ETU600 LSIG upgrade ready , colordisplay, bluetooth and USB interface, Protection LT, ST, INST, GFx, include N-protection, (internal N-sensor available), incl. trip alarm switch (1xCO), rear connection vertical, guide frame with shutter and w/o position signalling switch, with internal voltage tap on lower stab of circuit breaker, with voltage tap module VTM680 and power supply of ETU600, able to communication, integrated metering type PMF-1 Energy Efficiency, Voltage, Active energy Ea Manual operating mechanism with mechanical closing, without Spring charging motor, Ready-to-close signal. switch, Auxiliary switches 2NO+2NC, without Closing coil (CC), manual operating mechanism with mechanical closing, without Remote trip alarm reset coil (RR), without 2nd shunt trip, without 1st Shunt trip | 128870 | 1 | Z\ | 1
3WA1110-3EF42-0AA0 |  | Withdrawable circuit breaker with guide frame, IEC 60947-2, frame size 1, 4-poles, N-pole left, In=1000A up to 690V AC 50/60Hz, breaking capacity S Icu=66/50kA at 500/690V, Trip unit ETU600 LSIG upgrade ready , colordisplay, bluetooth and USB interface, Protection LT, ST, INST, GFx, include N-protection, (internal N-sensor available), incl. trip alarm switch (1xCO), rear connection horizontal, guide frame with shutter and w/o position signalling switch, with internal voltage tap on lower stab of circuit breaker, with voltage tap module VTM680 and power supply of ETU600, able to communication, integrated metering type PMF-1 Energy Efficiency, Voltage, Active energy Ea Manual operating mechanism with mechanical closing, without Spring charging motor, Ready-to-close signal. switch, Auxiliary switches 2NO+2NC, without Closing coil (CC), manual operating mechanism with mechanical closing, without Remote trip alarm reset coil (RR), without 2nd shunt trip, without 1st Shunt trip | 126870 | 1 | Z\ | 1
3WA1110-3EF43-0AA0 |  | Withdrawable circuit breaker with guide frame, IEC 60947-2, frame size 1, 4-poles, N-pole left, In=1000A up to 690V AC 50/60Hz, breaking capacity S Icu=66/50kA at 500/690V, Trip unit ETU600 LSIG upgrade ready , colordisplay, bluetooth and USB interface, Protection LT, ST, INST, GFx, include N-protection, (internal N-sensor available), incl. trip alarm switch (1xCO), front connection double hole, guide frame with shutter and w/o position signalling switch, with internal voltage tap on lower stab of circuit breaker, with voltage tap module VTM680 and power supply of ETU600, able to communication, integrated metering type PMF-1 Energy Efficiency, Voltage, Active energy Ea Manual operating mechanism with mechanical closing, without Spring charging motor, Ready-to-close signal. switch, Auxiliary switches 2NO+2NC, without Closing coil (CC), manual operating mechanism with mechanical closing, without Remote trip alarm reset coil (RR), without 2nd shunt trip, without 1st Shunt trip | 133870 | 1 | Z\ | 1
3WA1110-3EF44-0AA0 |  | Withdrawable circuit breaker with guide frame, IEC 60947-2, frame size 1, 4-poles, N-pole left, In=1000A up to 690V AC 50/60Hz, breaking capacity S Icu=66/50kA at 500/690V, Trip unit ETU600 LSIG upgrade ready , colordisplay, bluetooth and USB interface, Protection LT, ST, INST, GFx, include N-protection, (internal N-sensor available), incl. trip alarm switch (1xCO), rear connection flange, guide frame with shutter and w/o position signalling switch, with internal voltage tap on lower stab of circuit breaker, with voltage tap module VTM680 and power supply of ETU600, able to communication, integrated metering type PMF-1 Energy Efficiency, Voltage, Active energy Ea Manual operating mechanism with mechanical closing, without Spring charging motor, Ready-to-close signal. switch, Auxiliary switches 2NO+2NC, without Closing coil (CC), manual operating mechanism with mechanical closing, without Remote trip alarm reset coil (RR), without 2nd shunt trip, without 1st Shunt trip | 126870 | 1 | Z\ | 1
3WA1110-3FE01-0AA0 |  | Fixed-mounted circuit breaker IEC 60947-2, frame size 1, 3-poles, In=1000A up to 690V AC 50/60Hz, breaking capacity S Icu=66/50kA at 500/690V, Trip unit ETU600 LSI upgrade ready , colordisplay, bluetooth and USB interface, Protection LT, ST, INST, N-protection required an external N-sensor, incl. trip alarm switch (1xCO), rear connection vertical, with internal voltage tap on lower stab of circuit breaker, with voltage tap module VTM680 and power supply of ETU600, able to communication, integrated metering type PMF-2 Basic Power Monitoring, Voltage, Energy, Power, Power factor, Frequency, Unbalance, Temperature, Manual operating mechanism with mechanical closing, without Spring charging motor, Ready-to-close signal. switch, Auxiliary switches 2NO+2NC, without Closing coil (CC), manual operating mechanism with mechanical closing, without Remote trip alarm reset coil (RR), without 2nd shunt trip, without 1st Shunt trip | 79900 | 1 | Z\ | 1
3WA1110-3FE02-0AA0 |  | Fixed-mounted circuit breaker IEC 60947-2, frame size 1, 3-poles, In=1000A up to 690V AC 50/60Hz, breaking capacity S Icu=66/50kA at 500/690V, Trip unit ETU600 LSI upgrade ready , colordisplay, bluetooth and USB interface, Protection LT, ST, INST, N-protection required an external N-sensor, incl. trip alarm switch (1xCO), rear connection horizontal, with internal voltage tap on lower stab of circuit breaker, with voltage tap module VTM680 and power supply of ETU600, able to communication, integrated metering type PMF-2 Basic Power Monitoring, Voltage, Energy, Power, Power factor, Frequency, Unbalance, Temperature, Manual operating mechanism with mechanical closing, without Spring charging motor, Ready-to-close signal. switch, Auxiliary switches 2NO+2NC, without Closing coil (CC), manual operating mechanism with mechanical closing, without Remote trip alarm reset coil (RR), without 2nd shunt trip, without 1st Shunt trip | 78100 | 1 | Z\ | 1
3WA1110-3FE03-0AA0 |  | Fixed-mounted circuit breaker IEC 60947-2, frame size 1, 3-poles, In=1000A up to 690V AC 50/60Hz, breaking capacity S Icu=66/50kA at 500/690V, Trip unit ETU600 LSI upgrade ready , colordisplay, bluetooth and USB interface, Protection LT, ST, INST, N-protection required an external N-sensor, incl. trip alarm switch (1xCO), front connection double hole, with internal voltage tap on lower stab of circuit breaker, with voltage tap module VTM680 and power supply of ETU600, able to communication, integrated metering type PMF-2 Basic Power Monitoring, Voltage, Energy, Power, Power factor, Frequency, Unbalance, Temperature, Manual operating mechanism with mechanical closing, without Spring charging motor, Ready-to-close signal. switch, Auxiliary switches 2NO+2NC, without Closing coil (CC), manual operating mechanism with mechanical closing, without Remote trip alarm reset coil (RR), without 2nd shunt trip, without 1st Shunt trip | 83600 | 1 | Z\ | 1
3WA1110-3FE11-0AA0 |  | Fixed-mounted circuit breaker IEC 60947-2, frame size 1, 4-poles, N-pole left, In=1000A up to 690V AC 50/60Hz, breaking capacity S Icu=66/50kA at 500/690V, Trip unit ETU600 LSI upgrade ready , colordisplay, bluetooth and USB interface, Protection LT, ST, INST, include N-protection, (internal N-sensor available), incl. trip alarm switch (1xCO), rear connection vertical, with internal voltage tap on lower stab of circuit breaker, with voltage tap module VTM680 and power supply of ETU600, able to communication, integrated metering type PMF-2 Basic Power Monitoring, Voltage, Energy, Power, Power factor, Frequency, Unbalance, Temperature, Manual operating mechanism with mechanical closing, without Spring charging motor, Ready-to-close signal. switch, Auxiliary switches 2NO+2NC, without Closing coil (CC), manual operating mechanism with mechanical closing, without Remote trip alarm reset coil (RR), without 2nd shunt trip, without 1st Shunt trip | 99900 | 1 | Z\ | 1
3WA1110-3FE12-0AA0 |  | Fixed-mounted circuit breaker IEC 60947-2, frame size 1, 4-poles, N-pole left, In=1000A up to 690V AC 50/60Hz, breaking capacity S Icu=66/50kA at 500/690V, Trip unit ETU600 LSI upgrade ready , colordisplay, bluetooth and USB interface, Protection LT, ST, INST, include N-protection, (internal N-sensor available), incl. trip alarm switch (1xCO), rear connection horizontal, with internal voltage tap on lower stab of circuit breaker, with voltage tap module VTM680 and power supply of ETU600, able to communication, integrated metering type PMF-2 Basic Power Monitoring, Voltage, Energy, Power, Power factor, Frequency, Unbalance, Temperature, Manual operating mechanism with mechanical closing, without Spring charging motor, Ready-to-close signal. switch, Auxiliary switches 2NO+2NC, without Closing coil (CC), manual operating mechanism with mechanical closing, without Remote trip alarm reset coil (RR), without 2nd shunt trip, without 1st Shunt trip | 97500 | 1 | Z\ | 1
3WA1110-3FE13-0AA0 |  | Fixed-mounted circuit breaker IEC 60947-2, frame size 1, 4-poles, N-pole left, In=1000A up to 690V AC 50/60Hz, breaking capacity S Icu=66/50kA at 500/690V, Trip unit ETU600 LSI upgrade ready , colordisplay, bluetooth and USB interface, Protection LT, ST, INST, include N-protection, (internal N-sensor available), incl. trip alarm switch (1xCO), front connection double hole, with internal voltage tap on lower stab of circuit breaker, with voltage tap module VTM680 and power supply of ETU600, able to communication, integrated metering type PMF-2 Basic Power Monitoring, Voltage, Energy, Power, Power factor, Frequency, Unbalance, Temperature, Manual operating mechanism with mechanical closing, without Spring charging motor, Ready-to-close signal. switch, Auxiliary switches 2NO+2NC, without Closing coil (CC), manual operating mechanism with mechanical closing, without Remote trip alarm reset coil (RR), without 2nd shunt trip, without 1st Shunt trip | 104700 | 1 | Z\ | 1
3WA1110-3FE21-0AA0 |  | fixed-mounted circuit breaker, IEC 60947-2, size 1, 4-pole, N pole on right, In=1000 A up to 690 V AC 50/60 Hz, breaking capacity S Icu=66/50 kA at 500/690 V, tripping unit ETU600 LSI upgradeable, color display, Bluetooth, USB interface, basic protection LT, ST, INST, including protection of the N conductor (internal neutral point sensor available), trip alarm switch (1 x CO), connection at rear vertical, with internal voltage tap on lower stab of circuit breaker, with voltage tap module VTM680 and power supply of ETU600, able to communication, integrated metering type PMF-2 Basic Power Monitoring, Voltage, Energy, Power, Power factor, Frequency, Unbalance, Temperature, Manual operating mechanism with mechanical closing, without Spring charging motor, Ready-to-close signal. switch, Auxiliary switches 2NO+2NC, without Closing coil (CC), manual operating mechanism with mechanical closing, without Remote trip alarm reset coil (RR), without 2nd shunt trip, without 1st Shunt trip | 99900 | 1 | Z\ | 1
3WA1110-3FE22-0AA0 |  | fixed-mounted circuit breaker, IEC 60947-2, size 1, 4-pole, N pole on right, In=1000 A up to 690 V AC 50/60 Hz, breaking capacity S Icu=66/50 kA at 500/690 V, tripping unit ETU600 LSI upgradeable, color display, Bluetooth, USB interface, basic protection LT, ST, INST, including protection of the N conductor (internal neutral point sensor available), trip alarm switch (1 x CO), connection at rear horizontal with internal voltage tap on lower stab of circuit breaker, with voltage tap module VTM680 and power supply of ETU600, able to communication, integrated metering type PMF-2 Basic Power Monitoring, Voltage, Energy, Power, Power factor, Frequency, Unbalance, Temperature, Manual operating mechanism with mechanical closing, without Spring charging motor, Ready-to-close signal. switch, Auxiliary switches 2NO+2NC, without Closing coil (CC), manual operating mechanism with mechanical closing, without Remote trip alarm reset coil (RR), without 2nd shunt trip, without 1st Shunt trip | 97500 | 1 | Z\ | 1
3WA1110-3FE23-0AA0 |  | fixed-mounted circuit breaker, IEC 60947-2, size 1, 4-pole, N pole on right, In=1000 A up to 690 V AC 50/60 Hz, breaking capacity S Icu=66/50 kA at 500/690 V, tripping unit ETU600 LSI upgradeable, color display, Bluetooth, USB interface, basic protection LT, ST, INST, including protection of the N conductor (internal neutral point sensor available), trip alarm switch (1 x CO), front connection double hole, with internal voltage tap on lower stab of circuit breaker, with voltage tap module VTM680 and power supply of ETU600, able to communication, integrated metering type PMF-2 Basic Power Monitoring, Voltage, Energy, Power, Power factor, Frequency, Unbalance, Temperature, Manual operating mechanism with mechanical closing, without Spring charging motor, Ready-to-close signal. switch, Auxiliary switches 2NO+2NC, without Closing coil (CC), manual operating mechanism with mechanical closing, without Remote trip alarm reset coil (RR), without 2nd shunt trip, without 1st Shunt trip | 104700 | 1 | Z\ | 1
3WA1110-3FE31-0AA0 |  | Withdrawable circuit breaker with guide frame, IEC 60947-2, frame size 1, 3-poles, In=1000A up to 690V AC 50/60Hz, breaking capacity S Icu=66/50kA at 500/690V, Trip unit ETU600 LSI upgrade ready , colordisplay, bluetooth and USB interface, Protection LT, ST, INST, N-protection required an external N-sensor, incl. trip alarm switch (1xCO), rear connection vertical, guide frame with shutter and w/o position signalling switch, with internal voltage tap on lower stab of circuit breaker, with voltage tap module VTM680 and power supply of ETU600, able to communication, integrated metering type PMF-2 Basic Power Monitoring, Voltage, Energy, Power, Power factor, Frequency, Unbalance, Temperature, Manual operating mechanism with mechanical closing, without Spring charging motor, Ready-to-close signal. switch, Auxiliary switches 2NO+2NC, without Closing coil (CC), manual operating mechanism with mechanical closing, without Remote trip alarm reset coil (RR), without 2nd shunt trip, without 1st Shunt trip | 100800 | 1 | Z\ | 1
3WA1110-3FE32-0AA0 |  | Withdrawable circuit breaker with guide frame, IEC 60947-2, frame size 1, 3-poles, In=1000A up to 690V AC 50/60Hz, breaking capacity S Icu=66/50kA at 500/690V, Trip unit ETU600 LSI upgrade ready , colordisplay, bluetooth and USB interface, Protection LT, ST, INST, N-protection required an external N-sensor, incl. trip alarm switch (1xCO), rear connection horizontal, guide frame with shutter and w/o position signalling switch, with internal voltage tap on lower stab of circuit breaker, with voltage tap module VTM680 and power supply of ETU600, able to communication, integrated metering type PMF-2 Basic Power Monitoring, Voltage, Energy, Power, Power factor, Frequency, Unbalance, Temperature, Manual operating mechanism with mechanical closing, without Spring charging motor, Ready-to-close signal. switch, Auxiliary switches 2NO+2NC, without Closing coil (CC), manual operating mechanism with mechanical closing, without Remote trip alarm reset coil (RR), without 2nd shunt trip, without 1st Shunt trip | 99000 | 1 | Z\ | 1
3WA1110-3FE33-0AA0 |  | Withdrawable circuit breaker with guide frame, IEC 60947-2, frame size 1, 3-poles, In=1000A up to 690V AC 50/60Hz, breaking capacity S Icu=66/50kA at 500/690V, Trip unit ETU600 LSI upgrade ready , colordisplay, bluetooth and USB interface, Protection LT, ST, INST, N-protection required an external N-sensor, incl. trip alarm switch (1xCO), front connection double hole, guide frame with shutter and w/o position signalling switch, with internal voltage tap on lower stab of circuit breaker, with voltage tap module VTM680 and power supply of ETU600, able to communication, integrated metering type PMF-2 Basic Power Monitoring, Voltage, Energy, Power, Power factor, Frequency, Unbalance, Temperature, Manual operating mechanism with mechanical closing, without Spring charging motor, Ready-to-close signal. switch, Auxiliary switches 2NO+2NC, without Closing coil (CC), manual operating mechanism with mechanical closing, without Remote trip alarm reset coil (RR), without 2nd shunt trip, without 1st Shunt trip | 104400 | 1 | Z\ | 1
3WA1110-3FE34-0AA0 |  | Withdrawable circuit breaker with guide frame, IEC 60947-2, frame size 1, 3-poles, In=1000A up to 690V AC 50/60Hz, breaking capacity S Icu=66/50kA at 500/690V, Trip unit ETU600 LSI upgrade ready , colordisplay, bluetooth and USB interface, Protection LT, ST, INST, N-protection required an external N-sensor, incl. trip alarm switch (1xCO), rear connection flange, guide frame with shutter and w/o position signalling switch, with internal voltage tap on lower stab of circuit breaker, with voltage tap module VTM680 and power supply of ETU600, able to communication, integrated metering type PMF-2 Basic Power Monitoring, Voltage, Energy, Power, Power factor, Frequency, Unbalance, Temperature, Manual operating mechanism with mechanical closing, without Spring charging motor, Ready-to-close signal. switch, Auxiliary switches 2NO+2NC, without Closing coil (CC), manual operating mechanism with mechanical closing, without Remote trip alarm reset coil (RR), without 2nd shunt trip, without 1st Shunt trip | 99000 | 1 | Z\ | 1
3WA1110-3FE41-0AA0 |  | Withdrawable circuit breaker with guide frame, IEC 60947-2, frame size 1, 4-poles, N-pole left, In=1000A up to 690V AC 50/60Hz, breaking capacity S Icu=66/50kA at 500/690V, Trip unit ETU600 LSI upgrade ready , colordisplay, bluetooth and USB interface, Protection LT, ST, INST, include N-protection, (internal N-sensor available), incl. trip alarm switch (1xCO), rear connection vertical, guide frame with shutter and w/o position signalling switch, with internal voltage tap on lower stab of circuit breaker, with voltage tap module VTM680 and power supply of ETU600, able to communication, integrated metering type PMF-2 Basic Power Monitoring, Voltage, Energy, Power, Power factor, Frequency, Unbalance, Temperature, Manual operating mechanism with mechanical closing, without Spring charging motor, Ready-to-close signal. switch, Auxiliary switches 2NO+2NC, without Closing coil (CC), manual operating mechanism with mechanical closing, without Remote trip alarm reset coil (RR), without 2nd shunt trip, without 1st Shunt trip | 127700 | 1 | Z\ | 1
3WA1110-3FE42-0AA0 |  | Withdrawable circuit breaker with guide frame, IEC 60947-2, frame size 1, 4-poles, N-pole left, In=1000A up to 690V AC 50/60Hz, breaking capacity S Icu=66/50kA at 500/690V, Trip unit ETU600 LSI upgrade ready , colordisplay, bluetooth and USB interface, Protection LT, ST, INST, include N-protection, (internal N-sensor available), incl. trip alarm switch (1xCO), rear connection horizontal, guide frame with shutter and w/o position signalling switch, with internal voltage tap on lower stab of circuit breaker, with voltage tap module VTM680 and power supply of ETU600, able to communication, integrated metering type PMF-2 Basic Power Monitoring, Voltage, Energy, Power, Power factor, Frequency, Unbalance, Temperature, Manual operating mechanism with mechanical closing, without Spring charging motor, Ready-to-close signal. switch, Auxiliary switches 2NO+2NC, without Closing coil (CC), manual operating mechanism with mechanical closing, without Remote trip alarm reset coil (RR), without 2nd shunt trip, without 1st Shunt trip | 124700 | 1 | Z\ | 1
3WA1110-3FE43-0AA0 |  | Withdrawable circuit breaker with guide frame, IEC 60947-2, frame size 1, 4-poles, N-pole left, In=1000A up to 690V AC 50/60Hz, breaking capacity S Icu=66/50kA at 500/690V, Trip unit ETU600 LSI upgrade ready , colordisplay, bluetooth and USB interface, Protection LT, ST, INST, include N-protection, (internal N-sensor available), incl. trip alarm switch (1xCO), front connection double hole, guide frame with shutter and w/o position signalling switch, with internal voltage tap on lower stab of circuit breaker, with voltage tap module VTM680 and power supply of ETU600, able to communication, integrated metering type PMF-2 Basic Power Monitoring, Voltage, Energy, Power, Power factor, Frequency, Unbalance, Temperature, Manual operating mechanism with mechanical closing, without Spring charging motor, Ready-to-close signal. switch, Auxiliary switches 2NO+2NC, without Closing coil (CC), manual operating mechanism with mechanical closing, without Remote trip alarm reset coil (RR), without 2nd shunt trip, without 1st Shunt trip | 132700 | 1 | Z\ | 1
3WA1110-3FE44-0AA0 |  | Withdrawable circuit breaker with guide frame, IEC 60947-2, frame size 1, 4-poles, N-pole left, In=1000A up to 690V AC 50/60Hz, breaking capacity S Icu=66/50kA at 500/690V, Trip unit ETU600 LSI upgrade ready , colordisplay, bluetooth and USB interface, Protection LT, ST, INST, include N-protection, (internal N-sensor available), incl. trip alarm switch (1xCO), rear connection flange, guide frame with shutter and w/o position signalling switch, with internal voltage tap on lower stab of circuit breaker, with voltage tap module VTM680 and power supply of ETU600, able to communication, integrated metering type PMF-2 Basic Power Monitoring, Voltage, Energy, Power, Power factor, Frequency, Unbalance, Temperature, Manual operating mechanism with mechanical closing, without Spring charging motor, Ready-to-close signal. switch, Auxiliary switches 2NO+2NC, without Closing coil (CC), manual operating mechanism with mechanical closing, without Remote trip alarm reset coil (RR), without 2nd shunt trip, without 1st Shunt trip | 124700 | 1 | Z\ | 1
3WA1110-3FF01-0AA0 |  | Fixed-mounted circuit breaker IEC 60947-2, frame size 1, 3-poles, In=1000A up to 690V AC 50/60Hz, breaking capacity S Icu=66/50kA at 500/690V, Trip unit ETU600 LSIG upgrade ready , colordisplay, bluetooth and USB interface, Protection LT, ST, INST, GFx, N-protection required an external N-sensor, incl. trip alarm switch (1xCO), rear connection vertical, with internal voltage tap on lower stab of circuit breaker, with voltage tap module VTM680 and power supply of ETU600, able to communication, integrated metering type PMF-2 Basic Power Monitoring, Voltage, Energy, Power, Power factor, Frequency, Unbalance, Temperature, Manual operating mechanism with mechanical closing, without Spring charging motor, Ready-to-close signal. switch, Auxiliary switches 2NO+2NC, without Closing coil (CC), manual operating mechanism with mechanical closing, without Remote trip alarm reset coil (RR), without 2nd shunt trip, without 1st Shunt trip | 90600 | 1 | Z\ | 1
3WA1110-3FF02-0AA0 |  | Fixed-mounted circuit breaker IEC 60947-2, frame size 1, 3-poles, In=1000A up to 690V AC 50/60Hz, breaking capacity S Icu=66/50kA at 500/690V, Trip unit ETU600 LSIG upgrade ready , colordisplay, bluetooth and USB interface, Protection LT, ST, INST, GFx, N-protection required an external N-sensor, incl. trip alarm switch (1xCO), rear connection horizontal, with internal voltage tap on lower stab of circuit breaker, with voltage tap module VTM680 and power supply of ETU600, able to communication, integrated metering type PMF-2 Basic Power Monitoring, Voltage, Energy, Power, Power factor, Frequency, Unbalance, Temperature, Manual operating mechanism with mechanical closing, without Spring charging motor, Ready-to-close signal. switch, Auxiliary switches 2NO+2NC, without Closing coil (CC), manual operating mechanism with mechanical closing, without Remote trip alarm reset coil (RR), without 2nd shunt trip, without 1st Shunt trip | 88800 | 1 | Z\ | 1
3WA1110-3FF03-0AA0 |  | Fixed-mounted circuit breaker IEC 60947-2, frame size 1, 3-poles, In=1000A up to 690V AC 50/60Hz, breaking capacity S Icu=66/50kA at 500/690V, Trip unit ETU600 LSIG upgrade ready , colordisplay, bluetooth and USB interface, Protection LT, ST, INST, GFx, N-protection required an external N-sensor, incl. trip alarm switch (1xCO), front connection double hole, with internal voltage tap on lower stab of circuit breaker, with voltage tap module VTM680 and power supply of ETU600, able to communication, integrated metering type PMF-2 Basic Power Monitoring, Voltage, Energy, Power, Power factor, Frequency, Unbalance, Temperature, Manual operating mechanism with mechanical closing, without Spring charging motor, Ready-to-close signal. switch, Auxiliary switches 2NO+2NC, without Closing coil (CC), manual operating mechanism with mechanical closing, without Remote trip alarm reset coil (RR), without 2nd shunt trip, without 1st Shunt trip | 94200 | 1 | Z\ | 1
3WA1110-3FF11-0AA0 |  | Fixed-mounted circuit breaker IEC 60947-2, frame size 1, 4-poles, N-pole left, In=1000A up to 690V AC 50/60Hz, breaking capacity S Icu=66/50kA at 500/690V, Trip unit ETU600 LSIG upgrade ready , colordisplay, bluetooth and USB interface, Protection LT, ST, INST, GFx, include N-protection, (internal N-sensor available), incl. trip alarm switch (1xCO), rear connection vertical, with internal voltage tap on lower stab of circuit breaker, with voltage tap module VTM680 and power supply of ETU600, able to communication, integrated metering type PMF-2 Basic Power Monitoring, Voltage, Energy, Power, Power factor, Frequency, Unbalance, Temperature, Manual operating mechanism with mechanical closing, without Spring charging motor, Ready-to-close signal. switch, Auxiliary switches 2NO+2NC, without Closing coil (CC), manual operating mechanism with mechanical closing, without Remote trip alarm reset coil (RR), without 2nd shunt trip, without 1st Shunt trip | 110500 | 1 | Z\ | 1
3WA1110-3FF12-0AA0 |  | Fixed-mounted circuit breaker IEC 60947-2, frame size 1, 4-poles, N-pole left, In=1000A up to 690V AC 50/60Hz, breaking capacity S Icu=66/50kA at 500/690V, Trip unit ETU600 LSIG upgrade ready , colordisplay, bluetooth and USB interface, Protection LT, ST, INST, GFx, include N-protection, (internal N-sensor available), incl. trip alarm switch (1xCO), rear connection horizontal, with internal voltage tap on lower stab of circuit breaker, with voltage tap module VTM680 and power supply of ETU600, able to communication, integrated metering type PMF-2 Basic Power Monitoring, Voltage, Energy, Power, Power factor, Frequency, Unbalance, Temperature, Manual operating mechanism with mechanical closing, without Spring charging motor, Ready-to-close signal. switch, Auxiliary switches 2NO+2NC, without Closing coil (CC), manual operating mechanism with mechanical closing, without Remote trip alarm reset coil (RR), without 2nd shunt trip, without 1st Shunt trip | 108100 | 1 | Z\ | 1
3WA1110-3FF13-0AA0 |  | Fixed-mounted circuit breaker IEC 60947-2, frame size 1, 4-poles, N-pole left, In=1000A up to 690V AC 50/60Hz, breaking capacity S Icu=66/50kA at 500/690V, Trip unit ETU600 LSIG upgrade ready , colordisplay, bluetooth and USB interface, Protection LT, ST, INST, GFx, include N-protection, (internal N-sensor available), incl. trip alarm switch (1xCO), front connection double hole, with internal voltage tap on lower stab of circuit breaker, with voltage tap module VTM680 and power supply of ETU600, able to communication, integrated metering type PMF-2 Basic Power Monitoring, Voltage, Energy, Power, Power factor, Frequency, Unbalance, Temperature, Manual operating mechanism with mechanical closing, without Spring charging motor, Ready-to-close signal. switch, Auxiliary switches 2NO+2NC, without Closing coil (CC), manual operating mechanism with mechanical closing, without Remote trip alarm reset coil (RR), without 2nd shunt trip, without 1st Shunt trip | 115300 | 1 | Z\ | 1
3WA1110-3FF21-0AA0 |  | fixed-mounted circuit breaker, IEC 60947-2, size 1, 4-pole, N pole on right, In=1000 A up to 690 V AC 50/60 Hz, breaking capacity S Icu=66/50 kA at 500/690 V, tripping unit ETU600 LSIG upgradeable, color display, Bluetooth, USB interface, basic protection LT, ST, INST, GFx, including protection of the N conductor (internal neutral point sensor available), trip alarm switch (1 x CO), connection at rear vertical, with internal voltage tap on lower stab of circuit breaker, with voltage tap module VTM680 and power supply of ETU600, able to communication, integrated metering type PMF-2 Basic Power Monitoring, Voltage, Energy, Power, Power factor, Frequency, Unbalance, Temperature, Manual operating mechanism with mechanical closing, without Spring charging motor, Ready-to-close signal. switch, Auxiliary switches 2NO+2NC, without Closing coil (CC), manual operating mechanism with mechanical closing, without Remote trip alarm reset coil (RR), without 2nd shunt trip, without 1st Shunt trip | 110500 | 1 | Z\ | 1
3WA1110-3FF22-0AA0 |  | fixed-mounted circuit breaker, IEC 60947-2, size 1, 4-pole, N pole on right, In=1000 A up to 690 V AC 50/60 Hz, breaking capacity S Icu=66/50 kA at 500/690 V, tripping unit ETU600 LSIG upgradeable, color display, Bluetooth, USB interface, basic protection LT, ST, INST, GFx, including protection of the N conductor (internal neutral point sensor available), trip alarm switch (1 x CO), connection at rear horizontal with internal voltage tap on lower stab of circuit breaker, with voltage tap module VTM680 and power supply of ETU600, able to communication, integrated metering type PMF-2 Basic Power Monitoring, Voltage, Energy, Power, Power factor, Frequency, Unbalance, Temperature, Manual operating mechanism with mechanical closing, without Spring charging motor, Ready-to-close signal. switch, Auxiliary switches 2NO+2NC, without Closing coil (CC), manual operating mechanism with mechanical closing, without Remote trip alarm reset coil (RR), without 2nd shunt trip, without 1st Shunt trip | 108100 | 1 | Z\ | 1
3WA1110-3FF23-0AA0 |  | fixed-mounted circuit breaker, IEC 60947-2, size 1, 4-pole, N pole on right, In=1000 A up to 690 V AC 50/60 Hz, breaking capacity S Icu=66/50 kA at 500/690 V, tripping unit ETU600 LSIG upgradeable, color display, Bluetooth, USB interface, basic protection LT, ST, INST, GFx, including protection of the N conductor (internal neutral point sensor available), trip alarm switch (1 x CO), front connection double hole, with internal voltage tap on lower stab of circuit breaker, with voltage tap module VTM680 and power supply of ETU600, able to communication, integrated metering type PMF-2 Basic Power Monitoring, Voltage, Energy, Power, Power factor, Frequency, Unbalance, Temperature, Manual operating mechanism with mechanical closing, without Spring charging motor, Ready-to-close signal. switch, Auxiliary switches 2NO+2NC, without Closing coil (CC), manual operating mechanism with mechanical closing, without Remote trip alarm reset coil (RR), without 2nd shunt trip, without 1st Shunt trip | 115300 | 1 | Z\ | 1
3WA1110-3FF31-0AA0 |  | Withdrawable circuit breaker with guide frame, IEC 60947-2, frame size 1, 3-poles, In=1000A up to 690V AC 50/60Hz, breaking capacity S Icu=66/50kA at 500/690V, Trip unit ETU600 LSIG upgrade ready , colordisplay, bluetooth and USB interface, Protection LT, ST, INST, GFx, N-protection required an external N-sensor, incl. trip alarm switch (1xCO), rear connection vertical, guide frame with shutter and w/o position signalling switch, with internal voltage tap on lower stab of circuit breaker, with voltage tap module VTM680 and power supply of ETU600, able to communication, integrated metering type PMF-2 Basic Power Monitoring, Voltage, Energy, Power, Power factor, Frequency, Unbalance, Temperature, Manual operating mechanism with mechanical closing, without Spring charging motor, Ready-to-close signal. switch, Auxiliary switches 2NO+2NC, without Closing coil (CC), manual operating mechanism with mechanical closing, without Remote trip alarm reset coil (RR), without 2nd shunt trip, without 1st Shunt trip | 111400 | 1 | Z\ | 1
3WA1110-3FF32-0AA0 |  | Withdrawable circuit breaker with guide frame, IEC 60947-2, frame size 1, 3-poles, In=1000A up to 690V AC 50/60Hz, breaking capacity S Icu=66/50kA at 500/690V, Trip unit ETU600 LSIG upgrade ready , colordisplay, bluetooth and USB interface, Protection LT, ST, INST, GFx, N-protection required an external N-sensor, incl. trip alarm switch (1xCO), rear connection horizontal, guide frame with shutter and w/o position signalling switch, with internal voltage tap on lower stab of circuit breaker, with voltage tap module VTM680 and power supply of ETU600, able to communication, integrated metering type PMF-2 Basic Power Monitoring, Voltage, Energy, Power, Power factor, Frequency, Unbalance, Temperature, Manual operating mechanism with mechanical closing, without Spring charging motor, Ready-to-close signal. switch, Auxiliary switches 2NO+2NC, without Closing coil (CC), manual operating mechanism with mechanical closing, without Remote trip alarm reset coil (RR), without 2nd shunt trip, without 1st Shunt trip | 109600 | 1 | Z\ | 1
3WA1110-3FF33-0AA0 |  | Withdrawable circuit breaker with guide frame, IEC 60947-2, frame size 1, 3-poles, In=1000A up to 690V AC 50/60Hz, breaking capacity S Icu=66/50kA at 500/690V, Trip unit ETU600 LSIG upgrade ready , colordisplay, bluetooth and USB interface, Protection LT, ST, INST, GFx, N-protection required an external N-sensor, incl. trip alarm switch (1xCO), front connection double hole, guide frame with shutter and w/o position signalling switch, with internal voltage tap on lower stab of circuit breaker, with voltage tap module VTM680 and power supply of ETU600, able to communication, integrated metering type PMF-2 Basic Power Monitoring, Voltage, Energy, Power, Power factor, Frequency, Unbalance, Temperature, Manual operating mechanism with mechanical closing, without Spring charging motor, Ready-to-close signal. switch, Auxiliary switches 2NO+2NC, without Closing coil (CC), manual operating mechanism with mechanical closing, without Remote trip alarm reset coil (RR), without 2nd shunt trip, without 1st Shunt trip | 115000 | 1 | Z\ | 1
3WA1110-3FF34-0AA0 |  | Withdrawable circuit breaker with guide frame, IEC 60947-2, frame size 1, 3-poles, In=1000A up to 690V AC 50/60Hz, breaking capacity S Icu=66/50kA at 500/690V, Trip unit ETU600 LSIG upgrade ready , colordisplay, bluetooth and USB interface, Protection LT, ST, INST, GFx, N-protection required an external N-sensor, incl. trip alarm switch (1xCO), rear connection flange, guide frame with shutter and w/o position signalling switch, with internal voltage tap on lower stab of circuit breaker, with voltage tap module VTM680 and power supply of ETU600, able to communication, integrated metering type PMF-2 Basic Power Monitoring, Voltage, Energy, Power, Power factor, Frequency, Unbalance, Temperature, Manual operating mechanism with mechanical closing, without Spring charging motor, Ready-to-close signal. switch, Auxiliary switches 2NO+2NC, without Closing coil (CC), manual operating mechanism with mechanical closing, without Remote trip alarm reset coil (RR), without 2nd shunt trip, without 1st Shunt trip | 109600 | 1 | Z\ | 1
3WA1110-3FF41-0AA0 |  | Withdrawable circuit breaker with guide frame, IEC 60947-2, frame size 1, 4-poles, N-pole left, In=1000A up to 690V AC 50/60Hz, breaking capacity S Icu=66/50kA at 500/690V, Trip unit ETU600 LSIG upgrade ready , colordisplay, bluetooth and USB interface, Protection LT, ST, INST, GFx, include N-protection, (internal N-sensor available), incl. trip alarm switch (1xCO), rear connection vertical, guide frame with shutter and w/o position signalling switch, with internal voltage tap on lower stab of circuit breaker, with voltage tap module VTM680 and power supply of ETU600, able to communication, integrated metering type PMF-2 Basic Power Monitoring, Voltage, Energy, Power, Power factor, Frequency, Unbalance, Temperature, Manual operating mechanism with mechanical closing, without Spring charging motor, Ready-to-close signal. switch, Auxiliary switches 2NO+2NC, without Closing coil (CC), manual operating mechanism with mechanical closing, without Remote trip alarm reset coil (RR), without 2nd shunt trip, without 1st Shunt trip | 137700 | 1 | Z\ | 1
3WA1110-3FF42-0AA0 |  | Withdrawable circuit breaker with guide frame, IEC 60947-2, frame size 1, 4-poles, N-pole left, In=1000A up to 690V AC 50/60Hz, breaking capacity S Icu=66/50kA at 500/690V, Trip unit ETU600 LSIG upgrade ready , colordisplay, bluetooth and USB interface, Protection LT, ST, INST, GFx, include N-protection, (internal N-sensor available), incl. trip alarm switch (1xCO), rear connection horizontal, guide frame with shutter and w/o position signalling switch, with internal voltage tap on lower stab of circuit breaker, with voltage tap module VTM680 and power supply of ETU600, able to communication, integrated metering type PMF-2 Basic Power Monitoring, Voltage, Energy, Power, Power factor, Frequency, Unbalance, Temperature, Manual operating mechanism with mechanical closing, without Spring charging motor, Ready-to-close signal. switch, Auxiliary switches 2NO+2NC, without Closing coil (CC), manual operating mechanism with mechanical closing, without Remote trip alarm reset coil (RR), without 2nd shunt trip, without 1st Shunt trip | 135700 | 1 | Z\ | 1
3WA1110-3FF43-0AA0 |  | Withdrawable circuit breaker with guide frame, IEC 60947-2, frame size 1, 4-poles, N-pole left, In=1000A up to 690V AC 50/60Hz, breaking capacity S Icu=66/50kA at 500/690V, Trip unit ETU600 LSIG upgrade ready , colordisplay, bluetooth and USB interface, Protection LT, ST, INST, GFx, include N-protection, (internal N-sensor available), incl. trip alarm switch (1xCO), front connection double hole, guide frame with shutter and w/o position signalling switch, with internal voltage tap on lower stab of circuit breaker, with voltage tap module VTM680 and power supply of ETU600, able to communication, integrated metering type PMF-2 Basic Power Monitoring, Voltage, Energy, Power, Power factor, Frequency, Unbalance, Temperature, Manual operating mechanism with mechanical closing, without Spring charging motor, Ready-to-close signal. switch, Auxiliary switches 2NO+2NC, without Closing coil (CC), manual operating mechanism with mechanical closing, without Remote trip alarm reset coil (RR), without 2nd shunt trip, without 1st Shunt trip | 142700 | 1 | Z\ | 1
3WA1110-3FF44-0AA0 |  | Withdrawable circuit breaker with guide frame, IEC 60947-2, frame size 1, 4-poles, N-pole left, In=1000A up to 690V AC 50/60Hz, breaking capacity S Icu=66/50kA at 500/690V, Trip unit ETU600 LSIG upgrade ready , colordisplay, bluetooth and USB interface, Protection LT, ST, INST, GFx, include N-protection, (internal N-sensor available), incl. trip alarm switch (1xCO), rear connection flange, guide frame with shutter and w/o position signalling switch, with internal voltage tap on lower stab of circuit breaker, with voltage tap module VTM680 and power supply of ETU600, able to communication, integrated metering type PMF-2 Basic Power Monitoring, Voltage, Energy, Power, Power factor, Frequency, Unbalance, Temperature, Manual operating mechanism with mechanical closing, without Spring charging motor, Ready-to-close signal. switch, Auxiliary switches 2NO+2NC, without Closing coil (CC), manual operating mechanism with mechanical closing, without Remote trip alarm reset coil (RR), without 2nd shunt trip, without 1st Shunt trip | 135700 | 1 | Z\ | 1
3WA1110-3GE01-0AA0 |  | Fixed-mounted circuit breaker IEC 60947-2, frame size 1, 3-poles, In=1000A up to 690V AC 50/60Hz, breaking capacity S Icu=66/50kA at 500/690V, Trip unit ETU600 LSI upgrade ready , colordisplay, bluetooth and USB interface, Protection LT, ST, INST, N-protection required an external N-sensor, incl. trip alarm switch (1xCO), rear connection vertical, with internal voltage tap on lower stab of circuit breaker, with voltage tap module VTM680 and power supply of ETU600, able to communication, integrated metering type PMF-3 Advanced Power Monitor., Voltage, Energy, Power, Power factor, Frequency, Unbalance, Temperature, Power quality, Manual operating mechanism with mechanical closing, without Spring charging motor, Ready-to-close signal. switch, Auxiliary switches 2NO+2NC, without Closing coil (CC), manual operating mechanism with mechanical closing, without Remote trip alarm reset coil (RR), without 2nd shunt trip, without 1st Shunt trip | 86300 | 1 | Z\ | 1
3WA1110-3GE02-0AA0 |  | Fixed-mounted circuit breaker IEC 60947-2, frame size 1, 3-poles, In=1000A up to 690V AC 50/60Hz, breaking capacity S Icu=66/50kA at 500/690V, Trip unit ETU600 LSI upgrade ready , colordisplay, bluetooth and USB interface, Protection LT, ST, INST, N-protection required an external N-sensor, incl. trip alarm switch (1xCO), rear connection horizontal, with internal voltage tap on lower stab of circuit breaker, with voltage tap module VTM680 and power supply of ETU600, able to communication, integrated metering type PMF-3 Advanced Power Monitor., Voltage, Energy, Power, Power factor, Frequency, Unbalance, Temperature, Power quality, Manual operating mechanism with mechanical closing, without Spring charging motor, Ready-to-close signal. switch, Auxiliary switches 2NO+2NC, without Closing coil (CC), manual operating mechanism with mechanical closing, without Remote trip alarm reset coil (RR), without 2nd shunt trip, without 1st Shunt trip | 84500 | 1 | Z\ | 1
3WA1110-3GE03-0AA0 |  | Fixed-mounted circuit breaker IEC 60947-2, frame size 1, 3-poles, In=1000A up to 690V AC 50/60Hz, breaking capacity S Icu=66/50kA at 500/690V, Trip unit ETU600 LSI upgrade ready , colordisplay, bluetooth and USB interface, Protection LT, ST, INST, N-protection required an external N-sensor, incl. trip alarm switch (1xCO), front connection double hole, with internal voltage tap on lower stab of circuit breaker, with voltage tap module VTM680 and power supply of ETU600, able to communication, integrated metering type PMF-3 Advanced Power Monitor., Voltage, Energy, Power, Power factor, Frequency, Unbalance, Temperature, Power quality, Manual operating mechanism with mechanical closing, without Spring charging motor, Ready-to-close signal. switch, Auxiliary switches 2NO+2NC, without Closing coil (CC), manual operating mechanism with mechanical closing, without Remote trip alarm reset coil (RR), without 2nd shunt trip, without 1st Shunt trip | 90000 | 1 | Z\ | 1
3WA1110-3GE11-0AA0 |  | Fixed-mounted circuit breaker IEC 60947-2, frame size 1, 4-poles, N-pole left, In=1000A up to 690V AC 50/60Hz, breaking capacity S Icu=66/50kA at 500/690V, Trip unit ETU600 LSI upgrade ready , colordisplay, bluetooth and USB interface, Protection LT, ST, INST, include N-protection, (internal N-sensor available), incl. trip alarm switch (1xCO), rear connection vertical, with internal voltage tap on lower stab of circuit breaker, with voltage tap module VTM680 and power supply of ETU600, able to communication, integrated metering type PMF-3 Advanced Power Monitor., Voltage, Energy, Power, Power factor, Frequency, Unbalance, Temperature, Power quality, Manual operating mechanism with mechanical closing, without Spring charging motor, Ready-to-close signal. switch, Auxiliary switches 2NO+2NC, without Closing coil (CC), manual operating mechanism with mechanical closing, without Remote trip alarm reset coil (RR), without 2nd shunt trip, without 1st Shunt trip | 106300 | 1 | Z\ | 1
3WA1110-3GE12-0AA0 |  | Fixed-mounted circuit breaker IEC 60947-2, frame size 1, 4-poles, N-pole left, In=1000A up to 690V AC 50/60Hz, breaking capacity S Icu=66/50kA at 500/690V, Trip unit ETU600 LSI upgrade ready , colordisplay, bluetooth and USB interface, Protection LT, ST, INST, include N-protection, (internal N-sensor available), incl. trip alarm switch (1xCO), rear connection horizontal, with internal voltage tap on lower stab of circuit breaker, with voltage tap module VTM680 and power supply of ETU600, able to communication, integrated metering type PMF-3 Advanced Power Monitor., Voltage, Energy, Power, Power factor, Frequency, Unbalance, Temperature, Power quality, Manual operating mechanism with mechanical closing, without Spring charging motor, Ready-to-close signal. switch, Auxiliary switches 2NO+2NC, without Closing coil (CC), manual operating mechanism with mechanical closing, without Remote trip alarm reset coil (RR), without 2nd shunt trip, without 1st Shunt trip | 103900 | 1 | Z\ | 1
3WA1110-3GE13-0AA0 |  | Fixed-mounted circuit breaker IEC 60947-2, frame size 1, 4-poles, N-pole left, In=1000A up to 690V AC 50/60Hz, breaking capacity S Icu=66/50kA at 500/690V, Trip unit ETU600 LSI upgrade ready , colordisplay, bluetooth and USB interface, Protection LT, ST, INST, include N-protection, (internal N-sensor available), incl. trip alarm switch (1xCO), front connection double hole, with internal voltage tap on lower stab of circuit breaker, with voltage tap module VTM680 and power supply of ETU600, able to communication, integrated metering type PMF-3 Advanced Power Monitor., Voltage, Energy, Power, Power factor, Frequency, Unbalance, Temperature, Power quality, Manual operating mechanism with mechanical closing, without Spring charging motor, Ready-to-close signal. switch, Auxiliary switches 2NO+2NC, without Closing coil (CC), manual operating mechanism with mechanical closing, without Remote trip alarm reset coil (RR), without 2nd shunt trip, without 1st Shunt trip | 111100 | 1 | Z\ | 1
3WA1110-3GE21-0AA0 |  | fixed-mounted circuit breaker, IEC 60947-2, size 1, 4-pole, N pole on right, In=1000 A up to 690 V AC 50/60 Hz, breaking capacity S Icu=66/50 kA at 500/690 V, tripping unit ETU600 LSI upgradeable, color display, Bluetooth, USB interface, basic protection LT, ST, INST, including protection of the N conductor (internal neutral point sensor available), trip alarm switch (1 x CO), connection at rear vertical, with internal voltage tap on lower stab of circuit breaker, with voltage tap module VTM680 and power supply of ETU600, able to communication, integrated metering type PMF-3 Advanced Power Monitor., Voltage, Energy, Power, Power factor, Frequency, Unbalance, Temperature, Power quality, Manual operating mechanism with mechanical closing, without Spring charging motor, Ready-to-close signal. switch, Auxiliary switches 2NO+2NC, without Closing coil (CC), manual operating mechanism with mechanical closing, without Remote trip alarm reset coil (RR), without 2nd shunt trip, without 1st Shunt trip | 106300 | 1 | Z\ | 1
3WA1110-3GE22-0AA0 |  | fixed-mounted circuit breaker, IEC 60947-2, size 1, 4-pole, N pole on right, In=1000 A up to 690 V AC 50/60 Hz, breaking capacity S Icu=66/50 kA at 500/690 V, tripping unit ETU600 LSI upgradeable, color display, Bluetooth, USB interface, basic protection LT, ST, INST, including protection of the N conductor (internal neutral point sensor available), trip alarm switch (1 x CO), connection at rear horizontal with internal voltage tap on lower stab of circuit breaker, with voltage tap module VTM680 and power supply of ETU600, able to communication, integrated metering type PMF-3 Advanced Power Monitor., Voltage, Energy, Power, Power factor, Frequency, Unbalance, Temperature, Power quality, Manual operating mechanism with mechanical closing, without Spring charging motor, Ready-to-close signal. switch, Auxiliary switches 2NO+2NC, without Closing coil (CC), manual operating mechanism with mechanical closing, without Remote trip alarm reset coil (RR), without 2nd shunt trip, without 1st Shunt trip | 103900 | 1 | Z\ | 1
3WA1110-3GE23-0AA0 |  | fixed-mounted circuit breaker, IEC 60947-2, size 1, 4-pole, N pole on right, In=1000 A up to 690 V AC 50/60 Hz, breaking capacity S Icu=66/50 kA at 500/690 V, tripping unit ETU600 LSI upgradeable, color display, Bluetooth, USB interface, basic protection LT, ST, INST, including protection of the N conductor (internal neutral point sensor available), trip alarm switch (1 x CO), front connection double hole, with internal voltage tap on lower stab of circuit breaker, with voltage tap module VTM680 and power supply of ETU600, able to communication, integrated metering type PMF-3 Advanced Power Monitor., Voltage, Energy, Power, Power factor, Frequency, Unbalance, Temperature, Power quality, Manual operating mechanism with mechanical closing, without Spring charging motor, Ready-to-close signal. switch, Auxiliary switches 2NO+2NC, without Closing coil (CC), manual operating mechanism with mechanical closing, without Remote trip alarm reset coil (RR), without 2nd shunt trip, without 1st Shunt trip | 111100 | 1 | Z\ | 1
3WA1110-3GE31-0AA0 |  | Withdrawable circuit breaker with guide frame, IEC 60947-2, frame size 1, 3-poles, In=1000A up to 690V AC 50/60Hz, breaking capacity S Icu=66/50kA at 500/690V, Trip unit ETU600 LSI upgrade ready , colordisplay, bluetooth and USB interface, Protection LT, ST, INST, N-protection required an external N-sensor, incl. trip alarm switch (1xCO), rear connection vertical, guide frame with shutter and w/o position signalling switch, with internal voltage tap on lower stab of circuit breaker, with voltage tap module VTM680 and power supply of ETU600, able to communication, integrated metering type PMF-3 Advanced Power Monitor., Voltage, Energy, Power, Power factor, Frequency, Unbalance, Temperature, Power quality, Manual operating mechanism with mechanical closing, without Spring charging motor, Ready-to-close signal. switch, Auxiliary switches 2NO+2NC, without Closing coil (CC), manual operating mechanism with mechanical closing, without Remote trip alarm reset coil (RR), without 2nd shunt trip, without 1st Shunt trip | 107200 | 1 | Z\ | 1
3WA1110-3GE32-0AA0 |  | Withdrawable circuit breaker with guide frame, IEC 60947-2, frame size 1, 3-poles, In=1000A up to 690V AC 50/60Hz, breaking capacity S Icu=66/50kA at 500/690V, Trip unit ETU600 LSI upgrade ready , colordisplay, bluetooth and USB interface, Protection LT, ST, INST, N-protection required an external N-sensor, incl. trip alarm switch (1xCO), rear connection horizontal, guide frame with shutter and w/o position signalling switch, with internal voltage tap on lower stab of circuit breaker, with voltage tap module VTM680 and power supply of ETU600, able to communication, integrated metering type PMF-3 Advanced Power Monitor., Voltage, Energy, Power, Power factor, Frequency, Unbalance, Temperature, Power quality, Manual operating mechanism with mechanical closing, without Spring charging motor, Ready-to-close signal. switch, Auxiliary switches 2NO+2NC, without Closing coil (CC), manual operating mechanism with mechanical closing, without Remote trip alarm reset coil (RR), without 2nd shunt trip, without 1st Shunt trip | 105400 | 1 | Z\ | 1
3WA1110-3GE33-0AA0 |  | Withdrawable circuit breaker with guide frame, IEC 60947-2, frame size 1, 3-poles, In=1000A up to 690V AC 50/60Hz, breaking capacity S Icu=66/50kA at 500/690V, Trip unit ETU600 LSI upgrade ready , colordisplay, bluetooth and USB interface, Protection LT, ST, INST, N-protection required an external N-sensor, incl. trip alarm switch (1xCO), front connection double hole, guide frame with shutter and w/o position signalling switch, with internal voltage tap on lower stab of circuit breaker, with voltage tap module VTM680 and power supply of ETU600, able to communication, integrated metering type PMF-3 Advanced Power Monitor., Voltage, Energy, Power, Power factor, Frequency, Unbalance, Temperature, Power quality, Manual operating mechanism with mechanical closing, without Spring charging motor, Ready-to-close signal. switch, Auxiliary switches 2NO+2NC, without Closing coil (CC), manual operating mechanism with mechanical closing, without Remote trip alarm reset coil (RR), without 2nd shunt trip, without 1st Shunt trip | 110800 | 1 | Z\ | 1
3WA1110-3GE34-0AA0 |  | Withdrawable circuit breaker with guide frame, IEC 60947-2, frame size 1, 3-poles, In=1000A up to 690V AC 50/60Hz, breaking capacity S Icu=66/50kA at 500/690V, Trip unit ETU600 LSI upgrade ready , colordisplay, bluetooth and USB interface, Protection LT, ST, INST, N-protection required an external N-sensor, incl. trip alarm switch (1xCO), rear connection flange, guide frame with shutter and w/o position signalling switch, with internal voltage tap on lower stab of circuit breaker, with voltage tap module VTM680 and power supply of ETU600, able to communication, integrated metering type PMF-3 Advanced Power Monitor., Voltage, Energy, Power, Power factor, Frequency, Unbalance, Temperature, Power quality, Manual operating mechanism with mechanical closing, without Spring charging motor, Ready-to-close signal. switch, Auxiliary switches 2NO+2NC, without Closing coil (CC), manual operating mechanism with mechanical closing, without Remote trip alarm reset coil (RR), without 2nd shunt trip, without 1st Shunt trip | 105400 | 1 | Z\ | 1
3WA1110-3GE41-0AA0 |  | Withdrawable circuit breaker with guide frame, IEC 60947-2, frame size 1, 4-poles, N-pole left, In=1000A up to 690V AC 50/60Hz, breaking capacity S Icu=66/50kA at 500/690V, Trip unit ETU600 LSI upgrade ready , colordisplay, bluetooth and USB interface, Protection LT, ST, INST, include N-protection, (internal N-sensor available), incl. trip alarm switch (1xCO), rear connection vertical, guide frame with shutter and w/o position signalling switch, with internal voltage tap on lower stab of circuit breaker, with voltage tap module VTM680 and power supply of ETU600, able to communication, integrated metering type PMF-3 Advanced Power Monitor., Voltage, Energy, Power, Power factor, Frequency, Unbalance, Temperature, Power quality, Manual operating mechanism with mechanical closing, without Spring charging motor, Ready-to-close signal. switch, Auxiliary switches 2NO+2NC, without Closing coil (CC), manual operating mechanism with mechanical closing, without Remote trip alarm reset coil (RR), without 2nd shunt trip, without 1st Shunt trip | 134100 | 1 | Z\ | 1
3WA1110-3GE42-0AA0 |  | Withdrawable circuit breaker with guide frame, IEC 60947-2, frame size 1, 4-poles, N-pole left, In=1000A up to 690V AC 50/60Hz, breaking capacity S Icu=66/50kA at 500/690V, Trip unit ETU600 LSI upgrade ready , colordisplay, bluetooth and USB interface, Protection LT, ST, INST, include N-protection, (internal N-sensor available), incl. trip alarm switch (1xCO), rear connection horizontal, guide frame with shutter and w/o position signalling switch, with internal voltage tap on lower stab of circuit breaker, with voltage tap module VTM680 and power supply of ETU600, able to communication, integrated metering type PMF-3 Advanced Power Monitor., Voltage, Energy, Power, Power factor, Frequency, Unbalance, Temperature, Power quality, Manual operating mechanism with mechanical closing, without Spring charging motor, Ready-to-close signal. switch, Auxiliary switches 2NO+2NC, without Closing coil (CC), manual operating mechanism with mechanical closing, without Remote trip alarm reset coil (RR), without 2nd shunt trip, without 1st Shunt trip | 131100 | 1 | Z\ | 1
3WA1110-3GE43-0AA0 |  | Withdrawable circuit breaker with guide frame, IEC 60947-2, frame size 1, 4-poles, N-pole left, In=1000A up to 690V AC 50/60Hz, breaking capacity S Icu=66/50kA at 500/690V, Trip unit ETU600 LSI upgrade ready , colordisplay, bluetooth and USB interface, Protection LT, ST, INST, include N-protection, (internal N-sensor available), incl. trip alarm switch (1xCO), front connection double hole, guide frame with shutter and w/o position signalling switch, with internal voltage tap on lower stab of circuit breaker, with voltage tap module VTM680 and power supply of ETU600, able to communication, integrated metering type PMF-3 Advanced Power Monitor., Voltage, Energy, Power, Power factor, Frequency, Unbalance, Temperature, Power quality, Manual operating mechanism with mechanical closing, without Spring charging motor, Ready-to-close signal. switch, Auxiliary switches 2NO+2NC, without Closing coil (CC), manual operating mechanism with mechanical closing, without Remote trip alarm reset coil (RR), without 2nd shunt trip, without 1st Shunt trip | 139100 | 1 | Z\ | 1
3WA1110-3GE44-0AA0 |  | Withdrawable circuit breaker with guide frame, IEC 60947-2, frame size 1, 4-poles, N-pole left, In=1000A up to 690V AC 50/60Hz, breaking capacity S Icu=66/50kA at 500/690V, Trip unit ETU600 LSI upgrade ready , colordisplay, bluetooth and USB interface, Protection LT, ST, INST, include N-protection, (internal N-sensor available), incl. trip alarm switch (1xCO), rear connection flange, guide frame with shutter and w/o position signalling switch, with internal voltage tap on lower stab of circuit breaker, with voltage tap module VTM680 and power supply of ETU600, able to communication, integrated metering type PMF-3 Advanced Power Monitor., Voltage, Energy, Power, Power factor, Frequency, Unbalance, Temperature, Power quality, Manual operating mechanism with mechanical closing, without Spring charging motor, Ready-to-close signal. switch, Auxiliary switches 2NO+2NC, without Closing coil (CC), manual operating mechanism with mechanical closing, without Remote trip alarm reset coil (RR), without 2nd shunt trip, without 1st Shunt trip | 131100 | 1 | Z\ | 1
3WA1110-3GF01-0AA0 |  | Fixed-mounted circuit breaker IEC 60947-2, frame size 1, 3-poles, In=1000A up to 690V AC 50/60Hz, breaking capacity S Icu=66/50kA at 500/690V, Trip unit ETU600 LSIG upgrade ready , colordisplay, bluetooth and USB interface, Protection LT, ST, INST, GFx, N-protection required an external N-sensor, incl. trip alarm switch (1xCO), rear connection vertical, with internal voltage tap on lower stab of circuit breaker, with voltage tap module VTM680 and power supply of ETU600, able to communication, integrated metering type PMF-3 Advanced Power Monitor., Voltage, Energy, Power, Power factor, Frequency, Unbalance, Temperature, Power quality, Manual operating mechanism with mechanical closing, without Spring charging motor, Ready-to-close signal. switch, Auxiliary switches 2NO+2NC, without Closing coil (CC), manual operating mechanism with mechanical closing, without Remote trip alarm reset coil (RR), without 2nd shunt trip, without 1st Shunt trip | 97000 | 1 | Z\ | 1
3WA1110-3GF02-0AA0 |  | Fixed-mounted circuit breaker IEC 60947-2, frame size 1, 3-poles, In=1000A up to 690V AC 50/60Hz, breaking capacity S Icu=66/50kA at 500/690V, Trip unit ETU600 LSIG upgrade ready , colordisplay, bluetooth and USB interface, Protection LT, ST, INST, GFx, N-protection required an external N-sensor, incl. trip alarm switch (1xCO), rear connection horizontal, with internal voltage tap on lower stab of circuit breaker, with voltage tap module VTM680 and power supply of ETU600, able to communication, integrated metering type PMF-3 Advanced Power Monitor., Voltage, Energy, Power, Power factor, Frequency, Unbalance, Temperature, Power quality, Manual operating mechanism with mechanical closing, without Spring charging motor, Ready-to-close signal. switch, Auxiliary switches 2NO+2NC, without Closing coil (CC), manual operating mechanism with mechanical closing, without Remote trip alarm reset coil (RR), without 2nd shunt trip, without 1st Shunt trip | 95200 | 1 | Z\ | 1
3WA1110-3GF03-0AA0 |  | Fixed-mounted circuit breaker IEC 60947-2, frame size 1, 3-poles, In=1000A up to 690V AC 50/60Hz, breaking capacity S Icu=66/50kA at 500/690V, Trip unit ETU600 LSIG upgrade ready , colordisplay, bluetooth and USB interface, Protection LT, ST, INST, GFx, N-protection required an external N-sensor, incl. trip alarm switch (1xCO), front connection double hole, with internal voltage tap on lower stab of circuit breaker, with voltage tap module VTM680 and power supply of ETU600, able to communication, integrated metering type PMF-3 Advanced Power Monitor., Voltage, Energy, Power, Power factor, Frequency, Unbalance, Temperature, Power quality, Manual operating mechanism with mechanical closing, without Spring charging motor, Ready-to-close signal. switch, Auxiliary switches 2NO+2NC, without Closing coil (CC), manual operating mechanism with mechanical closing, without Remote trip alarm reset coil (RR), without 2nd shunt trip, without 1st Shunt trip | 100600 | 1 | Z\ | 1
3WA1110-3GF11-0AA0 |  | Fixed-mounted circuit breaker IEC 60947-2, frame size 1, 4-poles, N-pole left, In=1000A up to 690V AC 50/60Hz, breaking capacity S Icu=66/50kA at 500/690V, Trip unit ETU600 LSIG upgrade ready , colordisplay, bluetooth and USB interface, Protection LT, ST, INST, GFx, include N-protection, (internal N-sensor available), incl. trip alarm switch (1xCO), rear connection vertical, with internal voltage tap on lower stab of circuit breaker, with voltage tap module VTM680 and power supply of ETU600, able to communication, integrated metering type PMF-3 Advanced Power Monitor., Voltage, Energy, Power, Power factor, Frequency, Unbalance, Temperature, Power quality, Manual operating mechanism with mechanical closing, without Spring charging motor, Ready-to-close signal. switch, Auxiliary switches 2NO+2NC, without Closing coil (CC), manual operating mechanism with mechanical closing, without Remote trip alarm reset coil (RR), without 2nd shunt trip, without 1st Shunt trip | 116900 | 1 | Z\ | 1
3WA1110-3GF12-0AA0 |  | Fixed-mounted circuit breaker IEC 60947-2, frame size 1, 4-poles, N-pole left, In=1000A up to 690V AC 50/60Hz, breaking capacity S Icu=66/50kA at 500/690V, Trip unit ETU600 LSIG upgrade ready , colordisplay, bluetooth and USB interface, Protection LT, ST, INST, GFx, include N-protection, (internal N-sensor available), incl. trip alarm switch (1xCO), rear connection horizontal, with internal voltage tap on lower stab of circuit breaker, with voltage tap module VTM680 and power supply of ETU600, able to communication, integrated metering type PMF-3 Advanced Power Monitor., Voltage, Energy, Power, Power factor, Frequency, Unbalance, Temperature, Power quality, Manual operating mechanism with mechanical closing, without Spring charging motor, Ready-to-close signal. switch, Auxiliary switches 2NO+2NC, without Closing coil (CC), manual operating mechanism with mechanical closing, without Remote trip alarm reset coil (RR), without 2nd shunt trip, without 1st Shunt trip | 114500 | 1 | Z\ | 1
3WA1110-3GF13-0AA0 |  | Fixed-mounted circuit breaker IEC 60947-2, frame size 1, 4-poles, N-pole left, In=1000A up to 690V AC 50/60Hz, breaking capacity S Icu=66/50kA at 500/690V, Trip unit ETU600 LSIG upgrade ready , colordisplay, bluetooth and USB interface, Protection LT, ST, INST, GFx, include N-protection, (internal N-sensor available), incl. trip alarm switch (1xCO), front connection double hole, with internal voltage tap on lower stab of circuit breaker, with voltage tap module VTM680 and power supply of ETU600, able to communication, integrated metering type PMF-3 Advanced Power Monitor., Voltage, Energy, Power, Power factor, Frequency, Unbalance, Temperature, Power quality, Manual operating mechanism with mechanical closing, without Spring charging motor, Ready-to-close signal. switch, Auxiliary switches 2NO+2NC, without Closing coil (CC), manual operating mechanism with mechanical closing, without Remote trip alarm reset coil (RR), without 2nd shunt trip, without 1st Shunt trip | 121700 | 1 | Z\ | 1
3WA1110-3GF21-0AA0 |  | fixed-mounted circuit breaker, IEC 60947-2, size 1, 4-pole, N pole on right, In=1000 A up to 690 V AC 50/60 Hz, breaking capacity S Icu=66/50 kA at 500/690 V, tripping unit ETU600 LSIG upgradeable, color display, Bluetooth, USB interface, basic protection LT, ST, INST, GFx, including protection of the N conductor (internal neutral point sensor available), trip alarm switch (1 x CO), connection at rear vertical, with internal voltage tap on lower stab of circuit breaker, with voltage tap module VTM680 and power supply of ETU600, able to communication, integrated metering type PMF-3 Advanced Power Monitor., Voltage, Energy, Power, Power factor, Frequency, Unbalance, Temperature, Power quality, Manual operating mechanism with mechanical closing, without Spring charging motor, Ready-to-close signal. switch, Auxiliary switches 2NO+2NC, without Closing coil (CC), manual operating mechanism with mechanical closing, without Remote trip alarm reset coil (RR), without 2nd shunt trip, without 1st Shunt trip | 116900 | 1 | Z\ | 1
3WA1110-3GF22-0AA0 |  | fixed-mounted circuit breaker, IEC 60947-2, size 1, 4-pole, N pole on right, In=1000 A up to 690 V AC 50/60 Hz, breaking capacity S Icu=66/50 kA at 500/690 V, tripping unit ETU600 LSIG upgradeable, color display, Bluetooth, USB interface, basic protection LT, ST, INST, GFx, including protection of the N conductor (internal neutral point sensor available), trip alarm switch (1 x CO), connection at rear horizontal with internal voltage tap on lower stab of circuit breaker, with voltage tap module VTM680 and power supply of ETU600, able to communication, integrated metering type PMF-3 Advanced Power Monitor., Voltage, Energy, Power, Power factor, Frequency, Unbalance, Temperature, Power quality, Manual operating mechanism with mechanical closing, without Spring charging motor, Ready-to-close signal. switch, Auxiliary switches 2NO+2NC, without Closing coil (CC), manual operating mechanism with mechanical closing, without Remote trip alarm reset coil (RR), without 2nd shunt trip, without 1st Shunt trip | 114500 | 1 | Z\ | 1
3WA1110-3GF23-0AA0 |  | fixed-mounted circuit breaker, IEC 60947-2, size 1, 4-pole, N pole on right, In=1000 A up to 690 V AC 50/60 Hz, breaking capacity S Icu=66/50 kA at 500/690 V, tripping unit ETU600 LSIG upgradeable, color display, Bluetooth, USB interface, basic protection LT, ST, INST, GFx, including protection of the N conductor (internal neutral point sensor available), trip alarm switch (1 x CO), front connection double hole, with internal voltage tap on lower stab of circuit breaker, with voltage tap module VTM680 and power supply of ETU600, able to communication, integrated metering type PMF-3 Advanced Power Monitor., Voltage, Energy, Power, Power factor, Frequency, Unbalance, Temperature, Power quality, Manual operating mechanism with mechanical closing, without Spring charging motor, Ready-to-close signal. switch, Auxiliary switches 2NO+2NC, without Closing coil (CC), manual operating mechanism with mechanical closing, without Remote trip alarm reset coil (RR), without 2nd shunt trip, without 1st Shunt trip | 121700 | 1 | Z\ | 1
3WA1110-3GF31-0AA0 |  | Withdrawable circuit breaker with guide frame, IEC 60947-2, frame size 1, 3-poles, In=1000A up to 690V AC 50/60Hz, breaking capacity S Icu=66/50kA at 500/690V, Trip unit ETU600 LSIG upgrade ready , colordisplay, bluetooth and USB interface, Protection LT, ST, INST, GFx, N-protection required an external N-sensor, incl. trip alarm switch (1xCO), rear connection vertical, guide frame with shutter and w/o position signalling switch, with internal voltage tap on lower stab of circuit breaker, with voltage tap module VTM680 and power supply of ETU600, able to communication, integrated metering type PMF-3 Advanced Power Monitor., Voltage, Energy, Power, Power factor, Frequency, Unbalance, Temperature, Power quality, Manual operating mechanism with mechanical closing, without Spring charging motor, Ready-to-close signal. switch, Auxiliary switches 2NO+2NC, without Closing coil (CC), manual operating mechanism with mechanical closing, without Remote trip alarm reset coil (RR), without 2nd shunt trip, without 1st Shunt trip | 117800 | 1 | Z\ | 1
3WA1110-3GF32-0AA0 |  | Withdrawable circuit breaker with guide frame, IEC 60947-2, frame size 1, 3-poles, In=1000A up to 690V AC 50/60Hz, breaking capacity S Icu=66/50kA at 500/690V, Trip unit ETU600 LSIG upgrade ready , colordisplay, bluetooth and USB interface, Protection LT, ST, INST, GFx, N-protection required an external N-sensor, incl. trip alarm switch (1xCO), rear connection horizontal, guide frame with shutter and w/o position signalling switch, with internal voltage tap on lower stab of circuit breaker, with voltage tap module VTM680 and power supply of ETU600, able to communication, integrated metering type PMF-3 Advanced Power Monitor., Voltage, Energy, Power, Power factor, Frequency, Unbalance, Temperature, Power quality, Manual operating mechanism with mechanical closing, without Spring charging motor, Ready-to-close signal. switch, Auxiliary switches 2NO+2NC, without Closing coil (CC), manual operating mechanism with mechanical closing, without Remote trip alarm reset coil (RR), without 2nd shunt trip, without 1st Shunt trip | 116000 | 1 | Z\ | 1
3WA1110-3GF33-0AA0 |  | Withdrawable circuit breaker with guide frame, IEC 60947-2, frame size 1, 3-poles, In=1000A up to 690V AC 50/60Hz, breaking capacity S Icu=66/50kA at 500/690V, Trip unit ETU600 LSIG upgrade ready , colordisplay, bluetooth and USB interface, Protection LT, ST, INST, GFx, N-protection required an external N-sensor, incl. trip alarm switch (1xCO), front connection double hole, guide frame with shutter and w/o position signalling switch, with internal voltage tap on lower stab of circuit breaker, with voltage tap module VTM680 and power supply of ETU600, able to communication, integrated metering type PMF-3 Advanced Power Monitor., Voltage, Energy, Power, Power factor, Frequency, Unbalance, Temperature, Power quality, Manual operating mechanism with mechanical closing, without Spring charging motor, Ready-to-close signal. switch, Auxiliary switches 2NO+2NC, without Closing coil (CC), manual operating mechanism with mechanical closing, without Remote trip alarm reset coil (RR), without 2nd shunt trip, without 1st Shunt trip | 121400 | 1 | Z\ | 1
3WA1110-3GF34-0AA0 |  | Withdrawable circuit breaker with guide frame, IEC 60947-2, frame size 1, 3-poles, In=1000A up to 690V AC 50/60Hz, breaking capacity S Icu=66/50kA at 500/690V, Trip unit ETU600 LSIG upgrade ready , colordisplay, bluetooth and USB interface, Protection LT, ST, INST, GFx, N-protection required an external N-sensor, incl. trip alarm switch (1xCO), rear connection flange, guide frame with shutter and w/o position signalling switch, with internal voltage tap on lower stab of circuit breaker, with voltage tap module VTM680 and power supply of ETU600, able to communication, integrated metering type PMF-3 Advanced Power Monitor., Voltage, Energy, Power, Power factor, Frequency, Unbalance, Temperature, Power quality, Manual operating mechanism with mechanical closing, without Spring charging motor, Ready-to-close signal. switch, Auxiliary switches 2NO+2NC, without Closing coil (CC), manual operating mechanism with mechanical closing, without Remote trip alarm reset coil (RR), without 2nd shunt trip, without 1st Shunt trip | 116000 | 1 | Z\ | 1
3WA1110-3GF41-0AA0 |  | Withdrawable circuit breaker with guide frame, IEC 60947-2, frame size 1, 4-poles, N-pole left, In=1000A up to 690V AC 50/60Hz, breaking capacity S Icu=66/50kA at 500/690V, Trip unit ETU600 LSIG upgrade ready , colordisplay, bluetooth and USB interface, Protection LT, ST, INST, GFx, include N-protection, (internal N-sensor available), incl. trip alarm switch (1xCO), rear connection vertical, guide frame with shutter and w/o position signalling switch, with internal voltage tap on lower stab of circuit breaker, with voltage tap module VTM680 and power supply of ETU600, able to communication, integrated metering type PMF-3 Advanced Power Monitor., Voltage, Energy, Power, Power factor, Frequency, Unbalance, Temperature, Power quality, Manual operating mechanism with mechanical closing, without Spring charging motor, Ready-to-close signal. switch, Auxiliary switches 2NO+2NC, without Closing coil (CC), manual operating mechanism with mechanical closing, without Remote trip alarm reset coil (RR), without 2nd shunt trip, without 1st Shunt trip | 144100 | 1 | Z\ | 1
3WA1110-3GF42-0AA0 |  | Withdrawable circuit breaker with guide frame, IEC 60947-2, frame size 1, 4-poles, N-pole left, In=1000A up to 690V AC 50/60Hz, breaking capacity S Icu=66/50kA at 500/690V, Trip unit ETU600 LSIG upgrade ready , colordisplay, bluetooth and USB interface, Protection LT, ST, INST, GFx, include N-protection, (internal N-sensor available), incl. trip alarm switch (1xCO), rear connection horizontal, guide frame with shutter and w/o position signalling switch, with internal voltage tap on lower stab of circuit breaker, with voltage tap module VTM680 and power supply of ETU600, able to communication, integrated metering type PMF-3 Advanced Power Monitor., Voltage, Energy, Power, Power factor, Frequency, Unbalance, Temperature, Power quality, Manual operating mechanism with mechanical closing, without Spring charging motor, Ready-to-close signal. switch, Auxiliary switches 2NO+2NC, without Closing coil (CC), manual operating mechanism with mechanical closing, without Remote trip alarm reset coil (RR), without 2nd shunt trip, without 1st Shunt trip | 142100 | 1 | Z\ | 1
3WA1110-3GF43-0AA0 |  | Withdrawable circuit breaker with guide frame, IEC 60947-2, frame size 1, 4-poles, N-pole left, In=1000A up to 690V AC 50/60Hz, breaking capacity S Icu=66/50kA at 500/690V, Trip unit ETU600 LSIG upgrade ready , colordisplay, bluetooth and USB interface, Protection LT, ST, INST, GFx, include N-protection, (internal N-sensor available), incl. trip alarm switch (1xCO), front connection double hole, guide frame with shutter and w/o position signalling switch, with internal voltage tap on lower stab of circuit breaker, with voltage tap module VTM680 and power supply of ETU600, able to communication, integrated metering type PMF-3 Advanced Power Monitor., Voltage, Energy, Power, Power factor, Frequency, Unbalance, Temperature, Power quality, Manual operating mechanism with mechanical closing, without Spring charging motor, Ready-to-close signal. switch, Auxiliary switches 2NO+2NC, without Closing coil (CC), manual operating mechanism with mechanical closing, without Remote trip alarm reset coil (RR), without 2nd shunt trip, without 1st Shunt trip | 149100 | 1 | Z\ | 1
3WA1110-3GF44-0AA0 |  | Withdrawable circuit breaker with guide frame, IEC 60947-2, frame size 1, 4-poles, N-pole left, In=1000A up to 690V AC 50/60Hz, breaking capacity S Icu=66/50kA at 500/690V, Trip unit ETU600 LSIG upgrade ready , colordisplay, bluetooth and USB interface, Protection LT, ST, INST, GFx, include N-protection, (internal N-sensor available), incl. trip alarm switch (1xCO), rear connection flange, guide frame with shutter and w/o position signalling switch, with internal voltage tap on lower stab of circuit breaker, with voltage tap module VTM680 and power supply of ETU600, able to communication, integrated metering type PMF-3 Advanced Power Monitor., Voltage, Energy, Power, Power factor, Frequency, Unbalance, Temperature, Power quality, Manual operating mechanism with mechanical closing, without Spring charging motor, Ready-to-close signal. switch, Auxiliary switches 2NO+2NC, without Closing coil (CC), manual operating mechanism with mechanical closing, without Remote trip alarm reset coil (RR), without 2nd shunt trip, without 1st Shunt trip | 142100 | 1 | Z\ | 1
3WA1110-3LE01-0AA0 |  | Fixed-mounted circuit breaker IEC 60947-2, frame size 1, 3-poles, In=1000A up to 690V AC 50/60Hz, breaking capacity S Icu=66/50kA at 500/690V, Trip unit ETU600 LSI upgrade ready , colordisplay, bluetooth and USB interface, Protection LT, ST, INST, N-protection required an external N-sensor, incl. trip alarm switch (1xCO), rear connection vertical, with internal voltage tap on upper stab of circuit breaker, with voltage tap module VTM680 and power supply of ETU600, able to communication, integrated metering type PMF-1 Energy Efficiency, Voltage, Active energy Ea Manual operating mechanism with mechanical closing, without Spring charging motor, Ready-to-close signal. switch, Auxiliary switches 2NO+2NC, without Closing coil (CC), manual operating mechanism with mechanical closing, without Remote trip alarm reset coil (RR), without 2nd shunt trip, without 1st Shunt trip | 71070 | 1 | Z\ | 1
3WA1110-3LE02-0AA0 |  | Fixed-mounted circuit breaker IEC 60947-2, frame size 1, 3-poles, In=1000A up to 690V AC 50/60Hz, breaking capacity S Icu=66/50kA at 500/690V, Trip unit ETU600 LSI upgrade ready , colordisplay, bluetooth and USB interface, Protection LT, ST, INST, N-protection required an external N-sensor, incl. trip alarm switch (1xCO), rear connection horizontal, with internal voltage tap on upper stab of circuit breaker, with voltage tap module VTM680 and power supply of ETU600, able to communication, integrated metering type PMF-1 Energy Efficiency, Voltage, Active energy Ea Manual operating mechanism with mechanical closing, without Spring charging motor, Ready-to-close signal. switch, Auxiliary switches 2NO+2NC, without Closing coil (CC), manual operating mechanism with mechanical closing, without Remote trip alarm reset coil (RR), without 2nd shunt trip, without 1st Shunt trip | 69270 | 1 | Z\ | 1
3WA1110-3LE03-0AA0 |  | Fixed-mounted circuit breaker IEC 60947-2, frame size 1, 3-poles, In=1000A up to 690V AC 50/60Hz, breaking capacity S Icu=66/50kA at 500/690V, Trip unit ETU600 LSI upgrade ready , colordisplay, bluetooth and USB interface, Protection LT, ST, INST, N-protection required an external N-sensor, incl. trip alarm switch (1xCO), front connection double hole, with internal voltage tap on upper stab of circuit breaker, with voltage tap module VTM680 and power supply of ETU600, able to communication, integrated metering type PMF-1 Energy Efficiency, Voltage, Active energy Ea Manual operating mechanism with mechanical closing, without Spring charging motor, Ready-to-close signal. switch, Auxiliary switches 2NO+2NC, without Closing coil (CC), manual operating mechanism with mechanical closing, without Remote trip alarm reset coil (RR), without 2nd shunt trip, without 1st Shunt trip | 74770 | 1 | Z\ | 1
3WA1110-3LE11-0AA0 |  | Fixed-mounted circuit breaker IEC 60947-2, frame size 1, 4-poles, N-pole left, In=1000A up to 690V AC 50/60Hz, breaking capacity S Icu=66/50kA at 500/690V, Trip unit ETU600 LSI upgrade ready , colordisplay, bluetooth and USB interface, Protection LT, ST, INST, include N-protection, (internal N-sensor available), incl. trip alarm switch (1xCO), rear connection vertical, with internal voltage tap on upper stab of circuit breaker, with voltage tap module VTM680 and power supply of ETU600, able to communication, integrated metering type PMF-1 Energy Efficiency, Voltage, Active energy Ea Manual operating mechanism with mechanical closing, without Spring charging motor, Ready-to-close signal. switch, Auxiliary switches 2NO+2NC, without Closing coil (CC), manual operating mechanism with mechanical closing, without Remote trip alarm reset coil (RR), without 2nd shunt trip, without 1st Shunt trip | 91070 | 1 | Z\ | 1
3WA1110-3LE12-0AA0 |  | Fixed-mounted circuit breaker IEC 60947-2, frame size 1, 4-poles, N-pole left, In=1000A up to 690V AC 50/60Hz, breaking capacity S Icu=66/50kA at 500/690V, Trip unit ETU600 LSI upgrade ready , colordisplay, bluetooth and USB interface, Protection LT, ST, INST, include N-protection, (internal N-sensor available), incl. trip alarm switch (1xCO), rear connection horizontal, with internal voltage tap on upper stab of circuit breaker, with voltage tap module VTM680 and power supply of ETU600, able to communication, integrated metering type PMF-1 Energy Efficiency, Voltage, Active energy Ea Manual operating mechanism with mechanical closing, without Spring charging motor, Ready-to-close signal. switch, Auxiliary switches 2NO+2NC, without Closing coil (CC), manual operating mechanism with mechanical closing, without Remote trip alarm reset coil (RR), without 2nd shunt trip, without 1st Shunt trip | 88670 | 1 | Z\ | 1
3WA1110-3LE13-0AA0 |  | Fixed-mounted circuit breaker IEC 60947-2, frame size 1, 4-poles, N-pole left, In=1000A up to 690V AC 50/60Hz, breaking capacity S Icu=66/50kA at 500/690V, Trip unit ETU600 LSI upgrade ready , colordisplay, bluetooth and USB interface, Protection LT, ST, INST, include N-protection, (internal N-sensor available), incl. trip alarm switch (1xCO), front connection double hole, with internal voltage tap on upper stab of circuit breaker, with voltage tap module VTM680 and power supply of ETU600, able to communication, integrated metering type PMF-1 Energy Efficiency, Voltage, Active energy Ea Manual operating mechanism with mechanical closing, without Spring charging motor, Ready-to-close signal. switch, Auxiliary switches 2NO+2NC, without Closing coil (CC), manual operating mechanism with mechanical closing, without Remote trip alarm reset coil (RR), without 2nd shunt trip, without 1st Shunt trip | 95870 | 1 | Z\ | 1
3WA1110-3LE21-0AA0 |  | fixed-mounted circuit breaker, IEC 60947-2, size 1, 4-pole, N pole on right, In=1000 A up to 690 V AC 50/60 Hz, breaking capacity S Icu=66/50 kA at 500/690 V, tripping unit ETU600 LSI upgradeable, color display, Bluetooth, USB interface, basic protection LT, ST, INST, including protection of the N conductor (internal neutral point sensor available), trip alarm switch (1 x CO), connection at rear vertical, with internal voltage tap on upper stab of circuit breaker, with voltage tap module VTM680 and power supply of ETU600, able to communication, integrated metering type PMF-1 Energy Efficiency, Voltage, Active energy Ea Manual operating mechanism with mechanical closing, without Spring charging motor, Ready-to-close signal. switch, Auxiliary switches 2NO+2NC, without Closing coil (CC), manual operating mechanism with mechanical closing, without Remote trip alarm reset coil (RR), without 2nd shunt trip, without 1st Shunt trip | 91070 | 1 | Z\ | 1
3WA1110-3LE22-0AA0 |  | fixed-mounted circuit breaker, IEC 60947-2, size 1, 4-pole, N pole on right, In=1000 A up to 690 V AC 50/60 Hz, breaking capacity S Icu=66/50 kA at 500/690 V, tripping unit ETU600 LSI upgradeable, color display, Bluetooth, USB interface, basic protection LT, ST, INST, including protection of the N conductor (internal neutral point sensor available), trip alarm switch (1 x CO), connection at rear horizontal with internal voltage tap on upper stab of circuit breaker, with voltage tap module VTM680 and power supply of ETU600, able to communication, integrated metering type PMF-1 Energy Efficiency, Voltage, Active energy Ea Manual operating mechanism with mechanical closing, without Spring charging motor, Ready-to-close signal. switch, Auxiliary switches 2NO+2NC, without Closing coil (CC), manual operating mechanism with mechanical closing, without Remote trip alarm reset coil (RR), without 2nd shunt trip, without 1st Shunt trip | 88670 | 1 | Z\ | 1
3WA1110-3LE23-0AA0 |  | fixed-mounted circuit breaker, IEC 60947-2, size 1, 4-pole, N pole on right, In=1000 A up to 690 V AC 50/60 Hz, breaking capacity S Icu=66/50 kA at 500/690 V, tripping unit ETU600 LSI upgradeable, color display, Bluetooth, USB interface, basic protection LT, ST, INST, including protection of the N conductor (internal neutral point sensor available), trip alarm switch (1 x CO), front connection double hole, with internal voltage tap on upper stab of circuit breaker, with voltage tap module VTM680 and power supply of ETU600, able to communication, integrated metering type PMF-1 Energy Efficiency, Voltage, Active energy Ea Manual operating mechanism with mechanical closing, without Spring charging motor, Ready-to-close signal. switch, Auxiliary switches 2NO+2NC, without Closing coil (CC), manual operating mechanism with mechanical closing, without Remote trip alarm reset coil (RR), without 2nd shunt trip, without 1st Shunt trip | 95870 | 1 | Z\ | 1
3WA1110-3LE31-0AA0 |  | Withdrawable circuit breaker with guide frame, IEC 60947-2, frame size 1, 3-poles, In=1000A up to 690V AC 50/60Hz, breaking capacity S Icu=66/50kA at 500/690V, Trip unit ETU600 LSI upgrade ready , colordisplay, bluetooth and USB interface, Protection LT, ST, INST, N-protection required an external N-sensor, incl. trip alarm switch (1xCO), rear connection vertical, guide frame with shutter and w/o position signalling switch, with internal voltage tap on upper stab of circuit breaker, with voltage tap module VTM680 and power supply of ETU600, able to communication, integrated metering type PMF-1 Energy Efficiency, Voltage, Active energy Ea Manual operating mechanism with mechanical closing, without Spring charging motor, Ready-to-close signal. switch, Auxiliary switches 2NO+2NC, without Closing coil (CC), manual operating mechanism with mechanical closing, without Remote trip alarm reset coil (RR), without 2nd shunt trip, without 1st Shunt trip | 91970 | 1 | Z\ | 1
3WA1110-3LE32-0AA0 |  | Withdrawable circuit breaker with guide frame, IEC 60947-2, frame size 1, 3-poles, In=1000A up to 690V AC 50/60Hz, breaking capacity S Icu=66/50kA at 500/690V, Trip unit ETU600 LSI upgrade ready , colordisplay, bluetooth and USB interface, Protection LT, ST, INST, N-protection required an external N-sensor, incl. trip alarm switch (1xCO), rear connection horizontal, guide frame with shutter and w/o position signalling switch, with internal voltage tap on upper stab of circuit breaker, with voltage tap module VTM680 and power supply of ETU600, able to communication, integrated metering type PMF-1 Energy Efficiency, Voltage, Active energy Ea Manual operating mechanism with mechanical closing, without Spring charging motor, Ready-to-close signal. switch, Auxiliary switches 2NO+2NC, without Closing coil (CC), manual operating mechanism with mechanical closing, without Remote trip alarm reset coil (RR), without 2nd shunt trip, without 1st Shunt trip | 90170 | 1 | Z\ | 1
3WA1110-3LE33-0AA0 |  | Withdrawable circuit breaker with guide frame, IEC 60947-2, frame size 1, 3-poles, In=1000A up to 690V AC 50/60Hz, breaking capacity S Icu=66/50kA at 500/690V, Trip unit ETU600 LSI upgrade ready , colordisplay, bluetooth and USB interface, Protection LT, ST, INST, N-protection required an external N-sensor, incl. trip alarm switch (1xCO), front connection double hole, guide frame with shutter and w/o position signalling switch, with internal voltage tap on upper stab of circuit breaker, with voltage tap module VTM680 and power supply of ETU600, able to communication, integrated metering type PMF-1 Energy Efficiency, Voltage, Active energy Ea Manual operating mechanism with mechanical closing, without Spring charging motor, Ready-to-close signal. switch, Auxiliary switches 2NO+2NC, without Closing coil (CC), manual operating mechanism with mechanical closing, without Remote trip alarm reset coil (RR), without 2nd shunt trip, without 1st Shunt trip | 95570 | 1 | Z\ | 1
3WA1110-3LE34-0AA0 |  | Withdrawable circuit breaker with guide frame, IEC 60947-2, frame size 1, 3-poles, In=1000A up to 690V AC 50/60Hz, breaking capacity S Icu=66/50kA at 500/690V, Trip unit ETU600 LSI upgrade ready , colordisplay, bluetooth and USB interface, Protection LT, ST, INST, N-protection required an external N-sensor, incl. trip alarm switch (1xCO), rear connection flange, guide frame with shutter and w/o position signalling switch, with internal voltage tap on upper stab of circuit breaker, with voltage tap module VTM680 and power supply of ETU600, able to communication, integrated metering type PMF-1 Energy Efficiency, Voltage, Active energy Ea Manual operating mechanism with mechanical closing, without Spring charging motor, Ready-to-close signal. switch, Auxiliary switches 2NO+2NC, without Closing coil (CC), manual operating mechanism with mechanical closing, without Remote trip alarm reset coil (RR), without 2nd shunt trip, without 1st Shunt trip | 90170 | 1 | Z\ | 1
3WA1110-3LE41-0AA0 |  | Withdrawable circuit breaker with guide frame, IEC 60947-2, frame size 1, 4-poles, N-pole left, In=1000A up to 690V AC 50/60Hz, breaking capacity S Icu=66/50kA at 500/690V, Trip unit ETU600 LSI upgrade ready , colordisplay, bluetooth and USB interface, Protection LT, ST, INST, include N-protection, (internal N-sensor available), incl. trip alarm switch (1xCO), rear connection vertical, guide frame with shutter and w/o position signalling switch, with internal voltage tap on upper stab of circuit breaker, with voltage tap module VTM680 and power supply of ETU600, able to communication, integrated metering type PMF-1 Energy Efficiency, Voltage, Active energy Ea Manual operating mechanism with mechanical closing, without Spring charging motor, Ready-to-close signal. switch, Auxiliary switches 2NO+2NC, without Closing coil (CC), manual operating mechanism with mechanical closing, without Remote trip alarm reset coil (RR), without 2nd shunt trip, without 1st Shunt trip | 118870 | 1 | Z\ | 1
3WA1110-3LE42-0AA0 |  | Withdrawable circuit breaker with guide frame, IEC 60947-2, frame size 1, 4-poles, N-pole left, In=1000A up to 690V AC 50/60Hz, breaking capacity S Icu=66/50kA at 500/690V, Trip unit ETU600 LSI upgrade ready , colordisplay, bluetooth and USB interface, Protection LT, ST, INST, include N-protection, (internal N-sensor available), incl. trip alarm switch (1xCO), rear connection horizontal, guide frame with shutter and w/o position signalling switch, with internal voltage tap on upper stab of circuit breaker, with voltage tap module VTM680 and power supply of ETU600, able to communication, integrated metering type PMF-1 Energy Efficiency, Voltage, Active energy Ea Manual operating mechanism with mechanical closing, without Spring charging motor, Ready-to-close signal. switch, Auxiliary switches 2NO+2NC, without Closing coil (CC), manual operating mechanism with mechanical closing, without Remote trip alarm reset coil (RR), without 2nd shunt trip, without 1st Shunt trip | 115870 | 1 | Z\ | 1
3WA1110-3LE43-0AA0 |  | Withdrawable circuit breaker with guide frame, IEC 60947-2, frame size 1, 4-poles, N-pole left, In=1000A up to 690V AC 50/60Hz, breaking capacity S Icu=66/50kA at 500/690V, Trip unit ETU600 LSI upgrade ready , colordisplay, bluetooth and USB interface, Protection LT, ST, INST, include N-protection, (internal N-sensor available), incl. trip alarm switch (1xCO), front connection double hole, guide frame with shutter and w/o position signalling switch, with internal voltage tap on upper stab of circuit breaker, with voltage tap module VTM680 and power supply of ETU600, able to communication, integrated metering type PMF-1 Energy Efficiency, Voltage, Active energy Ea Manual operating mechanism with mechanical closing, without Spring charging motor, Ready-to-close signal. switch, Auxiliary switches 2NO+2NC, without Closing coil (CC), manual operating mechanism with mechanical closing, without Remote trip alarm reset coil (RR), without 2nd shunt trip, without 1st Shunt trip | 123870 | 1 | Z\ | 1
3WA1110-3LE44-0AA0 |  | Withdrawable circuit breaker with guide frame, IEC 60947-2, frame size 1, 4-poles, N-pole left, In=1000A up to 690V AC 50/60Hz, breaking capacity S Icu=66/50kA at 500/690V, Trip unit ETU600 LSI upgrade ready , colordisplay, bluetooth and USB interface, Protection LT, ST, INST, include N-protection, (internal N-sensor available), incl. trip alarm switch (1xCO), rear connection flange, guide frame with shutter and w/o position signalling switch, with internal voltage tap on upper stab of circuit breaker, with voltage tap module VTM680 and power supply of ETU600, able to communication, integrated metering type PMF-1 Energy Efficiency, Voltage, Active energy Ea Manual operating mechanism with mechanical closing, without Spring charging motor, Ready-to-close signal. switch, Auxiliary switches 2NO+2NC, without Closing coil (CC), manual operating mechanism with mechanical closing, without Remote trip alarm reset coil (RR), without 2nd shunt trip, without 1st Shunt trip | 115870 | 1 | Z\ | 1
3WA1110-3LF01-0AA0 |  | Fixed-mounted circuit breaker IEC 60947-2, frame size 1, 3-poles, In=1000A up to 690V AC 50/60Hz, breaking capacity S Icu=66/50kA at 500/690V, Trip unit ETU600 LSIG upgrade ready , colordisplay, bluetooth and USB interface, Protection LT, ST, INST, GFx, N-protection required an external N-sensor, incl. trip alarm switch (1xCO), rear connection vertical, with internal voltage tap on upper stab of circuit breaker, with voltage tap module VTM680 and power supply of ETU600, able to communication, integrated metering type PMF-1 Energy Efficiency, Voltage, Active energy Ea Manual operating mechanism with mechanical closing, without Spring charging motor, Ready-to-close signal. switch, Auxiliary switches 2NO+2NC, without Closing coil (CC), manual operating mechanism with mechanical closing, without Remote trip alarm reset coil (RR), without 2nd shunt trip, without 1st Shunt trip | 81770 | 1 | Z\ | 1
3WA1110-3LF02-0AA0 |  | Fixed-mounted circuit breaker IEC 60947-2, frame size 1, 3-poles, In=1000A up to 690V AC 50/60Hz, breaking capacity S Icu=66/50kA at 500/690V, Trip unit ETU600 LSIG upgrade ready , colordisplay, bluetooth and USB interface, Protection LT, ST, INST, GFx, N-protection required an external N-sensor, incl. trip alarm switch (1xCO), rear connection horizontal, with internal voltage tap on upper stab of circuit breaker, with voltage tap module VTM680 and power supply of ETU600, able to communication, integrated metering type PMF-1 Energy Efficiency, Voltage, Active energy Ea Manual operating mechanism with mechanical closing, without Spring charging motor, Ready-to-close signal. switch, Auxiliary switches 2NO+2NC, without Closing coil (CC), manual operating mechanism with mechanical closing, without Remote trip alarm reset coil (RR), without 2nd shunt trip, without 1st Shunt trip | 79970 | 1 | Z\ | 1
3WA1110-3LF03-0AA0 |  | Fixed-mounted circuit breaker IEC 60947-2, frame size 1, 3-poles, In=1000A up to 690V AC 50/60Hz, breaking capacity S Icu=66/50kA at 500/690V, Trip unit ETU600 LSIG upgrade ready , colordisplay, bluetooth and USB interface, Protection LT, ST, INST, GFx, N-protection required an external N-sensor, incl. trip alarm switch (1xCO), front connection double hole, with internal voltage tap on upper stab of circuit breaker, with voltage tap module VTM680 and power supply of ETU600, able to communication, integrated metering type PMF-1 Energy Efficiency, Voltage, Active energy Ea Manual operating mechanism with mechanical closing, without Spring charging motor, Ready-to-close signal. switch, Auxiliary switches 2NO+2NC, without Closing coil (CC), manual operating mechanism with mechanical closing, without Remote trip alarm reset coil (RR), without 2nd shunt trip, without 1st Shunt trip | 85370 | 1 | Z\ | 1
3WA1110-3LF11-0AA0 |  | Fixed-mounted circuit breaker IEC 60947-2, frame size 1, 4-poles, N-pole left, In=1000A up to 690V AC 50/60Hz, breaking capacity S Icu=66/50kA at 500/690V, Trip unit ETU600 LSIG upgrade ready , colordisplay, bluetooth and USB interface, Protection LT, ST, INST, GFx, include N-protection, (internal N-sensor available), incl. trip alarm switch (1xCO), rear connection vertical, with internal voltage tap on upper stab of circuit breaker, with voltage tap module VTM680 and power supply of ETU600, able to communication, integrated metering type PMF-1 Energy Efficiency, Voltage, Active energy Ea Manual operating mechanism with mechanical closing, without Spring charging motor, Ready-to-close signal. switch, Auxiliary switches 2NO+2NC, without Closing coil (CC), manual operating mechanism with mechanical closing, without Remote trip alarm reset coil (RR), without 2nd shunt trip, without 1st Shunt trip | 101670 | 1 | Z\ | 1
3WA1110-3LF12-0AA0 |  | Fixed-mounted circuit breaker IEC 60947-2, frame size 1, 4-poles, N-pole left, In=1000A up to 690V AC 50/60Hz, breaking capacity S Icu=66/50kA at 500/690V, Trip unit ETU600 LSIG upgrade ready , colordisplay, bluetooth and USB interface, Protection LT, ST, INST, GFx, include N-protection, (internal N-sensor available), incl. trip alarm switch (1xCO), rear connection horizontal, with internal voltage tap on upper stab of circuit breaker, with voltage tap module VTM680 and power supply of ETU600, able to communication, integrated metering type PMF-1 Energy Efficiency, Voltage, Active energy Ea Manual operating mechanism with mechanical closing, without Spring charging motor, Ready-to-close signal. switch, Auxiliary switches 2NO+2NC, without Closing coil (CC), manual operating mechanism with mechanical closing, without Remote trip alarm reset coil (RR), without 2nd shunt trip, without 1st Shunt trip | 99270 | 1 | Z\ | 1
3WA1110-3LF13-0AA0 |  | Fixed-mounted circuit breaker IEC 60947-2, frame size 1, 4-poles, N-pole left, In=1000A up to 690V AC 50/60Hz, breaking capacity S Icu=66/50kA at 500/690V, Trip unit ETU600 LSIG upgrade ready , colordisplay, bluetooth and USB interface, Protection LT, ST, INST, GFx, include N-protection, (internal N-sensor available), incl. trip alarm switch (1xCO), front connection double hole, with internal voltage tap on upper stab of circuit breaker, with voltage tap module VTM680 and power supply of ETU600, able to communication, integrated metering type PMF-1 Energy Efficiency, Voltage, Active energy Ea Manual operating mechanism with mechanical closing, without Spring charging motor, Ready-to-close signal. switch, Auxiliary switches 2NO+2NC, without Closing coil (CC), manual operating mechanism with mechanical closing, without Remote trip alarm reset coil (RR), without 2nd shunt trip, without 1st Shunt trip | 106470 | 1 | Z\ | 1
3WA1110-3LF21-0AA0 |  | fixed-mounted circuit breaker, IEC 60947-2, size 1, 4-pole, N pole on right, In=1000 A up to 690 V AC 50/60 Hz, breaking capacity S Icu=66/50 kA at 500/690 V, tripping unit ETU600 LSIG upgradeable, color display, Bluetooth, USB interface, basic protection LT, ST, INST, GFx, including protection of the N conductor (internal neutral point sensor available), trip alarm switch (1 x CO), connection at rear vertical, with internal voltage tap on upper stab of circuit breaker, with voltage tap module VTM680 and power supply of ETU600, able to communication, integrated metering type PMF-1 Energy Efficiency, Voltage, Active energy Ea Manual operating mechanism with mechanical closing, without Spring charging motor, Ready-to-close signal. switch, Auxiliary switches 2NO+2NC, without Closing coil (CC), manual operating mechanism with mechanical closing, without Remote trip alarm reset coil (RR), without 2nd shunt trip, without 1st Shunt trip | 101670 | 1 | Z\ | 1
3WA1110-3LF22-0AA0 |  | fixed-mounted circuit breaker, IEC 60947-2, size 1, 4-pole, N pole on right, In=1000 A up to 690 V AC 50/60 Hz, breaking capacity S Icu=66/50 kA at 500/690 V, tripping unit ETU600 LSIG upgradeable, color display, Bluetooth, USB interface, basic protection LT, ST, INST, GFx, including protection of the N conductor (internal neutral point sensor available), trip alarm switch (1 x CO), connection at rear horizontal with internal voltage tap on upper stab of circuit breaker, with voltage tap module VTM680 and power supply of ETU600, able to communication, integrated metering type PMF-1 Energy Efficiency, Voltage, Active energy Ea Manual operating mechanism with mechanical closing, without Spring charging motor, Ready-to-close signal. switch, Auxiliary switches 2NO+2NC, without Closing coil (CC), manual operating mechanism with mechanical closing, without Remote trip alarm reset coil (RR), without 2nd shunt trip, without 1st Shunt trip | 99270 | 1 | Z\ | 1
3WA1110-3LF23-0AA0 |  | fixed-mounted circuit breaker, IEC 60947-2, size 1, 4-pole, N pole on right, In=1000 A up to 690 V AC 50/60 Hz, breaking capacity S Icu=66/50 kA at 500/690 V, tripping unit ETU600 LSIG upgradeable, color display, Bluetooth, USB interface, basic protection LT, ST, INST, GFx, including protection of the N conductor (internal neutral point sensor available), trip alarm switch (1 x CO), front connection double hole, with internal voltage tap on upper stab of circuit breaker, with voltage tap module VTM680 and power supply of ETU600, able to communication, integrated metering type PMF-1 Energy Efficiency, Voltage, Active energy Ea Manual operating mechanism with mechanical closing, without Spring charging motor, Ready-to-close signal. switch, Auxiliary switches 2NO+2NC, without Closing coil (CC), manual operating mechanism with mechanical closing, without Remote trip alarm reset coil (RR), without 2nd shunt trip, without 1st Shunt trip | 106470 | 1 | Z\ | 1
3WA1110-3LF31-0AA0 |  | Withdrawable circuit breaker with guide frame, IEC 60947-2, frame size 1, 3-poles, In=1000A up to 690V AC 50/60Hz, breaking capacity S Icu=66/50kA at 500/690V, Trip unit ETU600 LSIG upgrade ready , colordisplay, bluetooth and USB interface, Protection LT, ST, INST, GFx, N-protection required an external N-sensor, incl. trip alarm switch (1xCO), rear connection vertical, guide frame with shutter and w/o position signalling switch, with internal voltage tap on upper stab of circuit breaker, with voltage tap module VTM680 and power supply of ETU600, able to communication, integrated metering type PMF-1 Energy Efficiency, Voltage, Active energy Ea Manual operating mechanism with mechanical closing, without Spring charging motor, Ready-to-close signal. switch, Auxiliary switches 2NO+2NC, without Closing coil (CC), manual operating mechanism with mechanical closing, without Remote trip alarm reset coil (RR), without 2nd shunt trip, without 1st Shunt trip | 102570 | 1 | Z\ | 1
3WA1110-3LF32-0AA0 |  | Withdrawable circuit breaker with guide frame, IEC 60947-2, frame size 1, 3-poles, In=1000A up to 690V AC 50/60Hz, breaking capacity S Icu=66/50kA at 500/690V, Trip unit ETU600 LSIG upgrade ready , colordisplay, bluetooth and USB interface, Protection LT, ST, INST, GFx, N-protection required an external N-sensor, incl. trip alarm switch (1xCO), rear connection horizontal, guide frame with shutter and w/o position signalling switch, with internal voltage tap on upper stab of circuit breaker, with voltage tap module VTM680 and power supply of ETU600, able to communication, integrated metering type PMF-1 Energy Efficiency, Voltage, Active energy Ea Manual operating mechanism with mechanical closing, without Spring charging motor, Ready-to-close signal. switch, Auxiliary switches 2NO+2NC, without Closing coil (CC), manual operating mechanism with mechanical closing, without Remote trip alarm reset coil (RR), without 2nd shunt trip, without 1st Shunt trip | 100770 | 1 | Z\ | 1
3WA1110-3LF33-0AA0 |  | Withdrawable circuit breaker with guide frame, IEC 60947-2, frame size 1, 3-poles, In=1000A up to 690V AC 50/60Hz, breaking capacity S Icu=66/50kA at 500/690V, Trip unit ETU600 LSIG upgrade ready , colordisplay, bluetooth and USB interface, Protection LT, ST, INST, GFx, N-protection required an external N-sensor, incl. trip alarm switch (1xCO), front connection double hole, guide frame with shutter and w/o position signalling switch, with internal voltage tap on upper stab of circuit breaker, with voltage tap module VTM680 and power supply of ETU600, able to communication, integrated metering type PMF-1 Energy Efficiency, Voltage, Active energy Ea Manual operating mechanism with mechanical closing, without Spring charging motor, Ready-to-close signal. switch, Auxiliary switches 2NO+2NC, without Closing coil (CC), manual operating mechanism with mechanical closing, without Remote trip alarm reset coil (RR), without 2nd shunt trip, without 1st Shunt trip | 106170 | 1 | Z\ | 1
3WA1110-3LF34-0AA0 |  | Withdrawable circuit breaker with guide frame, IEC 60947-2, frame size 1, 3-poles, In=1000A up to 690V AC 50/60Hz, breaking capacity S Icu=66/50kA at 500/690V, Trip unit ETU600 LSIG upgrade ready , colordisplay, bluetooth and USB interface, Protection LT, ST, INST, GFx, N-protection required an external N-sensor, incl. trip alarm switch (1xCO), rear connection flange, guide frame with shutter and w/o position signalling switch, with internal voltage tap on upper stab of circuit breaker, with voltage tap module VTM680 and power supply of ETU600, able to communication, integrated metering type PMF-1 Energy Efficiency, Voltage, Active energy Ea Manual operating mechanism with mechanical closing, without Spring charging motor, Ready-to-close signal. switch, Auxiliary switches 2NO+2NC, without Closing coil (CC), manual operating mechanism with mechanical closing, without Remote trip alarm reset coil (RR), without 2nd shunt trip, without 1st Shunt trip | 100770 | 1 | Z\ | 1
3WA1110-3LF41-0AA0 |  | Withdrawable circuit breaker with guide frame, IEC 60947-2, frame size 1, 4-poles, N-pole left, In=1000A up to 690V AC 50/60Hz, breaking capacity S Icu=66/50kA at 500/690V, Trip unit ETU600 LSIG upgrade ready , colordisplay, bluetooth and USB interface, Protection LT, ST, INST, GFx, include N-protection, (internal N-sensor available), incl. trip alarm switch (1xCO), rear connection vertical, guide frame with shutter and w/o position signalling switch, with internal voltage tap on upper stab of circuit breaker, with voltage tap module VTM680 and power supply of ETU600, able to communication, integrated metering type PMF-1 Energy Efficiency, Voltage, Active energy Ea Manual operating mechanism with mechanical closing, without Spring charging motor, Ready-to-close signal. switch, Auxiliary switches 2NO+2NC, without Closing coil (CC), manual operating mechanism with mechanical closing, without Remote trip alarm reset coil (RR), without 2nd shunt trip, without 1st Shunt trip | 128870 | 1 | Z\ | 1
3WA1110-3LF42-0AA0 |  | Withdrawable circuit breaker with guide frame, IEC 60947-2, frame size 1, 4-poles, N-pole left, In=1000A up to 690V AC 50/60Hz, breaking capacity S Icu=66/50kA at 500/690V, Trip unit ETU600 LSIG upgrade ready , colordisplay, bluetooth and USB interface, Protection LT, ST, INST, GFx, include N-protection, (internal N-sensor available), incl. trip alarm switch (1xCO), rear connection horizontal, guide frame with shutter and w/o position signalling switch, with internal voltage tap on upper stab of circuit breaker, with voltage tap module VTM680 and power supply of ETU600, able to communication, integrated metering type PMF-1 Energy Efficiency, Voltage, Active energy Ea Manual operating mechanism with mechanical closing, without Spring charging motor, Ready-to-close signal. switch, Auxiliary switches 2NO+2NC, without Closing coil (CC), manual operating mechanism with mechanical closing, without Remote trip alarm reset coil (RR), without 2nd shunt trip, without 1st Shunt trip | 126870 | 1 | Z\ | 1
3WA1110-3LF43-0AA0 |  | Withdrawable circuit breaker with guide frame, IEC 60947-2, frame size 1, 4-poles, N-pole left, In=1000A up to 690V AC 50/60Hz, breaking capacity S Icu=66/50kA at 500/690V, Trip unit ETU600 LSIG upgrade ready , colordisplay, bluetooth and USB interface, Protection LT, ST, INST, GFx, include N-protection, (internal N-sensor available), incl. trip alarm switch (1xCO), front connection double hole, guide frame with shutter and w/o position signalling switch, with internal voltage tap on upper stab of circuit breaker, with voltage tap module VTM680 and power supply of ETU600, able to communication, integrated metering type PMF-1 Energy Efficiency, Voltage, Active energy Ea Manual operating mechanism with mechanical closing, without Spring charging motor, Ready-to-close signal. switch, Auxiliary switches 2NO+2NC, without Closing coil (CC), manual operating mechanism with mechanical closing, without Remote trip alarm reset coil (RR), without 2nd shunt trip, without 1st Shunt trip | 133870 | 1 | Z\ | 1
3WA1110-3LF44-0AA0 |  | Withdrawable circuit breaker with guide frame, IEC 60947-2, frame size 1, 4-poles, N-pole left, In=1000A up to 690V AC 50/60Hz, breaking capacity S Icu=66/50kA at 500/690V, Trip unit ETU600 LSIG upgrade ready , colordisplay, bluetooth and USB interface, Protection LT, ST, INST, GFx, include N-protection, (internal N-sensor available), incl. trip alarm switch (1xCO), rear connection flange, guide frame with shutter and w/o position signalling switch, with internal voltage tap on upper stab of circuit breaker, with voltage tap module VTM680 and power supply of ETU600, able to communication, integrated metering type PMF-1 Energy Efficiency, Voltage, Active energy Ea Manual operating mechanism with mechanical closing, without Spring charging motor, Ready-to-close signal. switch, Auxiliary switches 2NO+2NC, without Closing coil (CC), manual operating mechanism with mechanical closing, without Remote trip alarm reset coil (RR), without 2nd shunt trip, without 1st Shunt trip | 126870 | 1 | Z\ | 1
3WA1110-3ME01-0AA0 |  | Fixed-mounted circuit breaker IEC 60947-2, frame size 1, 3-poles, In=1000A up to 690V AC 50/60Hz, breaking capacity S Icu=66/50kA at 500/690V, Trip unit ETU600 LSI upgrade ready , colordisplay, bluetooth and USB interface, Protection LT, ST, INST, N-protection required an external N-sensor, incl. trip alarm switch (1xCO), rear connection vertical, with internal voltage tap on upper stab of circuit breaker, with voltage tap module VTM680 and power supply of ETU600, able to communication, integrated metering type PMF-2 Basic Power Monitoring, Voltage, Energy, Power, Power factor, Frequency, Unbalance, Temperature, Manual operating mechanism with mechanical closing, without Spring charging motor, Ready-to-close signal. switch, Auxiliary switches 2NO+2NC, without Closing coil (CC), manual operating mechanism with mechanical closing, without Remote trip alarm reset coil (RR), without 2nd shunt trip, without 1st Shunt trip | 79900 | 1 | Z\ | 1
3WA1110-3ME02-0AA0 |  | Fixed-mounted circuit breaker IEC 60947-2, frame size 1, 3-poles, In=1000A up to 690V AC 50/60Hz, breaking capacity S Icu=66/50kA at 500/690V, Trip unit ETU600 LSI upgrade ready , colordisplay, bluetooth and USB interface, Protection LT, ST, INST, N-protection required an external N-sensor, incl. trip alarm switch (1xCO), rear connection horizontal, with internal voltage tap on upper stab of circuit breaker, with voltage tap module VTM680 and power supply of ETU600, able to communication, integrated metering type PMF-2 Basic Power Monitoring, Voltage, Energy, Power, Power factor, Frequency, Unbalance, Temperature, Manual operating mechanism with mechanical closing, without Spring charging motor, Ready-to-close signal. switch, Auxiliary switches 2NO+2NC, without Closing coil (CC), manual operating mechanism with mechanical closing, without Remote trip alarm reset coil (RR), without 2nd shunt trip, without 1st Shunt trip | 78100 | 1 | Z\ | 1
3WA1110-3ME03-0AA0 |  | Fixed-mounted circuit breaker IEC 60947-2, frame size 1, 3-poles, In=1000A up to 690V AC 50/60Hz, breaking capacity S Icu=66/50kA at 500/690V, Trip unit ETU600 LSI upgrade ready , colordisplay, bluetooth and USB interface, Protection LT, ST, INST, N-protection required an external N-sensor, incl. trip alarm switch (1xCO), front connection double hole, with internal voltage tap on upper stab of circuit breaker, with voltage tap module VTM680 and power supply of ETU600, able to communication, integrated metering type PMF-2 Basic Power Monitoring, Voltage, Energy, Power, Power factor, Frequency, Unbalance, Temperature, Manual operating mechanism with mechanical closing, without Spring charging motor, Ready-to-close signal. switch, Auxiliary switches 2NO+2NC, without Closing coil (CC), manual operating mechanism with mechanical closing, without Remote trip alarm reset coil (RR), without 2nd shunt trip, without 1st Shunt trip | 83600 | 1 | Z\ | 1
3WA1110-3ME11-0AA0 |  | Fixed-mounted circuit breaker IEC 60947-2, frame size 1, 4-poles, N-pole left, In=1000A up to 690V AC 50/60Hz, breaking capacity S Icu=66/50kA at 500/690V, Trip unit ETU600 LSI upgrade ready , colordisplay, bluetooth and USB interface, Protection LT, ST, INST, include N-protection, (internal N-sensor available), incl. trip alarm switch (1xCO), rear connection vertical, with internal voltage tap on upper stab of circuit breaker, with voltage tap module VTM680 and power supply of ETU600, able to communication, integrated metering type PMF-2 Basic Power Monitoring, Voltage, Energy, Power, Power factor, Frequency, Unbalance, Temperature, Manual operating mechanism with mechanical closing, without Spring charging motor, Ready-to-close signal. switch, Auxiliary switches 2NO+2NC, without Closing coil (CC), manual operating mechanism with mechanical closing, without Remote trip alarm reset coil (RR), without 2nd shunt trip, without 1st Shunt trip | 99900 | 1 | Z\ | 1
3WA1110-3ME12-0AA0 |  | Fixed-mounted circuit breaker IEC 60947-2, frame size 1, 4-poles, N-pole left, In=1000A up to 690V AC 50/60Hz, breaking capacity S Icu=66/50kA at 500/690V, Trip unit ETU600 LSI upgrade ready , colordisplay, bluetooth and USB interface, Protection LT, ST, INST, include N-protection, (internal N-sensor available), incl. trip alarm switch (1xCO), rear connection horizontal, with internal voltage tap on upper stab of circuit breaker, with voltage tap module VTM680 and power supply of ETU600, able to communication, integrated metering type PMF-2 Basic Power Monitoring, Voltage, Energy, Power, Power factor, Frequency, Unbalance, Temperature, Manual operating mechanism with mechanical closing, without Spring charging motor, Ready-to-close signal. switch, Auxiliary switches 2NO+2NC, without Closing coil (CC), manual operating mechanism with mechanical closing, without Remote trip alarm reset coil (RR), without 2nd shunt trip, without 1st Shunt trip | 97500 | 1 | Z\ | 1
3WA1110-3ME13-0AA0 |  | Fixed-mounted circuit breaker IEC 60947-2, frame size 1, 4-poles, N-pole left, In=1000A up to 690V AC 50/60Hz, breaking capacity S Icu=66/50kA at 500/690V, Trip unit ETU600 LSI upgrade ready , colordisplay, bluetooth and USB interface, Protection LT, ST, INST, include N-protection, (internal N-sensor available), incl. trip alarm switch (1xCO), front connection double hole, with internal voltage tap on upper stab of circuit breaker, with voltage tap module VTM680 and power supply of ETU600, able to communication, integrated metering type PMF-2 Basic Power Monitoring, Voltage, Energy, Power, Power factor, Frequency, Unbalance, Temperature, Manual operating mechanism with mechanical closing, without Spring charging motor, Ready-to-close signal. switch, Auxiliary switches 2NO+2NC, without Closing coil (CC), manual operating mechanism with mechanical closing, without Remote trip alarm reset coil (RR), without 2nd shunt trip, without 1st Shunt trip | 104700 | 1 | Z\ | 1
3WA1110-3ME21-0AA0 |  | fixed-mounted circuit breaker, IEC 60947-2, size 1, 4-pole, N pole on right, In=1000 A up to 690 V AC 50/60 Hz, breaking capacity S Icu=66/50 kA at 500/690 V, tripping unit ETU600 LSI upgradeable, color display, Bluetooth, USB interface, basic protection LT, ST, INST, including protection of the N conductor (internal neutral point sensor available), trip alarm switch (1 x CO), connection at rear vertical, with internal voltage tap on upper stab of circuit breaker, with voltage tap module VTM680 and power supply of ETU600, able to communication, integrated metering type PMF-2 Basic Power Monitoring, Voltage, Energy, Power, Power factor, Frequency, Unbalance, Temperature, Manual operating mechanism with mechanical closing, without Spring charging motor, Ready-to-close signal. switch, Auxiliary switches 2NO+2NC, without Closing coil (CC), manual operating mechanism with mechanical closing, without Remote trip alarm reset coil (RR), without 2nd shunt trip, without 1st Shunt trip | 99900 | 1 | Z\ | 1
3WA1110-3ME22-0AA0 |  | fixed-mounted circuit breaker, IEC 60947-2, size 1, 4-pole, N pole on right, In=1000 A up to 690 V AC 50/60 Hz, breaking capacity S Icu=66/50 kA at 500/690 V, tripping unit ETU600 LSI upgradeable, color display, Bluetooth, USB interface, basic protection LT, ST, INST, including protection of the N conductor (internal neutral point sensor available), trip alarm switch (1 x CO), connection at rear horizontal with internal voltage tap on upper stab of circuit breaker, with voltage tap module VTM680 and power supply of ETU600, able to communication, integrated metering type PMF-2 Basic Power Monitoring, Voltage, Energy, Power, Power factor, Frequency, Unbalance, Temperature, Manual operating mechanism with mechanical closing, without Spring charging motor, Ready-to-close signal. switch, Auxiliary switches 2NO+2NC, without Closing coil (CC), manual operating mechanism with mechanical closing, without Remote trip alarm reset coil (RR), without 2nd shunt trip, without 1st Shunt trip | 97500 | 1 | Z\ | 1
3WA1110-3ME23-0AA0 |  | fixed-mounted circuit breaker, IEC 60947-2, size 1, 4-pole, N pole on right, In=1000 A up to 690 V AC 50/60 Hz, breaking capacity S Icu=66/50 kA at 500/690 V, tripping unit ETU600 LSI upgradeable, color display, Bluetooth, USB interface, basic protection LT, ST, INST, including protection of the N conductor (internal neutral point sensor available), trip alarm switch (1 x CO), front connection double hole, with internal voltage tap on upper stab of circuit breaker, with voltage tap module VTM680 and power supply of ETU600, able to communication, integrated metering type PMF-2 Basic Power Monitoring, Voltage, Energy, Power, Power factor, Frequency, Unbalance, Temperature, Manual operating mechanism with mechanical closing, without Spring charging motor, Ready-to-close signal. switch, Auxiliary switches 2NO+2NC, without Closing coil (CC), manual operating mechanism with mechanical closing, without Remote trip alarm reset coil (RR), without 2nd shunt trip, without 1st Shunt trip | 104700 | 1 | Z\ | 1
3WA1110-3ME31-0AA0 |  | Withdrawable circuit breaker with guide frame, IEC 60947-2, frame size 1, 3-poles, In=1000A up to 690V AC 50/60Hz, breaking capacity S Icu=66/50kA at 500/690V, Trip unit ETU600 LSI upgrade ready , colordisplay, bluetooth and USB interface, Protection LT, ST, INST, N-protection required an external N-sensor, incl. trip alarm switch (1xCO), rear connection vertical, guide frame with shutter and w/o position signalling switch, with internal voltage tap on upper stab of circuit breaker, with voltage tap module VTM680 and power supply of ETU600, able to communication, integrated metering type PMF-2 Basic Power Monitoring, Voltage, Energy, Power, Power factor, Frequency, Unbalance, Temperature, Manual operating mechanism with mechanical closing, without Spring charging motor, Ready-to-close signal. switch, Auxiliary switches 2NO+2NC, without Closing coil (CC), manual operating mechanism with mechanical closing, without Remote trip alarm reset coil (RR), without 2nd shunt trip, without 1st Shunt trip | 100800 | 1 | Z\ | 1
3WA1110-3ME32-0AA0 |  | Withdrawable circuit breaker with guide frame, IEC 60947-2, frame size 1, 3-poles, In=1000A up to 690V AC 50/60Hz, breaking capacity S Icu=66/50kA at 500/690V, Trip unit ETU600 LSI upgrade ready , colordisplay, bluetooth and USB interface, Protection LT, ST, INST, N-protection required an external N-sensor, incl. trip alarm switch (1xCO), rear connection horizontal, guide frame with shutter and w/o position signalling switch, with internal voltage tap on upper stab of circuit breaker, with voltage tap module VTM680 and power supply of ETU600, able to communication, integrated metering type PMF-2 Basic Power Monitoring, Voltage, Energy, Power, Power factor, Frequency, Unbalance, Temperature, Manual operating mechanism with mechanical closing, without Spring charging motor, Ready-to-close signal. switch, Auxiliary switches 2NO+2NC, without Closing coil (CC), manual operating mechanism with mechanical closing, without Remote trip alarm reset coil (RR), without 2nd shunt trip, without 1st Shunt trip | 99000 | 1 | Z\ | 1
3WA1110-3ME33-0AA0 |  | Withdrawable circuit breaker with guide frame, IEC 60947-2, frame size 1, 3-poles, In=1000A up to 690V AC 50/60Hz, breaking capacity S Icu=66/50kA at 500/690V, Trip unit ETU600 LSI upgrade ready , colordisplay, bluetooth and USB interface, Protection LT, ST, INST, N-protection required an external N-sensor, incl. trip alarm switch (1xCO), front connection double hole, guide frame with shutter and w/o position signalling switch, with internal voltage tap on upper stab of circuit breaker, with voltage tap module VTM680 and power supply of ETU600, able to communication, integrated metering type PMF-2 Basic Power Monitoring, Voltage, Energy, Power, Power factor, Frequency, Unbalance, Temperature, Manual operating mechanism with mechanical closing, without Spring charging motor, Ready-to-close signal. switch, Auxiliary switches 2NO+2NC, without Closing coil (CC), manual operating mechanism with mechanical closing, without Remote trip alarm reset coil (RR), without 2nd shunt trip, without 1st Shunt trip | 104400 | 1 | Z\ | 1
3WA1110-3ME34-0AA0 |  | Withdrawable circuit breaker with guide frame, IEC 60947-2, frame size 1, 3-poles, In=1000A up to 690V AC 50/60Hz, breaking capacity S Icu=66/50kA at 500/690V, Trip unit ETU600 LSI upgrade ready , colordisplay, bluetooth and USB interface, Protection LT, ST, INST, N-protection required an external N-sensor, incl. trip alarm switch (1xCO), rear connection flange, guide frame with shutter and w/o position signalling switch, with internal voltage tap on upper stab of circuit breaker, with voltage tap module VTM680 and power supply of ETU600, able to communication, integrated metering type PMF-2 Basic Power Monitoring, Voltage, Energy, Power, Power factor, Frequency, Unbalance, Temperature, Manual operating mechanism with mechanical closing, without Spring charging motor, Ready-to-close signal. switch, Auxiliary switches 2NO+2NC, without Closing coil (CC), manual operating mechanism with mechanical closing, without Remote trip alarm reset coil (RR), without 2nd shunt trip, without 1st Shunt trip | 99000 | 1 | Z\ | 1
3WA1110-3ME41-0AA0 |  | Withdrawable circuit breaker with guide frame, IEC 60947-2, frame size 1, 4-poles, N-pole left, In=1000A up to 690V AC 50/60Hz, breaking capacity S Icu=66/50kA at 500/690V, Trip unit ETU600 LSI upgrade ready , colordisplay, bluetooth and USB interface, Protection LT, ST, INST, include N-protection, (internal N-sensor available), incl. trip alarm switch (1xCO), rear connection vertical, guide frame with shutter and w/o position signalling switch, with internal voltage tap on upper stab of circuit breaker, with voltage tap module VTM680 and power supply of ETU600, able to communication, integrated metering type PMF-2 Basic Power Monitoring, Voltage, Energy, Power, Power factor, Frequency, Unbalance, Temperature, Manual operating mechanism with mechanical closing, without Spring charging motor, Ready-to-close signal. switch, Auxiliary switches 2NO+2NC, without Closing coil (CC), manual operating mechanism with mechanical closing, without Remote trip alarm reset coil (RR), without 2nd shunt trip, without 1st Shunt trip | 127700 | 1 | Z\ | 1
3WA1110-3ME42-0AA0 |  | Withdrawable circuit breaker with guide frame, IEC 60947-2, frame size 1, 4-poles, N-pole left, In=1000A up to 690V AC 50/60Hz, breaking capacity S Icu=66/50kA at 500/690V, Trip unit ETU600 LSI upgrade ready , colordisplay, bluetooth and USB interface, Protection LT, ST, INST, include N-protection, (internal N-sensor available), incl. trip alarm switch (1xCO), rear connection horizontal, guide frame with shutter and w/o position signalling switch, with internal voltage tap on upper stab of circuit breaker, with voltage tap module VTM680 and power supply of ETU600, able to communication, integrated metering type PMF-2 Basic Power Monitoring, Voltage, Energy, Power, Power factor, Frequency, Unbalance, Temperature, Manual operating mechanism with mechanical closing, without Spring charging motor, Ready-to-close signal. switch, Auxiliary switches 2NO+2NC, without Closing coil (CC), manual operating mechanism with mechanical closing, without Remote trip alarm reset coil (RR), without 2nd shunt trip, without 1st Shunt trip | 124700 | 1 | Z\ | 1
3WA1110-3ME43-0AA0 |  | Withdrawable circuit breaker with guide frame, IEC 60947-2, frame size 1, 4-poles, N-pole left, In=1000A up to 690V AC 50/60Hz, breaking capacity S Icu=66/50kA at 500/690V, Trip unit ETU600 LSI upgrade ready , colordisplay, bluetooth and USB interface, Protection LT, ST, INST, include N-protection, (internal N-sensor available), incl. trip alarm switch (1xCO), front connection double hole, guide frame with shutter and w/o position signalling switch, with internal voltage tap on upper stab of circuit breaker, with voltage tap module VTM680 and power supply of ETU600, able to communication, integrated metering type PMF-2 Basic Power Monitoring, Voltage, Energy, Power, Power factor, Frequency, Unbalance, Temperature, Manual operating mechanism with mechanical closing, without Spring charging motor, Ready-to-close signal. switch, Auxiliary switches 2NO+2NC, without Closing coil (CC), manual operating mechanism with mechanical closing, without Remote trip alarm reset coil (RR), without 2nd shunt trip, without 1st Shunt trip | 132700 | 1 | Z\ | 1
3WA1110-3ME44-0AA0 |  | Withdrawable circuit breaker with guide frame, IEC 60947-2, frame size 1, 4-poles, N-pole left, In=1000A up to 690V AC 50/60Hz, breaking capacity S Icu=66/50kA at 500/690V, Trip unit ETU600 LSI upgrade ready , colordisplay, bluetooth and USB interface, Protection LT, ST, INST, include N-protection, (internal N-sensor available), incl. trip alarm switch (1xCO), rear connection flange, guide frame with shutter and w/o position signalling switch, with internal voltage tap on upper stab of circuit breaker, with voltage tap module VTM680 and power supply of ETU600, able to communication, integrated metering type PMF-2 Basic Power Monitoring, Voltage, Energy, Power, Power factor, Frequency, Unbalance, Temperature, Manual operating mechanism with mechanical closing, without Spring charging motor, Ready-to-close signal. switch, Auxiliary switches 2NO+2NC, without Closing coil (CC), manual operating mechanism with mechanical closing, without Remote trip alarm reset coil (RR), without 2nd shunt trip, without 1st Shunt trip | 124700 | 1 | Z\ | 1
3WA1110-3MF01-0AA0 |  | Fixed-mounted circuit breaker IEC 60947-2, frame size 1, 3-poles, In=1000A up to 690V AC 50/60Hz, breaking capacity S Icu=66/50kA at 500/690V, Trip unit ETU600 LSIG upgrade ready , colordisplay, bluetooth and USB interface, Protection LT, ST, INST, GFx, N-protection required an external N-sensor, incl. trip alarm switch (1xCO), rear connection vertical, with internal voltage tap on upper stab of circuit breaker, with voltage tap module VTM680 and power supply of ETU600, able to communication, integrated metering type PMF-2 Basic Power Monitoring, Voltage, Energy, Power, Power factor, Frequency, Unbalance, Temperature, Manual operating mechanism with mechanical closing, without Spring charging motor, Ready-to-close signal. switch, Auxiliary switches 2NO+2NC, without Closing coil (CC), manual operating mechanism with mechanical closing, without Remote trip alarm reset coil (RR), without 2nd shunt trip, without 1st Shunt trip | 90600 | 1 | Z\ | 1
3WA1110-3MF02-0AA0 |  | Fixed-mounted circuit breaker IEC 60947-2, frame size 1, 3-poles, In=1000A up to 690V AC 50/60Hz, breaking capacity S Icu=66/50kA at 500/690V, Trip unit ETU600 LSIG upgrade ready , colordisplay, bluetooth and USB interface, Protection LT, ST, INST, GFx, N-protection required an external N-sensor, incl. trip alarm switch (1xCO), rear connection horizontal, with internal voltage tap on upper stab of circuit breaker, with voltage tap module VTM680 and power supply of ETU600, able to communication, integrated metering type PMF-2 Basic Power Monitoring, Voltage, Energy, Power, Power factor, Frequency, Unbalance, Temperature, Manual operating mechanism with mechanical closing, without Spring charging motor, Ready-to-close signal. switch, Auxiliary switches 2NO+2NC, without Closing coil (CC), manual operating mechanism with mechanical closing, without Remote trip alarm reset coil (RR), without 2nd shunt trip, without 1st Shunt trip | 88800 | 1 | Z\ | 1
3WA1110-3MF03-0AA0 |  | Fixed-mounted circuit breaker IEC 60947-2, frame size 1, 3-poles, In=1000A up to 690V AC 50/60Hz, breaking capacity S Icu=66/50kA at 500/690V, Trip unit ETU600 LSIG upgrade ready , colordisplay, bluetooth and USB interface, Protection LT, ST, INST, GFx, N-protection required an external N-sensor, incl. trip alarm switch (1xCO), front connection double hole, with internal voltage tap on upper stab of circuit breaker, with voltage tap module VTM680 and power supply of ETU600, able to communication, integrated metering type PMF-2 Basic Power Monitoring, Voltage, Energy, Power, Power factor, Frequency, Unbalance, Temperature, Manual operating mechanism with mechanical closing, without Spring charging motor, Ready-to-close signal. switch, Auxiliary switches 2NO+2NC, without Closing coil (CC), manual operating mechanism with mechanical closing, without Remote trip alarm reset coil (RR), without 2nd shunt trip, without 1st Shunt trip | 94200 | 1 | Z\ | 1
3WA1110-3MF11-0AA0 |  | Fixed-mounted circuit breaker IEC 60947-2, frame size 1, 4-poles, N-pole left, In=1000A up to 690V AC 50/60Hz, breaking capacity S Icu=66/50kA at 500/690V, Trip unit ETU600 LSIG upgrade ready , colordisplay, bluetooth and USB interface, Protection LT, ST, INST, GFx, include N-protection, (internal N-sensor available), incl. trip alarm switch (1xCO), rear connection vertical, with internal voltage tap on upper stab of circuit breaker, with voltage tap module VTM680 and power supply of ETU600, able to communication, integrated metering type PMF-2 Basic Power Monitoring, Voltage, Energy, Power, Power factor, Frequency, Unbalance, Temperature, Manual operating mechanism with mechanical closing, without Spring charging motor, Ready-to-close signal. switch, Auxiliary switches 2NO+2NC, without Closing coil (CC), manual operating mechanism with mechanical closing, without Remote trip alarm reset coil (RR), without 2nd shunt trip, without 1st Shunt trip | 110500 | 1 | Z\ | 1
3WA1110-3MF12-0AA0 |  | Fixed-mounted circuit breaker IEC 60947-2, frame size 1, 4-poles, N-pole left, In=1000A up to 690V AC 50/60Hz, breaking capacity S Icu=66/50kA at 500/690V, Trip unit ETU600 LSIG upgrade ready , colordisplay, bluetooth and USB interface, Protection LT, ST, INST, GFx, include N-protection, (internal N-sensor available), incl. trip alarm switch (1xCO), rear connection horizontal, with internal voltage tap on upper stab of circuit breaker, with voltage tap module VTM680 and power supply of ETU600, able to communication, integrated metering type PMF-2 Basic Power Monitoring, Voltage, Energy, Power, Power factor, Frequency, Unbalance, Temperature, Manual operating mechanism with mechanical closing, without Spring charging motor, Ready-to-close signal. switch, Auxiliary switches 2NO+2NC, without Closing coil (CC), manual operating mechanism with mechanical closing, without Remote trip alarm reset coil (RR), without 2nd shunt trip, without 1st Shunt trip | 108100 | 1 | Z\ | 1
3WA1110-3MF13-0AA0 |  | Fixed-mounted circuit breaker IEC 60947-2, frame size 1, 4-poles, N-pole left, In=1000A up to 690V AC 50/60Hz, breaking capacity S Icu=66/50kA at 500/690V, Trip unit ETU600 LSIG upgrade ready , colordisplay, bluetooth and USB interface, Protection LT, ST, INST, GFx, include N-protection, (internal N-sensor available), incl. trip alarm switch (1xCO), front connection double hole, with internal voltage tap on upper stab of circuit breaker, with voltage tap module VTM680 and power supply of ETU600, able to communication, integrated metering type PMF-2 Basic Power Monitoring, Voltage, Energy, Power, Power factor, Frequency, Unbalance, Temperature, Manual operating mechanism with mechanical closing, without Spring charging motor, Ready-to-close signal. switch, Auxiliary switches 2NO+2NC, without Closing coil (CC), manual operating mechanism with mechanical closing, without Remote trip alarm reset coil (RR), without 2nd shunt trip, without 1st Shunt trip | 115300 | 1 | Z\ | 1
3WA1110-3MF21-0AA0 |  | fixed-mounted circuit breaker, IEC 60947-2, size 1, 4-pole, N pole on right, In=1000 A up to 690 V AC 50/60 Hz, breaking capacity S Icu=66/50 kA at 500/690 V, tripping unit ETU600 LSIG upgradeable, color display, Bluetooth, USB interface, basic protection LT, ST, INST, GFx, including protection of the N conductor (internal neutral point sensor available), trip alarm switch (1 x CO), connection at rear vertical, with internal voltage tap on upper stab of circuit breaker, with voltage tap module VTM680 and power supply of ETU600, able to communication, integrated metering type PMF-2 Basic Power Monitoring, Voltage, Energy, Power, Power factor, Frequency, Unbalance, Temperature, Manual operating mechanism with mechanical closing, without Spring charging motor, Ready-to-close signal. switch, Auxiliary switches 2NO+2NC, without Closing coil (CC), manual operating mechanism with mechanical closing, without Remote trip alarm reset coil (RR), without 2nd shunt trip, without 1st Shunt trip | 110500 | 1 | Z\ | 1
3WA1110-3MF22-0AA0 |  | fixed-mounted circuit breaker, IEC 60947-2, size 1, 4-pole, N pole on right, In=1000 A up to 690 V AC 50/60 Hz, breaking capacity S Icu=66/50 kA at 500/690 V, tripping unit ETU600 LSIG upgradeable, color display, Bluetooth, USB interface, basic protection LT, ST, INST, GFx, including protection of the N conductor (internal neutral point sensor available), trip alarm switch (1 x CO), connection at rear horizontal with internal voltage tap on upper stab of circuit breaker, with voltage tap module VTM680 and power supply of ETU600, able to communication, integrated metering type PMF-2 Basic Power Monitoring, Voltage, Energy, Power, Power factor, Frequency, Unbalance, Temperature, Manual operating mechanism with mechanical closing, without Spring charging motor, Ready-to-close signal. switch, Auxiliary switches 2NO+2NC, without Closing coil (CC), manual operating mechanism with mechanical closing, without Remote trip alarm reset coil (RR), without 2nd shunt trip, without 1st Shunt trip | 108100 | 1 | Z\ | 1
3WA1110-3MF23-0AA0 |  | fixed-mounted circuit breaker, IEC 60947-2, size 1, 4-pole, N pole on right, In=1000 A up to 690 V AC 50/60 Hz, breaking capacity S Icu=66/50 kA at 500/690 V, tripping unit ETU600 LSIG upgradeable, color display, Bluetooth, USB interface, basic protection LT, ST, INST, GFx, including protection of the N conductor (internal neutral point sensor available), trip alarm switch (1 x CO), front connection double hole, with internal voltage tap on upper stab of circuit breaker, with voltage tap module VTM680 and power supply of ETU600, able to communication, integrated metering type PMF-2 Basic Power Monitoring, Voltage, Energy, Power, Power factor, Frequency, Unbalance, Temperature, Manual operating mechanism with mechanical closing, without Spring charging motor, Ready-to-close signal. switch, Auxiliary switches 2NO+2NC, without Closing coil (CC), manual operating mechanism with mechanical closing, without Remote trip alarm reset coil (RR), without 2nd shunt trip, without 1st Shunt trip | 115300 | 1 | Z\ | 1
3WA1110-3MF31-0AA0 |  | Withdrawable circuit breaker with guide frame, IEC 60947-2, frame size 1, 3-poles, In=1000A up to 690V AC 50/60Hz, breaking capacity S Icu=66/50kA at 500/690V, Trip unit ETU600 LSIG upgrade ready , colordisplay, bluetooth and USB interface, Protection LT, ST, INST, GFx, N-protection required an external N-sensor, incl. trip alarm switch (1xCO), rear connection vertical, guide frame with shutter and w/o position signalling switch, with internal voltage tap on upper stab of circuit breaker, with voltage tap module VTM680 and power supply of ETU600, able to communication, integrated metering type PMF-2 Basic Power Monitoring, Voltage, Energy, Power, Power factor, Frequency, Unbalance, Temperature, Manual operating mechanism with mechanical closing, without Spring charging motor, Ready-to-close signal. switch, Auxiliary switches 2NO+2NC, without Closing coil (CC), manual operating mechanism with mechanical closing, without Remote trip alarm reset coil (RR), without 2nd shunt trip, without 1st Shunt trip | 111400 | 1 | Z\ | 1
3WA1110-3MF32-0AA0 |  | Withdrawable circuit breaker with guide frame, IEC 60947-2, frame size 1, 3-poles, In=1000A up to 690V AC 50/60Hz, breaking capacity S Icu=66/50kA at 500/690V, Trip unit ETU600 LSIG upgrade ready , colordisplay, bluetooth and USB interface, Protection LT, ST, INST, GFx, N-protection required an external N-sensor, incl. trip alarm switch (1xCO), rear connection horizontal, guide frame with shutter and w/o position signalling switch, with internal voltage tap on upper stab of circuit breaker, with voltage tap module VTM680 and power supply of ETU600, able to communication, integrated metering type PMF-2 Basic Power Monitoring, Voltage, Energy, Power, Power factor, Frequency, Unbalance, Temperature, Manual operating mechanism with mechanical closing, without Spring charging motor, Ready-to-close signal. switch, Auxiliary switches 2NO+2NC, without Closing coil (CC), manual operating mechanism with mechanical closing, without Remote trip alarm reset coil (RR), without 2nd shunt trip, without 1st Shunt trip | 109600 | 1 | Z\ | 1
3WA1110-3MF33-0AA0 |  | Withdrawable circuit breaker with guide frame, IEC 60947-2, frame size 1, 3-poles, In=1000A up to 690V AC 50/60Hz, breaking capacity S Icu=66/50kA at 500/690V, Trip unit ETU600 LSIG upgrade ready , colordisplay, bluetooth and USB interface, Protection LT, ST, INST, GFx, N-protection required an external N-sensor, incl. trip alarm switch (1xCO), front connection double hole, guide frame with shutter and w/o position signalling switch, with internal voltage tap on upper stab of circuit breaker, with voltage tap module VTM680 and power supply of ETU600, able to communication, integrated metering type PMF-2 Basic Power Monitoring, Voltage, Energy, Power, Power factor, Frequency, Unbalance, Temperature, Manual operating mechanism with mechanical closing, without Spring charging motor, Ready-to-close signal. switch, Auxiliary switches 2NO+2NC, without Closing coil (CC), manual operating mechanism with mechanical closing, without Remote trip alarm reset coil (RR), without 2nd shunt trip, without 1st Shunt trip | 115000 | 1 | Z\ | 1
3WA1110-3MF34-0AA0 |  | Withdrawable circuit breaker with guide frame, IEC 60947-2, frame size 1, 3-poles, In=1000A up to 690V AC 50/60Hz, breaking capacity S Icu=66/50kA at 500/690V, Trip unit ETU600 LSIG upgrade ready , colordisplay, bluetooth and USB interface, Protection LT, ST, INST, GFx, N-protection required an external N-sensor, incl. trip alarm switch (1xCO), rear connection flange, guide frame with shutter and w/o position signalling switch, with internal voltage tap on upper stab of circuit breaker, with voltage tap module VTM680 and power supply of ETU600, able to communication, integrated metering type PMF-2 Basic Power Monitoring, Voltage, Energy, Power, Power factor, Frequency, Unbalance, Temperature, Manual operating mechanism with mechanical closing, without Spring charging motor, Ready-to-close signal. switch, Auxiliary switches 2NO+2NC, without Closing coil (CC), manual operating mechanism with mechanical closing, without Remote trip alarm reset coil (RR), without 2nd shunt trip, without 1st Shunt trip | 109600 | 1 | Z\ | 1
3WA1110-3MF41-0AA0 |  | Withdrawable circuit breaker with guide frame, IEC 60947-2, frame size 1, 4-poles, N-pole left, In=1000A up to 690V AC 50/60Hz, breaking capacity S Icu=66/50kA at 500/690V, Trip unit ETU600 LSIG upgrade ready , colordisplay, bluetooth and USB interface, Protection LT, ST, INST, GFx, include N-protection, (internal N-sensor available), incl. trip alarm switch (1xCO), rear connection vertical, guide frame with shutter and w/o position signalling switch, with internal voltage tap on upper stab of circuit breaker, with voltage tap module VTM680 and power supply of ETU600, able to communication, integrated metering type PMF-2 Basic Power Monitoring, Voltage, Energy, Power, Power factor, Frequency, Unbalance, Temperature, Manual operating mechanism with mechanical closing, without Spring charging motor, Ready-to-close signal. switch, Auxiliary switches 2NO+2NC, without Closing coil (CC), manual operating mechanism with mechanical closing, without Remote trip alarm reset coil (RR), without 2nd shunt trip, without 1st Shunt trip | 137700 | 1 | Z\ | 1
3WA1110-3MF42-0AA0 |  | Withdrawable circuit breaker with guide frame, IEC 60947-2, frame size 1, 4-poles, N-pole left, In=1000A up to 690V AC 50/60Hz, breaking capacity S Icu=66/50kA at 500/690V, Trip unit ETU600 LSIG upgrade ready , colordisplay, bluetooth and USB interface, Protection LT, ST, INST, GFx, include N-protection, (internal N-sensor available), incl. trip alarm switch (1xCO), rear connection horizontal, guide frame with shutter and w/o position signalling switch, with internal voltage tap on upper stab of circuit breaker, with voltage tap module VTM680 and power supply of ETU600, able to communication, integrated metering type PMF-2 Basic Power Monitoring, Voltage, Energy, Power, Power factor, Frequency, Unbalance, Temperature, Manual operating mechanism with mechanical closing, without Spring charging motor, Ready-to-close signal. switch, Auxiliary switches 2NO+2NC, without Closing coil (CC), manual operating mechanism with mechanical closing, without Remote trip alarm reset coil (RR), without 2nd shunt trip, without 1st Shunt trip | 135700 | 1 | Z\ | 1
3WA1110-3MF43-0AA0 |  | Withdrawable circuit breaker with guide frame, IEC 60947-2, frame size 1, 4-poles, N-pole left, In=1000A up to 690V AC 50/60Hz, breaking capacity S Icu=66/50kA at 500/690V, Trip unit ETU600 LSIG upgrade ready , colordisplay, bluetooth and USB interface, Protection LT, ST, INST, GFx, include N-protection, (internal N-sensor available), incl. trip alarm switch (1xCO), front connection double hole, guide frame with shutter and w/o position signalling switch, with internal voltage tap on upper stab of circuit breaker, with voltage tap module VTM680 and power supply of ETU600, able to communication, integrated metering type PMF-2 Basic Power Monitoring, Voltage, Energy, Power, Power factor, Frequency, Unbalance, Temperature, Manual operating mechanism with mechanical closing, without Spring charging motor, Ready-to-close signal. switch, Auxiliary switches 2NO+2NC, without Closing coil (CC), manual operating mechanism with mechanical closing, without Remote trip alarm reset coil (RR), without 2nd shunt trip, without 1st Shunt trip | 142700 | 1 | Z\ | 1
3WA1110-3MF44-0AA0 |  | Withdrawable circuit breaker with guide frame, IEC 60947-2, frame size 1, 4-poles, N-pole left, In=1000A up to 690V AC 50/60Hz, breaking capacity S Icu=66/50kA at 500/690V, Trip unit ETU600 LSIG upgrade ready , colordisplay, bluetooth and USB interface, Protection LT, ST, INST, GFx, include N-protection, (internal N-sensor available), incl. trip alarm switch (1xCO), rear connection flange, guide frame with shutter and w/o position signalling switch, with internal voltage tap on upper stab of circuit breaker, with voltage tap module VTM680 and power supply of ETU600, able to communication, integrated metering type PMF-2 Basic Power Monitoring, Voltage, Energy, Power, Power factor, Frequency, Unbalance, Temperature, Manual operating mechanism with mechanical closing, without Spring charging motor, Ready-to-close signal. switch, Auxiliary switches 2NO+2NC, without Closing coil (CC), manual operating mechanism with mechanical closing, without Remote trip alarm reset coil (RR), without 2nd shunt trip, without 1st Shunt trip | 135700 | 1 | Z\ | 1
3WA1110-3NE01-0AA0 |  | Fixed-mounted circuit breaker IEC 60947-2, frame size 1, 3-poles, In=1000A up to 690V AC 50/60Hz, breaking capacity S Icu=66/50kA at 500/690V, Trip unit ETU600 LSI upgrade ready , colordisplay, bluetooth and USB interface, Protection LT, ST, INST, N-protection required an external N-sensor, incl. trip alarm switch (1xCO), rear connection vertical, with internal voltage tap on upper stab of circuit breaker, with voltage tap module VTM680 and power supply of ETU600, able to communication, integrated metering type PMF-3 Advanced Power Monitor., Voltage, Energy, Power, Power factor, Frequency, Unbalance, Temperature, Power quality, Manual operating mechanism with mechanical closing, without Spring charging motor, Ready-to-close signal. switch, Auxiliary switches 2NO+2NC, without Closing coil (CC), manual operating mechanism with mechanical closing, without Remote trip alarm reset coil (RR), without 2nd shunt trip, without 1st Shunt trip | 86300 | 1 | Z\ | 1
3WA1110-3NE02-0AA0 |  | Fixed-mounted circuit breaker IEC 60947-2, frame size 1, 3-poles, In=1000A up to 690V AC 50/60Hz, breaking capacity S Icu=66/50kA at 500/690V, Trip unit ETU600 LSI upgrade ready , colordisplay, bluetooth and USB interface, Protection LT, ST, INST, N-protection required an external N-sensor, incl. trip alarm switch (1xCO), rear connection horizontal, with internal voltage tap on upper stab of circuit breaker, with voltage tap module VTM680 and power supply of ETU600, able to communication, integrated metering type PMF-3 Advanced Power Monitor., Voltage, Energy, Power, Power factor, Frequency, Unbalance, Temperature, Power quality, Manual operating mechanism with mechanical closing, without Spring charging motor, Ready-to-close signal. switch, Auxiliary switches 2NO+2NC, without Closing coil (CC), manual operating mechanism with mechanical closing, without Remote trip alarm reset coil (RR), without 2nd shunt trip, without 1st Shunt trip | 84500 | 1 | Z\ | 1
3WA1110-3NE03-0AA0 |  | Fixed-mounted circuit breaker IEC 60947-2, frame size 1, 3-poles, In=1000A up to 690V AC 50/60Hz, breaking capacity S Icu=66/50kA at 500/690V, Trip unit ETU600 LSI upgrade ready , colordisplay, bluetooth and USB interface, Protection LT, ST, INST, N-protection required an external N-sensor, incl. trip alarm switch (1xCO), front connection double hole, with internal voltage tap on upper stab of circuit breaker, with voltage tap module VTM680 and power supply of ETU600, able to communication, integrated metering type PMF-3 Advanced Power Monitor., Voltage, Energy, Power, Power factor, Frequency, Unbalance, Temperature, Power quality, Manual operating mechanism with mechanical closing, without Spring charging motor, Ready-to-close signal. switch, Auxiliary switches 2NO+2NC, without Closing coil (CC), manual operating mechanism with mechanical closing, without Remote trip alarm reset coil (RR), without 2nd shunt trip, without 1st Shunt trip | 90000 | 1 | Z\ | 1
3WA1110-3NE11-0AA0 |  | Fixed-mounted circuit breaker IEC 60947-2, frame size 1, 4-poles, N-pole left, In=1000A up to 690V AC 50/60Hz, breaking capacity S Icu=66/50kA at 500/690V, Trip unit ETU600 LSI upgrade ready , colordisplay, bluetooth and USB interface, Protection LT, ST, INST, include N-protection, (internal N-sensor available), incl. trip alarm switch (1xCO), rear connection vertical, with internal voltage tap on upper stab of circuit breaker, with voltage tap module VTM680 and power supply of ETU600, able to communication, integrated metering type PMF-3 Advanced Power Monitor., Voltage, Energy, Power, Power factor, Frequency, Unbalance, Temperature, Power quality, Manual operating mechanism with mechanical closing, without Spring charging motor, Ready-to-close signal. switch, Auxiliary switches 2NO+2NC, without Closing coil (CC), manual operating mechanism with mechanical closing, without Remote trip alarm reset coil (RR), without 2nd shunt trip, without 1st Shunt trip | 106300 | 1 | Z\ | 1
3WA1110-3NE12-0AA0 |  | Fixed-mounted circuit breaker IEC 60947-2, frame size 1, 4-poles, N-pole left, In=1000A up to 690V AC 50/60Hz, breaking capacity S Icu=66/50kA at 500/690V, Trip unit ETU600 LSI upgrade ready , colordisplay, bluetooth and USB interface, Protection LT, ST, INST, include N-protection, (internal N-sensor available), incl. trip alarm switch (1xCO), rear connection horizontal, with internal voltage tap on upper stab of circuit breaker, with voltage tap module VTM680 and power supply of ETU600, able to communication, integrated metering type PMF-3 Advanced Power Monitor., Voltage, Energy, Power, Power factor, Frequency, Unbalance, Temperature, Power quality, Manual operating mechanism with mechanical closing, without Spring charging motor, Ready-to-close signal. switch, Auxiliary switches 2NO+2NC, without Closing coil (CC), manual operating mechanism with mechanical closing, without Remote trip alarm reset coil (RR), without 2nd shunt trip, without 1st Shunt trip | 103900 | 1 | Z\ | 1
3WA1110-3NE13-0AA0 |  | Fixed-mounted circuit breaker IEC 60947-2, frame size 1, 4-poles, N-pole left, In=1000A up to 690V AC 50/60Hz, breaking capacity S Icu=66/50kA at 500/690V, Trip unit ETU600 LSI upgrade ready , colordisplay, bluetooth and USB interface, Protection LT, ST, INST, include N-protection, (internal N-sensor available), incl. trip alarm switch (1xCO), front connection double hole, with internal voltage tap on upper stab of circuit breaker, with voltage tap module VTM680 and power supply of ETU600, able to communication, integrated metering type PMF-3 Advanced Power Monitor., Voltage, Energy, Power, Power factor, Frequency, Unbalance, Temperature, Power quality, Manual operating mechanism with mechanical closing, without Spring charging motor, Ready-to-close signal. switch, Auxiliary switches 2NO+2NC, without Closing coil (CC), manual operating mechanism with mechanical closing, without Remote trip alarm reset coil (RR), without 2nd shunt trip, without 1st Shunt trip | 111100 | 1 | Z\ | 1
3WA1110-3NE21-0AA0 |  | fixed-mounted circuit breaker, IEC 60947-2, size 1, 4-pole, N pole on right, In=1000 A up to 690 V AC 50/60 Hz, breaking capacity S Icu=66/50 kA at 500/690 V, tripping unit ETU600 LSI upgradeable, color display, Bluetooth, USB interface, basic protection LT, ST, INST, including protection of the N conductor (internal neutral point sensor available), trip alarm switch (1 x CO), connection at rear vertical, with internal voltage tap on upper stab of circuit breaker, with voltage tap module VTM680 and power supply of ETU600, able to communication, integrated metering type PMF-3 Advanced Power Monitor., Voltage, Energy, Power, Power factor, Frequency, Unbalance, Temperature, Power quality, Manual operating mechanism with mechanical closing, without Spring charging motor, Ready-to-close signal. switch, Auxiliary switches 2NO+2NC, without Closing coil (CC), manual operating mechanism with mechanical closing, without Remote trip alarm reset coil (RR), without 2nd shunt trip, without 1st Shunt trip | 106300 | 1 | Z\ | 1
3WA1110-3NE22-0AA0 |  | fixed-mounted circuit breaker, IEC 60947-2, size 1, 4-pole, N pole on right, In=1000 A up to 690 V AC 50/60 Hz, breaking capacity S Icu=66/50 kA at 500/690 V, tripping unit ETU600 LSI upgradeable, color display, Bluetooth, USB interface, basic protection LT, ST, INST, including protection of the N conductor (internal neutral point sensor available), trip alarm switch (1 x CO), connection at rear horizontal with internal voltage tap on upper stab of circuit breaker, with voltage tap module VTM680 and power supply of ETU600, able to communication, integrated metering type PMF-3 Advanced Power Monitor., Voltage, Energy, Power, Power factor, Frequency, Unbalance, Temperature, Power quality, Manual operating mechanism with mechanical closing, without Spring charging motor, Ready-to-close signal. switch, Auxiliary switches 2NO+2NC, without Closing coil (CC), manual operating mechanism with mechanical closing, without Remote trip alarm reset coil (RR), without 2nd shunt trip, without 1st Shunt trip | 103900 | 1 | Z\ | 1
3WA1110-3NE23-0AA0 |  | fixed-mounted circuit breaker, IEC 60947-2, size 1, 4-pole, N pole on right, In=1000 A up to 690 V AC 50/60 Hz, breaking capacity S Icu=66/50 kA at 500/690 V, tripping unit ETU600 LSI upgradeable, color display, Bluetooth, USB interface, basic protection LT, ST, INST, including protection of the N conductor (internal neutral point sensor available), trip alarm switch (1 x CO), front connection double hole, with internal voltage tap on upper stab of circuit breaker, with voltage tap module VTM680 and power supply of ETU600, able to communication, integrated metering type PMF-3 Advanced Power Monitor., Voltage, Energy, Power, Power factor, Frequency, Unbalance, Temperature, Power quality, Manual operating mechanism with mechanical closing, without Spring charging motor, Ready-to-close signal. switch, Auxiliary switches 2NO+2NC, without Closing coil (CC), manual operating mechanism with mechanical closing, without Remote trip alarm reset coil (RR), without 2nd shunt trip, without 1st Shunt trip | 111100 | 1 | Z\ | 1
3WA1110-3NE31-0AA0 |  | Withdrawable circuit breaker with guide frame, IEC 60947-2, frame size 1, 3-poles, In=1000A up to 690V AC 50/60Hz, breaking capacity S Icu=66/50kA at 500/690V, Trip unit ETU600 LSI upgrade ready , colordisplay, bluetooth and USB interface, Protection LT, ST, INST, N-protection required an external N-sensor, incl. trip alarm switch (1xCO), rear connection vertical, guide frame with shutter and w/o position signalling switch, with internal voltage tap on upper stab of circuit breaker, with voltage tap module VTM680 and power supply of ETU600, able to communication, integrated metering type PMF-3 Advanced Power Monitor., Voltage, Energy, Power, Power factor, Frequency, Unbalance, Temperature, Power quality, Manual operating mechanism with mechanical closing, without Spring charging motor, Ready-to-close signal. switch, Auxiliary switches 2NO+2NC, without Closing coil (CC), manual operating mechanism with mechanical closing, without Remote trip alarm reset coil (RR), without 2nd shunt trip, without 1st Shunt trip | 107200 | 1 | Z\ | 1
3WA1110-3NE32-0AA0 |  | Withdrawable circuit breaker with guide frame, IEC 60947-2, frame size 1, 3-poles, In=1000A up to 690V AC 50/60Hz, breaking capacity S Icu=66/50kA at 500/690V, Trip unit ETU600 LSI upgrade ready , colordisplay, bluetooth and USB interface, Protection LT, ST, INST, N-protection required an external N-sensor, incl. trip alarm switch (1xCO), rear connection horizontal, guide frame with shutter and w/o position signalling switch, with internal voltage tap on upper stab of circuit breaker, with voltage tap module VTM680 and power supply of ETU600, able to communication, integrated metering type PMF-3 Advanced Power Monitor., Voltage, Energy, Power, Power factor, Frequency, Unbalance, Temperature, Power quality, Manual operating mechanism with mechanical closing, without Spring charging motor, Ready-to-close signal. switch, Auxiliary switches 2NO+2NC, without Closing coil (CC), manual operating mechanism with mechanical closing, without Remote trip alarm reset coil (RR), without 2nd shunt trip, without 1st Shunt trip | 105400 | 1 | Z\ | 1
3WA1110-3NE33-0AA0 |  | Withdrawable circuit breaker with guide frame, IEC 60947-2, frame size 1, 3-poles, In=1000A up to 690V AC 50/60Hz, breaking capacity S Icu=66/50kA at 500/690V, Trip unit ETU600 LSI upgrade ready , colordisplay, bluetooth and USB interface, Protection LT, ST, INST, N-protection required an external N-sensor, incl. trip alarm switch (1xCO), front connection double hole, guide frame with shutter and w/o position signalling switch, with internal voltage tap on upper stab of circuit breaker, with voltage tap module VTM680 and power supply of ETU600, able to communication, integrated metering type PMF-3 Advanced Power Monitor., Voltage, Energy, Power, Power factor, Frequency, Unbalance, Temperature, Power quality, Manual operating mechanism with mechanical closing, without Spring charging motor, Ready-to-close signal. switch, Auxiliary switches 2NO+2NC, without Closing coil (CC), manual operating mechanism with mechanical closing, without Remote trip alarm reset coil (RR), without 2nd shunt trip, without 1st Shunt trip | 110800 | 1 | Z\ | 1
3WA1110-3NE34-0AA0 |  | Withdrawable circuit breaker with guide frame, IEC 60947-2, frame size 1, 3-poles, In=1000A up to 690V AC 50/60Hz, breaking capacity S Icu=66/50kA at 500/690V, Trip unit ETU600 LSI upgrade ready , colordisplay, bluetooth and USB interface, Protection LT, ST, INST, N-protection required an external N-sensor, incl. trip alarm switch (1xCO), rear connection flange, guide frame with shutter and w/o position signalling switch, with internal voltage tap on upper stab of circuit breaker, with voltage tap module VTM680 and power supply of ETU600, able to communication, integrated metering type PMF-3 Advanced Power Monitor., Voltage, Energy, Power, Power factor, Frequency, Unbalance, Temperature, Power quality, Manual operating mechanism with mechanical closing, without Spring charging motor, Ready-to-close signal. switch, Auxiliary switches 2NO+2NC, without Closing coil (CC), manual operating mechanism with mechanical closing, without Remote trip alarm reset coil (RR), without 2nd shunt trip, without 1st Shunt trip | 105400 | 1 | Z\ | 1
3WA1110-3NE41-0AA0 |  | Withdrawable circuit breaker with guide frame, IEC 60947-2, frame size 1, 4-poles, N-pole left, In=1000A up to 690V AC 50/60Hz, breaking capacity S Icu=66/50kA at 500/690V, Trip unit ETU600 LSI upgrade ready , colordisplay, bluetooth and USB interface, Protection LT, ST, INST, include N-protection, (internal N-sensor available), incl. trip alarm switch (1xCO), rear connection vertical, guide frame with shutter and w/o position signalling switch, with internal voltage tap on upper stab of circuit breaker, with voltage tap module VTM680 and power supply of ETU600, able to communication, integrated metering type PMF-3 Advanced Power Monitor., Voltage, Energy, Power, Power factor, Frequency, Unbalance, Temperature, Power quality, Manual operating mechanism with mechanical closing, without Spring charging motor, Ready-to-close signal. switch, Auxiliary switches 2NO+2NC, without Closing coil (CC), manual operating mechanism with mechanical closing, without Remote trip alarm reset coil (RR), without 2nd shunt trip, without 1st Shunt trip | 134100 | 1 | Z\ | 1
3WA1110-3NE42-0AA0 |  | Withdrawable circuit breaker with guide frame, IEC 60947-2, frame size 1, 4-poles, N-pole left, In=1000A up to 690V AC 50/60Hz, breaking capacity S Icu=66/50kA at 500/690V, Trip unit ETU600 LSI upgrade ready , colordisplay, bluetooth and USB interface, Protection LT, ST, INST, include N-protection, (internal N-sensor available), incl. trip alarm switch (1xCO), rear connection horizontal, guide frame with shutter and w/o position signalling switch, with internal voltage tap on upper stab of circuit breaker, with voltage tap module VTM680 and power supply of ETU600, able to communication, integrated metering type PMF-3 Advanced Power Monitor., Voltage, Energy, Power, Power factor, Frequency, Unbalance, Temperature, Power quality, Manual operating mechanism with mechanical closing, without Spring charging motor, Ready-to-close signal. switch, Auxiliary switches 2NO+2NC, without Closing coil (CC), manual operating mechanism with mechanical closing, without Remote trip alarm reset coil (RR), without 2nd shunt trip, without 1st Shunt trip | 131100 | 1 | Z\ | 1
3WA1110-3NE43-0AA0 |  | Withdrawable circuit breaker with guide frame, IEC 60947-2, frame size 1, 4-poles, N-pole left, In=1000A up to 690V AC 50/60Hz, breaking capacity S Icu=66/50kA at 500/690V, Trip unit ETU600 LSI upgrade ready , colordisplay, bluetooth and USB interface, Protection LT, ST, INST, include N-protection, (internal N-sensor available), incl. trip alarm switch (1xCO), front connection double hole, guide frame with shutter and w/o position signalling switch, with internal voltage tap on upper stab of circuit breaker, with voltage tap module VTM680 and power supply of ETU600, able to communication, integrated metering type PMF-3 Advanced Power Monitor., Voltage, Energy, Power, Power factor, Frequency, Unbalance, Temperature, Power quality, Manual operating mechanism with mechanical closing, without Spring charging motor, Ready-to-close signal. switch, Auxiliary switches 2NO+2NC, without Closing coil (CC), manual operating mechanism with mechanical closing, without Remote trip alarm reset coil (RR), without 2nd shunt trip, without 1st Shunt trip | 139100 | 1 | Z\ | 1
3WA1110-3NE44-0AA0 |  | Withdrawable circuit breaker with guide frame, IEC 60947-2, frame size 1, 4-poles, N-pole left, In=1000A up to 690V AC 50/60Hz, breaking capacity S Icu=66/50kA at 500/690V, Trip unit ETU600 LSI upgrade ready , colordisplay, bluetooth and USB interface, Protection LT, ST, INST, include N-protection, (internal N-sensor available), incl. trip alarm switch (1xCO), rear connection flange, guide frame with shutter and w/o position signalling switch, with internal voltage tap on upper stab of circuit breaker, with voltage tap module VTM680 and power supply of ETU600, able to communication, integrated metering type PMF-3 Advanced Power Monitor., Voltage, Energy, Power, Power factor, Frequency, Unbalance, Temperature, Power quality, Manual operating mechanism with mechanical closing, without Spring charging motor, Ready-to-close signal. switch, Auxiliary switches 2NO+2NC, without Closing coil (CC), manual operating mechanism with mechanical closing, without Remote trip alarm reset coil (RR), without 2nd shunt trip, without 1st Shunt trip | 131100 | 1 | Z\ | 1
3WA1110-3NF01-0AA0 |  | Fixed-mounted circuit breaker IEC 60947-2, frame size 1, 3-poles, In=1000A up to 690V AC 50/60Hz, breaking capacity S Icu=66/50kA at 500/690V, Trip unit ETU600 LSIG upgrade ready , colordisplay, bluetooth and USB interface, Protection LT, ST, INST, GFx, N-protection required an external N-sensor, incl. trip alarm switch (1xCO), rear connection vertical, with internal voltage tap on upper stab of circuit breaker, with voltage tap module VTM680 and power supply of ETU600, able to communication, integrated metering type PMF-3 Advanced Power Monitor., Voltage, Energy, Power, Power factor, Frequency, Unbalance, Temperature, Power quality, Manual operating mechanism with mechanical closing, without Spring charging motor, Ready-to-close signal. switch, Auxiliary switches 2NO+2NC, without Closing coil (CC), manual operating mechanism with mechanical closing, without Remote trip alarm reset coil (RR), without 2nd shunt trip, without 1st Shunt trip | 97000 | 1 | Z\ | 1
3WA1110-3NF02-0AA0 |  | Fixed-mounted circuit breaker IEC 60947-2, frame size 1, 3-poles, In=1000A up to 690V AC 50/60Hz, breaking capacity S Icu=66/50kA at 500/690V, Trip unit ETU600 LSIG upgrade ready , colordisplay, bluetooth and USB interface, Protection LT, ST, INST, GFx, N-protection required an external N-sensor, incl. trip alarm switch (1xCO), rear connection horizontal, with internal voltage tap on upper stab of circuit breaker, with voltage tap module VTM680 and power supply of ETU600, able to communication, integrated metering type PMF-3 Advanced Power Monitor., Voltage, Energy, Power, Power factor, Frequency, Unbalance, Temperature, Power quality, Manual operating mechanism with mechanical closing, without Spring charging motor, Ready-to-close signal. switch, Auxiliary switches 2NO+2NC, without Closing coil (CC), manual operating mechanism with mechanical closing, without Remote trip alarm reset coil (RR), without 2nd shunt trip, without 1st Shunt trip | 95200 | 1 | Z\ | 1
3WA1110-3NF03-0AA0 |  | Fixed-mounted circuit breaker IEC 60947-2, frame size 1, 3-poles, In=1000A up to 690V AC 50/60Hz, breaking capacity S Icu=66/50kA at 500/690V, Trip unit ETU600 LSIG upgrade ready , colordisplay, bluetooth and USB interface, Protection LT, ST, INST, GFx, N-protection required an external N-sensor, incl. trip alarm switch (1xCO), front connection double hole, with internal voltage tap on upper stab of circuit breaker, with voltage tap module VTM680 and power supply of ETU600, able to communication, integrated metering type PMF-3 Advanced Power Monitor., Voltage, Energy, Power, Power factor, Frequency, Unbalance, Temperature, Power quality, Manual operating mechanism with mechanical closing, without Spring charging motor, Ready-to-close signal. switch, Auxiliary switches 2NO+2NC, without Closing coil (CC), manual operating mechanism with mechanical closing, without Remote trip alarm reset coil (RR), without 2nd shunt trip, without 1st Shunt trip | 100600 | 1 | Z\ | 1
3WA1110-3NF11-0AA0 |  | Fixed-mounted circuit breaker IEC 60947-2, frame size 1, 4-poles, N-pole left, In=1000A up to 690V AC 50/60Hz, breaking capacity S Icu=66/50kA at 500/690V, Trip unit ETU600 LSIG upgrade ready , colordisplay, bluetooth and USB interface, Protection LT, ST, INST, GFx, include N-protection, (internal N-sensor available), incl. trip alarm switch (1xCO), rear connection vertical, with internal voltage tap on upper stab of circuit breaker, with voltage tap module VTM680 and power supply of ETU600, able to communication, integrated metering type PMF-3 Advanced Power Monitor., Voltage, Energy, Power, Power factor, Frequency, Unbalance, Temperature, Power quality, Manual operating mechanism with mechanical closing, without Spring charging motor, Ready-to-close signal. switch, Auxiliary switches 2NO+2NC, without Closing coil (CC), manual operating mechanism with mechanical closing, without Remote trip alarm reset coil (RR), without 2nd shunt trip, without 1st Shunt trip | 116900 | 1 | Z\ | 1
3WA1110-3NF12-0AA0 |  | Fixed-mounted circuit breaker IEC 60947-2, frame size 1, 4-poles, N-pole left, In=1000A up to 690V AC 50/60Hz, breaking capacity S Icu=66/50kA at 500/690V, Trip unit ETU600 LSIG upgrade ready , colordisplay, bluetooth and USB interface, Protection LT, ST, INST, GFx, include N-protection, (internal N-sensor available), incl. trip alarm switch (1xCO), rear connection horizontal, with internal voltage tap on upper stab of circuit breaker, with voltage tap module VTM680 and power supply of ETU600, able to communication, integrated metering type PMF-3 Advanced Power Monitor., Voltage, Energy, Power, Power factor, Frequency, Unbalance, Temperature, Power quality, Manual operating mechanism with mechanical closing, without Spring charging motor, Ready-to-close signal. switch, Auxiliary switches 2NO+2NC, without Closing coil (CC), manual operating mechanism with mechanical closing, without Remote trip alarm reset coil (RR), without 2nd shunt trip, without 1st Shunt trip | 114500 | 1 | Z\ | 1
3WA1110-3NF13-0AA0 |  | Fixed-mounted circuit breaker IEC 60947-2, frame size 1, 4-poles, N-pole left, In=1000A up to 690V AC 50/60Hz, breaking capacity S Icu=66/50kA at 500/690V, Trip unit ETU600 LSIG upgrade ready , colordisplay, bluetooth and USB interface, Protection LT, ST, INST, GFx, include N-protection, (internal N-sensor available), incl. trip alarm switch (1xCO), front connection double hole, with internal voltage tap on upper stab of circuit breaker, with voltage tap module VTM680 and power supply of ETU600, able to communication, integrated metering type PMF-3 Advanced Power Monitor., Voltage, Energy, Power, Power factor, Frequency, Unbalance, Temperature, Power quality, Manual operating mechanism with mechanical closing, without Spring charging motor, Ready-to-close signal. switch, Auxiliary switches 2NO+2NC, without Closing coil (CC), manual operating mechanism with mechanical closing, without Remote trip alarm reset coil (RR), without 2nd shunt trip, without 1st Shunt trip | 121700 | 1 | Z\ | 1
3WA1110-3NF21-0AA0 |  | fixed-mounted circuit breaker, IEC 60947-2, size 1, 4-pole, N pole on right, In=1000 A up to 690 V AC 50/60 Hz, breaking capacity S Icu=66/50 kA at 500/690 V, tripping unit ETU600 LSIG upgradeable, color display, Bluetooth, USB interface, basic protection LT, ST, INST, GFx, including protection of the N conductor (internal neutral point sensor available), trip alarm switch (1 x CO), connection at rear vertical, with internal voltage tap on upper stab of circuit breaker, with voltage tap module VTM680 and power supply of ETU600, able to communication, integrated metering type PMF-3 Advanced Power Monitor., Voltage, Energy, Power, Power factor, Frequency, Unbalance, Temperature, Power quality, Manual operating mechanism with mechanical closing, without Spring charging motor, Ready-to-close signal. switch, Auxiliary switches 2NO+2NC, without Closing coil (CC), manual operating mechanism with mechanical closing, without Remote trip alarm reset coil (RR), without 2nd shunt trip, without 1st Shunt trip | 116900 | 1 | Z\ | 1
3WA1110-3NF22-0AA0 |  | fixed-mounted circuit breaker, IEC 60947-2, size 1, 4-pole, N pole on right, In=1000 A up to 690 V AC 50/60 Hz, breaking capacity S Icu=66/50 kA at 500/690 V, tripping unit ETU600 LSIG upgradeable, color display, Bluetooth, USB interface, basic protection LT, ST, INST, GFx, including protection of the N conductor (internal neutral point sensor available), trip alarm switch (1 x CO), connection at rear horizontal with internal voltage tap on upper stab of circuit breaker, with voltage tap module VTM680 and power supply of ETU600, able to communication, integrated metering type PMF-3 Advanced Power Monitor., Voltage, Energy, Power, Power factor, Frequency, Unbalance, Temperature, Power quality, Manual operating mechanism with mechanical closing, without Spring charging motor, Ready-to-close signal. switch, Auxiliary switches 2NO+2NC, without Closing coil (CC), manual operating mechanism with mechanical closing, without Remote trip alarm reset coil (RR), without 2nd shunt trip, without 1st Shunt trip | 114500 | 1 | Z\ | 1
3WA1110-3NF23-0AA0 |  | fixed-mounted circuit breaker, IEC 60947-2, size 1, 4-pole, N pole on right, In=1000 A up to 690 V AC 50/60 Hz, breaking capacity S Icu=66/50 kA at 500/690 V, tripping unit ETU600 LSIG upgradeable, color display, Bluetooth, USB interface, basic protection LT, ST, INST, GFx, including protection of the N conductor (internal neutral point sensor available), trip alarm switch (1 x CO), front connection double hole, with internal voltage tap on upper stab of circuit breaker, with voltage tap module VTM680 and power supply of ETU600, able to communication, integrated metering type PMF-3 Advanced Power Monitor., Voltage, Energy, Power, Power factor, Frequency, Unbalance, Temperature, Power quality, Manual operating mechanism with mechanical closing, without Spring charging motor, Ready-to-close signal. switch, Auxiliary switches 2NO+2NC, without Closing coil (CC), manual operating mechanism with mechanical closing, without Remote trip alarm reset coil (RR), without 2nd shunt trip, without 1st Shunt trip | 121700 | 1 | Z\ | 1
3WA1110-3NF31-0AA0 |  | Withdrawable circuit breaker with guide frame, IEC 60947-2, frame size 1, 3-poles, In=1000A up to 690V AC 50/60Hz, breaking capacity S Icu=66/50kA at 500/690V, Trip unit ETU600 LSIG upgrade ready , colordisplay, bluetooth and USB interface, Protection LT, ST, INST, GFx, N-protection required an external N-sensor, incl. trip alarm switch (1xCO), rear connection vertical, guide frame with shutter and w/o position signalling switch, with internal voltage tap on upper stab of circuit breaker, with voltage tap module VTM680 and power supply of ETU600, able to communication, integrated metering type PMF-3 Advanced Power Monitor., Voltage, Energy, Power, Power factor, Frequency, Unbalance, Temperature, Power quality, Manual operating mechanism with mechanical closing, without Spring charging motor, Ready-to-close signal. switch, Auxiliary switches 2NO+2NC, without Closing coil (CC), manual operating mechanism with mechanical closing, without Remote trip alarm reset coil (RR), without 2nd shunt trip, without 1st Shunt trip | 117800 | 1 | Z\ | 1
3WA1110-3NF32-0AA0 |  | Withdrawable circuit breaker with guide frame, IEC 60947-2, frame size 1, 3-poles, In=1000A up to 690V AC 50/60Hz, breaking capacity S Icu=66/50kA at 500/690V, Trip unit ETU600 LSIG upgrade ready , colordisplay, bluetooth and USB interface, Protection LT, ST, INST, GFx, N-protection required an external N-sensor, incl. trip alarm switch (1xCO), rear connection horizontal, guide frame with shutter and w/o position signalling switch, with internal voltage tap on upper stab of circuit breaker, with voltage tap module VTM680 and power supply of ETU600, able to communication, integrated metering type PMF-3 Advanced Power Monitor., Voltage, Energy, Power, Power factor, Frequency, Unbalance, Temperature, Power quality, Manual operating mechanism with mechanical closing, without Spring charging motor, Ready-to-close signal. switch, Auxiliary switches 2NO+2NC, without Closing coil (CC), manual operating mechanism with mechanical closing, without Remote trip alarm reset coil (RR), without 2nd shunt trip, without 1st Shunt trip | 116000 | 1 | Z\ | 1
3WA1110-3NF33-0AA0 |  | Withdrawable circuit breaker with guide frame, IEC 60947-2, frame size 1, 3-poles, In=1000A up to 690V AC 50/60Hz, breaking capacity S Icu=66/50kA at 500/690V, Trip unit ETU600 LSIG upgrade ready , colordisplay, bluetooth and USB interface, Protection LT, ST, INST, GFx, N-protection required an external N-sensor, incl. trip alarm switch (1xCO), front connection double hole, guide frame with shutter and w/o position signalling switch, with internal voltage tap on upper stab of circuit breaker, with voltage tap module VTM680 and power supply of ETU600, able to communication, integrated metering type PMF-3 Advanced Power Monitor., Voltage, Energy, Power, Power factor, Frequency, Unbalance, Temperature, Power quality, Manual operating mechanism with mechanical closing, without Spring charging motor, Ready-to-close signal. switch, Auxiliary switches 2NO+2NC, without Closing coil (CC), manual operating mechanism with mechanical closing, without Remote trip alarm reset coil (RR), without 2nd shunt trip, without 1st Shunt trip | 121400 | 1 | Z\ | 1
3WA1110-3NF34-0AA0 |  | Withdrawable circuit breaker with guide frame, IEC 60947-2, frame size 1, 3-poles, In=1000A up to 690V AC 50/60Hz, breaking capacity S Icu=66/50kA at 500/690V, Trip unit ETU600 LSIG upgrade ready , colordisplay, bluetooth and USB interface, Protection LT, ST, INST, GFx, N-protection required an external N-sensor, incl. trip alarm switch (1xCO), rear connection flange, guide frame with shutter and w/o position signalling switch, with internal voltage tap on upper stab of circuit breaker, with voltage tap module VTM680 and power supply of ETU600, able to communication, integrated metering type PMF-3 Advanced Power Monitor., Voltage, Energy, Power, Power factor, Frequency, Unbalance, Temperature, Power quality, Manual operating mechanism with mechanical closing, without Spring charging motor, Ready-to-close signal. switch, Auxiliary switches 2NO+2NC, without Closing coil (CC), manual operating mechanism with mechanical closing, without Remote trip alarm reset coil (RR), without 2nd shunt trip, without 1st Shunt trip | 116000 | 1 | Z\ | 1
3WA1110-3NF41-0AA0 |  | Withdrawable circuit breaker with guide frame, IEC 60947-2, frame size 1, 4-poles, N-pole left, In=1000A up to 690V AC 50/60Hz, breaking capacity S Icu=66/50kA at 500/690V, Trip unit ETU600 LSIG upgrade ready , colordisplay, bluetooth and USB interface, Protection LT, ST, INST, GFx, include N-protection, (internal N-sensor available), incl. trip alarm switch (1xCO), rear connection vertical, guide frame with shutter and w/o position signalling switch, with internal voltage tap on upper stab of circuit breaker, with voltage tap module VTM680 and power supply of ETU600, able to communication, integrated metering type PMF-3 Advanced Power Monitor., Voltage, Energy, Power, Power factor, Frequency, Unbalance, Temperature, Power quality, Manual operating mechanism with mechanical closing, without Spring charging motor, Ready-to-close signal. switch, Auxiliary switches 2NO+2NC, without Closing coil (CC), manual operating mechanism with mechanical closing, without Remote trip alarm reset coil (RR), without 2nd shunt trip, without 1st Shunt trip | 144100 | 1 | Z\ | 1
3WA1110-3NF42-0AA0 |  | Withdrawable circuit breaker with guide frame, IEC 60947-2, frame size 1, 4-poles, N-pole left, In=1000A up to 690V AC 50/60Hz, breaking capacity S Icu=66/50kA at 500/690V, Trip unit ETU600 LSIG upgrade ready , colordisplay, bluetooth and USB interface, Protection LT, ST, INST, GFx, include N-protection, (internal N-sensor available), incl. trip alarm switch (1xCO), rear connection horizontal, guide frame with shutter and w/o position signalling switch, with internal voltage tap on upper stab of circuit breaker, with voltage tap module VTM680 and power supply of ETU600, able to communication, integrated metering type PMF-3 Advanced Power Monitor., Voltage, Energy, Power, Power factor, Frequency, Unbalance, Temperature, Power quality, Manual operating mechanism with mechanical closing, without Spring charging motor, Ready-to-close signal. switch, Auxiliary switches 2NO+2NC, without Closing coil (CC), manual operating mechanism with mechanical closing, without Remote trip alarm reset coil (RR), without 2nd shunt trip, without 1st Shunt trip | 142100 | 1 | Z\ | 1
3WA1110-3NF43-0AA0 |  | Withdrawable circuit breaker with guide frame, IEC 60947-2, frame size 1, 4-poles, N-pole left, In=1000A up to 690V AC 50/60Hz, breaking capacity S Icu=66/50kA at 500/690V, Trip unit ETU600 LSIG upgrade ready , colordisplay, bluetooth and USB interface, Protection LT, ST, INST, GFx, include N-protection, (internal N-sensor available), incl. trip alarm switch (1xCO), front connection double hole, guide frame with shutter and w/o position signalling switch, with internal voltage tap on upper stab of circuit breaker, with voltage tap module VTM680 and power supply of ETU600, able to communication, integrated metering type PMF-3 Advanced Power Monitor., Voltage, Energy, Power, Power factor, Frequency, Unbalance, Temperature, Power quality, Manual operating mechanism with mechanical closing, without Spring charging motor, Ready-to-close signal. switch, Auxiliary switches 2NO+2NC, without Closing coil (CC), manual operating mechanism with mechanical closing, without Remote trip alarm reset coil (RR), without 2nd shunt trip, without 1st Shunt trip | 149100 | 1 | Z\ | 1
3WA1110-3NF44-0AA0 |  | Withdrawable circuit breaker with guide frame, IEC 60947-2, frame size 1, 4-poles, N-pole left, In=1000A up to 690V AC 50/60Hz, breaking capacity S Icu=66/50kA at 500/690V, Trip unit ETU600 LSIG upgrade ready , colordisplay, bluetooth and USB interface, Protection LT, ST, INST, GFx, include N-protection, (internal N-sensor available), incl. trip alarm switch (1xCO), rear connection flange, guide frame with shutter and w/o position signalling switch, with internal voltage tap on upper stab of circuit breaker, with voltage tap module VTM680 and power supply of ETU600, able to communication, integrated metering type PMF-3 Advanced Power Monitor., Voltage, Energy, Power, Power factor, Frequency, Unbalance, Temperature, Power quality, Manual operating mechanism with mechanical closing, without Spring charging motor, Ready-to-close signal. switch, Auxiliary switches 2NO+2NC, without Closing coil (CC), manual operating mechanism with mechanical closing, without Remote trip alarm reset coil (RR), without 2nd shunt trip, without 1st Shunt trip | 142100 | 1 | Z\ | 1
3WA1110-4AA01-0AA0 |  | Non-automatic circuit breaker Fixed-mounted version, IEC 60947-2, frame size 1, 3-poles, In=1000A up to 690V AC 50/60Hz, breaking capacity M Icc=85/66kA at 500/690V, without electr. trip unit ETU, rear connection vertical, without Com & metering function Manual operating mechanism with mechanical closing, without Spring charging motor, Ready-to-close signal. switch, Auxiliary switches 2NO+2NC, without Closing coil (CC), manual operating mechanism with mechanical closing, without Remote trip alarm reset coil (RR), without 2nd shunt trip, without 1st Shunt trip | 59200 | 1 | Z\ | 1
3WA1110-4AA02-0AA0 |  | Non-automatic circuit breaker Fixed-mounted version, IEC 60947-2, frame size 1, 3-poles, In=1000A up to 690V AC 50/60Hz, breaking capacity M Icc=85/66kA at 500/690V, without electr. trip unit ETU, rear connection horizontal, without Com & metering function Manual operating mechanism with mechanical closing, without Spring charging motor, Ready-to-close signal. switch, Auxiliary switches 2NO+2NC, without Closing coil (CC), manual operating mechanism with mechanical closing, without Remote trip alarm reset coil (RR), without 2nd shunt trip, without 1st Shunt trip | 57300 | 1 | Z\ | 1
3WA1110-4AA03-0AA0 |  | Non-automatic circuit breaker Fixed-mounted version, IEC 60947-2, frame size 1, 3-poles, In=1000A up to 690V AC 50/60Hz, breaking capacity M Icc=85/66kA at 500/690V, without electr. trip unit ETU, front connection double hole, without Com & metering function Manual operating mechanism with mechanical closing, without Spring charging motor, Ready-to-close signal. switch, Auxiliary switches 2NO+2NC, without Closing coil (CC), manual operating mechanism with mechanical closing, without Remote trip alarm reset coil (RR), without 2nd shunt trip, without 1st Shunt trip | 62800 | 1 | Z\ | 1
3WA1110-4AA11-0AA0 |  | Non-automatic circuit breaker Fixed-mounted version, IEC 60947-2, frame size 1, 4-poles, N-pole left, In=1000A up to 690V AC 50/60Hz, breaking capacity M Icc=85/66kA at 500/690V, without electr. trip unit ETU, rear connection vertical, without Com & metering function Manual operating mechanism with mechanical closing, without Spring charging motor, Ready-to-close signal. switch, Auxiliary switches 2NO+2NC, without Closing coil (CC), manual operating mechanism with mechanical closing, without Remote trip alarm reset coil (RR), without 2nd shunt trip, without 1st Shunt trip | 78100 | 1 | Z\ | 1
3WA1110-4AA12-0AA0 |  | Non-automatic circuit breaker Fixed-mounted version, IEC 60947-2, frame size 1, 4-poles, N-pole left, In=1000A up to 690V AC 50/60Hz, breaking capacity M Icc=85/66kA at 500/690V, without electr. trip unit ETU, rear connection horizontal, without Com & metering function Manual operating mechanism with mechanical closing, without Spring charging motor, Ready-to-close signal. switch, Auxiliary switches 2NO+2NC, without Closing coil (CC), manual operating mechanism with mechanical closing, without Remote trip alarm reset coil (RR), without 2nd shunt trip, without 1st Shunt trip | 75700 | 1 | Z\ | 1
3WA1110-4AA13-0AA0 |  | Non-automatic circuit breaker Fixed-mounted version, IEC 60947-2, frame size 1, 4-poles, N-pole left, In=1000A up to 690V AC 50/60Hz, breaking capacity M Icc=85/66kA at 500/690V, without electr. trip unit ETU, front connection double hole, without Com & metering function Manual operating mechanism with mechanical closing, without Spring charging motor, Ready-to-close signal. switch, Auxiliary switches 2NO+2NC, without Closing coil (CC), manual operating mechanism with mechanical closing, without Remote trip alarm reset coil (RR), without 2nd shunt trip, without 1st Shunt trip | 82900 | 1 | Z\ | 1
3WA1110-4AA21-0AA0 |  | AC non-automatic air circuit breaker 3WA, fixed-mounted version, IEC 60947-2, size 1, 4-pole, N pole on right, In=1000 A up to 690 V AC 50/60 Hz, breaking capacity M, Icc=85/66 kA at 500/690 V, without electronic trip unit ETU, connection at rear vertical, without Com & metering function Manual operating mechanism with mechanical closing, without Spring charging motor, Ready-to-close signal. switch, Auxiliary switches 2NO+2NC, without Closing coil (CC), manual operating mechanism with mechanical closing, without Remote trip alarm reset coil (RR), without 2nd shunt trip, without 1st Shunt trip | 78100 | 1 | Z\ | 1
3WA1110-4AA22-0AA0 |  | AC non-automatic air circuit breaker 3WA, fixed-mounted version, IEC 60947-2, size 1, 4-pole, N pole on right, In=1000 A up to 690 V AC 50/60 Hz, breaking capacity M, Icc=85/66 kA at 500/690 V, without electronic trip unit ETU, connection at rear horizontal without Com & metering function Manual operating mechanism with mechanical closing, without Spring charging motor, Ready-to-close signal. switch, Auxiliary switches 2NO+2NC, without Closing coil (CC), manual operating mechanism with mechanical closing, without Remote trip alarm reset coil (RR), without 2nd shunt trip, without 1st Shunt trip | 75700 | 1 | Z\ | 1
3WA1110-4AA23-0AA0 |  | AC non-automatic air circuit breaker 3WA, fixed-mounted version, IEC 60947-2, size 1, 4-pole, N pole on right, In=1000 A up to 690 V AC 50/60 Hz, breaking capacity M, Icc=85/66 kA at 500/690 V, without electronic trip unit ETU, front connection double hole, without Com & metering function Manual operating mechanism with mechanical closing, without Spring charging motor, Ready-to-close signal. switch, Auxiliary switches 2NO+2NC, without Closing coil (CC), manual operating mechanism with mechanical closing, without Remote trip alarm reset coil (RR), without 2nd shunt trip, without 1st Shunt trip | 82900 | 1 | Z\ | 1
3WA1110-4AA31-0AA0 |  | Non-automatic circuit breaker withdrawable version, with guide frame, IEC 60947-2, frame size 1, 3-poles, In=1000A up to 690V AC 50/60Hz, breaking capacity M Icc=85/66kA at 500/690V, without electr. trip unit ETU, rear connection vertical, guide frame with shutter and w/o position signalling switch, without Com & metering function Manual operating mechanism with mechanical closing, without Spring charging motor, Ready-to-close signal. switch, Auxiliary switches 2NO+2NC, without Closing coil (CC), manual operating mechanism with mechanical closing, without Remote trip alarm reset coil (RR), without 2nd shunt trip, without 1st Shunt trip | 84600 | 1 | Z\ | 1
3WA1110-4AA32-0AA0 |  | Non-automatic circuit breaker withdrawable version, with guide frame, IEC 60947-2, frame size 1, 3-poles, In=1000A up to 690V AC 50/60Hz, breaking capacity M Icc=85/66kA at 500/690V, without electr. trip unit ETU, rear connection horizontal, guide frame with shutter and w/o position signalling switch, without Com & metering function Manual operating mechanism with mechanical closing, without Spring charging motor, Ready-to-close signal. switch, Auxiliary switches 2NO+2NC, without Closing coil (CC), manual operating mechanism with mechanical closing, without Remote trip alarm reset coil (RR), without 2nd shunt trip, without 1st Shunt trip | 81700 | 1 | Z\ | 1
3WA1110-4AA33-0AA0 |  | Non-automatic circuit breaker withdrawable version, with guide frame, IEC 60947-2, frame size 1, 3-poles, In=1000A up to 690V AC 50/60Hz, breaking capacity M Icc=85/66kA at 500/690V, without electr. trip unit ETU, front connection double hole, guide frame with shutter and w/o position signalling switch, without Com & metering function Manual operating mechanism with mechanical closing, without Spring charging motor, Ready-to-close signal. switch, Auxiliary switches 2NO+2NC, without Closing coil (CC), manual operating mechanism with mechanical closing, without Remote trip alarm reset coil (RR), without 2nd shunt trip, without 1st Shunt trip | 90400 | 1 | Z\ | 1
3WA1110-4AA34-0AA0 |  | Non-automatic circuit breaker withdrawable version, with guide frame, IEC 60947-2, frame size 1, 3-poles, In=1000A up to 690V AC 50/60Hz, breaking capacity M Icc=85/66kA at 500/690V, without electr. trip unit ETU, rear connection flange, guide frame with shutter and w/o position signalling switch, without Com & metering function Manual operating mechanism with mechanical closing, without Spring charging motor, Ready-to-close signal. switch, Auxiliary switches 2NO+2NC, without Closing coil (CC), manual operating mechanism with mechanical closing, without Remote trip alarm reset coil (RR), without 2nd shunt trip, without 1st Shunt trip | 81700 | 1 | Z\ | 1
3WA1110-4AA41-0AA0 |  | Non-automatic circuit breaker withdrawable version, with guide frame, IEC 60947-2, frame size 1, 4-poles, N-pole left, In=1000A up to 690V AC 50/60Hz, breaking capacity M Icc=85/66kA at 500/690V, without electr. trip unit ETU, rear connection vertical, guide frame with shutter and w/o position signalling switch, without Com & metering function Manual operating mechanism with mechanical closing, without Spring charging motor, Ready-to-close signal. switch, Auxiliary switches 2NO+2NC, without Closing coil (CC), manual operating mechanism with mechanical closing, without Remote trip alarm reset coil (RR), without 2nd shunt trip, without 1st Shunt trip | 112000 | 1 | Z\ | 1
3WA1110-4AA42-0AA0 |  | Non-automatic circuit breaker withdrawable version, with guide frame, IEC 60947-2, frame size 1, 4-poles, N-pole left, In=1000A up to 690V AC 50/60Hz, breaking capacity M Icc=85/66kA at 500/690V, without electr. trip unit ETU, rear connection horizontal, guide frame with shutter and w/o position signalling switch, without Com & metering function Manual operating mechanism with mechanical closing, without Spring charging motor, Ready-to-close signal. switch, Auxiliary switches 2NO+2NC, without Closing coil (CC), manual operating mechanism with mechanical closing, without Remote trip alarm reset coil (RR), without 2nd shunt trip, without 1st Shunt trip | 108000 | 1 | Z\ | 1
3WA1110-4AA43-0AA0 |  | Non-automatic circuit breaker withdrawable version, with guide frame, IEC 60947-2, frame size 1, 4-poles, N-pole left, In=1000A up to 690V AC 50/60Hz, breaking capacity M Icc=85/66kA at 500/690V, without electr. trip unit ETU, front connection double hole, guide frame with shutter and w/o position signalling switch, without Com & metering function Manual operating mechanism with mechanical closing, without Spring charging motor, Ready-to-close signal. switch, Auxiliary switches 2NO+2NC, without Closing coil (CC), manual operating mechanism with mechanical closing, without Remote trip alarm reset coil (RR), without 2nd shunt trip, without 1st Shunt trip | 119000 | 1 | Z\ | 1
3WA1110-4AA44-0AA0 |  | Non-automatic circuit breaker withdrawable version, with guide frame, IEC 60947-2, frame size 1, 4-poles, N-pole left, In=1000A up to 690V AC 50/60Hz, breaking capacity M Icc=85/66kA at 500/690V, without electr. trip unit ETU, rear connection flange, guide frame with shutter and w/o position signalling switch, without Com & metering function Manual operating mechanism with mechanical closing, without Spring charging motor, Ready-to-close signal. switch, Auxiliary switches 2NO+2NC, without Closing coil (CC), manual operating mechanism with mechanical closing, without Remote trip alarm reset coil (RR), without 2nd shunt trip, without 1st Shunt trip | 108000 | 1 | Z\ | 1
3WA1110-4AB01-0AA0 |  | Fixed-mounted circuit breaker IEC 60947-2, frame size 1, 3-poles, In=1000A up to 690V AC 50/60Hz, breaking capacity M Icu=85/66kA at 500/690V, Trip unit ETU300 LSI optimized for standard applica- tions, without display Protection LT, ST, INST, N-protection required an external N-sensor, incl. trip alarm switch (1xCO), rear connection vertical, without Com & metering function Manual operating mechanism with mechanical closing, without Spring charging motor, Ready-to-close signal. switch, Auxiliary switches 2NO+2NC, without Closing coil (CC), manual operating mechanism with mechanical closing, without Remote trip alarm reset coil (RR), without 2nd shunt trip, without 1st Shunt trip | 63500 | 1 | Z\ | 1
3WA1110-4AB02-0AA0 |  | Fixed-mounted circuit breaker IEC 60947-2, frame size 1, 3-poles, In=1000A up to 690V AC 50/60Hz, breaking capacity M Icu=85/66kA at 500/690V, Trip unit ETU300 LSI optimized for standard applica- tions, without display Protection LT, ST, INST, N-protection required an external N-sensor, incl. trip alarm switch (1xCO), rear connection horizontal, without Com & metering function Manual operating mechanism with mechanical closing, without Spring charging motor, Ready-to-close signal. switch, Auxiliary switches 2NO+2NC, without Closing coil (CC), manual operating mechanism with mechanical closing, without Remote trip alarm reset coil (RR), without 2nd shunt trip, without 1st Shunt trip | 61700 | 1 | Z\ | 1
3WA1110-4AB03-0AA0 |  | Fixed-mounted circuit breaker IEC 60947-2, frame size 1, 3-poles, In=1000A up to 690V AC 50/60Hz, breaking capacity M Icu=85/66kA at 500/690V, Trip unit ETU300 LSI optimized for standard applica- tions, without display Protection LT, ST, INST, N-protection required an external N-sensor, incl. trip alarm switch (1xCO), front connection double hole, without Com & metering function Manual operating mechanism with mechanical closing, without Spring charging motor, Ready-to-close signal. switch, Auxiliary switches 2NO+2NC, without Closing coil (CC), manual operating mechanism with mechanical closing, without Remote trip alarm reset coil (RR), without 2nd shunt trip, without 1st Shunt trip | 67100 | 1 | Z\ | 1
3WA1110-4AB11-0AA0 |  | Fixed-mounted circuit breaker IEC 60947-2, frame size 1, 4-poles, N-pole left, In=1000A up to 690V AC 50/60Hz, breaking capacity M Icu=85/66kA at 500/690V, Trip unit ETU300 LSI optimized for standard applica- tions, without display Protection LT, ST, INST, include N-protection, (internal N-sensor available), incl. trip alarm switch (1xCO), rear connection vertical, without Com & metering function Manual operating mechanism with mechanical closing, without Spring charging motor, Ready-to-close signal. switch, Auxiliary switches 2NO+2NC, without Closing coil (CC), manual operating mechanism with mechanical closing, without Remote trip alarm reset coil (RR), without 2nd shunt trip, without 1st Shunt trip | 85500 | 1 | Z\ | 1
3WA1110-4AB12-0AA0 |  | Fixed-mounted circuit breaker IEC 60947-2, frame size 1, 4-poles, N-pole left, In=1000A up to 690V AC 50/60Hz, breaking capacity M Icu=85/66kA at 500/690V, Trip unit ETU300 LSI optimized for standard applica- tions, without display Protection LT, ST, INST, include N-protection, (internal N-sensor available), incl. trip alarm switch (1xCO), rear connection horizontal, without Com & metering function Manual operating mechanism with mechanical closing, without Spring charging motor, Ready-to-close signal. switch, Auxiliary switches 2NO+2NC, without Closing coil (CC), manual operating mechanism with mechanical closing, without Remote trip alarm reset coil (RR), without 2nd shunt trip, without 1st Shunt trip | 83100 | 1 | Z\ | 1
3WA1110-4AB13-0AA0 |  | Fixed-mounted circuit breaker IEC 60947-2, frame size 1, 4-poles, N-pole left, In=1000A up to 690V AC 50/60Hz, breaking capacity M Icu=85/66kA at 500/690V, Trip unit ETU300 LSI optimized for standard applica- tions, without display Protection LT, ST, INST, include N-protection, (internal N-sensor available), incl. trip alarm switch (1xCO), front connection double hole, without Com & metering function Manual operating mechanism with mechanical closing, without Spring charging motor, Ready-to-close signal. switch, Auxiliary switches 2NO+2NC, without Closing coil (CC), manual operating mechanism with mechanical closing, without Remote trip alarm reset coil (RR), without 2nd shunt trip, without 1st Shunt trip | 90300 | 1 | Z\ | 1
3WA1110-4AB21-0AA0 |  | fixed-mounted circuit breaker, IEC 60947-2, size 1, 4-pole, N pole on right, In=1000 A up to 690 V AC 50/60 Hz, breaking capacity M Icu=85/66 kA at 500/690 V, tripping unit ETU300 LSI optimized for standard applications, without display, basic protection LT, ST, INST, including protection of the N conductor (internal neutral point sensor available) trip alarm switch (1 x CO), connection at rear vertical, without Com & metering function Manual operating mechanism with mechanical closing, without Spring charging motor, Ready-to-close signal. switch, Auxiliary switches 2NO+2NC, without Closing coil (CC), manual operating mechanism with mechanical closing, without Remote trip alarm reset coil (RR), without 2nd shunt trip, without 1st Shunt trip | 85500 | 1 | Z\ | 1
3WA1110-4AB22-0AA0 |  | fixed-mounted circuit breaker, IEC 60947-2, size 1, 4-pole, N pole on right, In=1000 A up to 690 V AC 50/60 Hz, breaking capacity M Icu=85/66 kA at 500/690 V, tripping unit ETU300 LSI optimized for standard applications, without display, basic protection LT, ST, INST, including protection of the N conductor (internal neutral point sensor available) trip alarm switch (1 x CO), connection at rear horizontal without Com & metering function Manual operating mechanism with mechanical closing, without Spring charging motor, Ready-to-close signal. switch, Auxiliary switches 2NO+2NC, without Closing coil (CC), manual operating mechanism with mechanical closing, without Remote trip alarm reset coil (RR), without 2nd shunt trip, without 1st Shunt trip | 83100 | 1 | Z\ | 1
3WA1110-4AB23-0AA0 |  | fixed-mounted circuit breaker, IEC 60947-2, size 1, 4-pole, N pole on right, In=1000 A up to 690 V AC 50/60 Hz, breaking capacity M Icu=85/66 kA at 500/690 V, tripping unit ETU300 LSI optimized for standard applications, without display, basic protection LT, ST, INST, including protection of the N conductor (internal neutral point sensor available) trip alarm switch (1 x CO), front connection double hole, without Com & metering function Manual operating mechanism with mechanical closing, without Spring charging motor, Ready-to-close signal. switch, Auxiliary switches 2NO+2NC, without Closing coil (CC), manual operating mechanism with mechanical closing, without Remote trip alarm reset coil (RR), without 2nd shunt trip, without 1st Shunt trip | 90300 | 1 | Z\ | 1
3WA1110-4AB31-0AA0 |  | Withdrawable circuit breaker with guide frame, IEC 60947-2, frame size 1, 3-poles, In=1000A up to 690V AC 50/60Hz, breaking capacity M Icu=85/66kA at 500/690V, Trip unit ETU300 LSI optimized for standard applica- tions, without display Protection LT, ST, INST, N-protection required an external N-sensor, incl. trip alarm switch (1xCO), rear connection vertical, guide frame with shutter and w/o position signalling switch, without Com & metering function Manual operating mechanism with mechanical closing, without Spring charging motor, Ready-to-close signal. switch, Auxiliary switches 2NO+2NC, without Closing coil (CC), manual operating mechanism with mechanical closing, without Remote trip alarm reset coil (RR), without 2nd shunt trip, without 1st Shunt trip | 93000 | 1 | Z\ | 1
3WA1110-4AB32-0AA0 |  | Withdrawable circuit breaker with guide frame, IEC 60947-2, frame size 1, 3-poles, In=1000A up to 690V AC 50/60Hz, breaking capacity M Icu=85/66kA at 500/690V, Trip unit ETU300 LSI optimized for standard applica- tions, without display Protection LT, ST, INST, N-protection required an external N-sensor, incl. trip alarm switch (1xCO), rear connection horizontal, guide frame with shutter and w/o position signalling switch, without Com & metering function Manual operating mechanism with mechanical closing, without Spring charging motor, Ready-to-close signal. switch, Auxiliary switches 2NO+2NC, without Closing coil (CC), manual operating mechanism with mechanical closing, without Remote trip alarm reset coil (RR), without 2nd shunt trip, without 1st Shunt trip | 90100 | 1 | Z\ | 1
3WA1110-4AB33-0AA0 |  | Withdrawable circuit breaker with guide frame, IEC 60947-2, frame size 1, 3-poles, In=1000A up to 690V AC 50/60Hz, breaking capacity M Icu=85/66kA at 500/690V, Trip unit ETU300 LSI optimized for standard applica- tions, without display Protection LT, ST, INST, N-protection required an external N-sensor, incl. trip alarm switch (1xCO), front connection double hole, guide frame with shutter and w/o position signalling switch, without Com & metering function Manual operating mechanism with mechanical closing, without Spring charging motor, Ready-to-close signal. switch, Auxiliary switches 2NO+2NC, without Closing coil (CC), manual operating mechanism with mechanical closing, without Remote trip alarm reset coil (RR), without 2nd shunt trip, without 1st Shunt trip | 98700 | 1 | Z\ | 1
3WA1110-4AB34-0AA0 |  | Withdrawable circuit breaker with guide frame, IEC 60947-2, frame size 1, 3-poles, In=1000A up to 690V AC 50/60Hz, breaking capacity M Icu=85/66kA at 500/690V, Trip unit ETU300 LSI optimized for standard applica- tions, without display Protection LT, ST, INST, N-protection required an external N-sensor, incl. trip alarm switch (1xCO), rear connection flange, guide frame with shutter and w/o position signalling switch, without Com & metering function Manual operating mechanism with mechanical closing, without Spring charging motor, Ready-to-close signal. switch, Auxiliary switches 2NO+2NC, without Closing coil (CC), manual operating mechanism with mechanical closing, without Remote trip alarm reset coil (RR), without 2nd shunt trip, without 1st Shunt trip | 90100 | 1 | Z\ | 1
3WA1110-4AB34-4EA4-Z | T40 | Withdrawable circuit breaker with guide frame, IEC 60947-2, frame size 1, 3-poles, In=1000A up to 690V AC 50/60Hz, breaking capacity M Icu=85/66kA at 500/690V, Trip unit ETU300 LSI optimized for standard applica- tions, without display Protection LT, ST, INST, N-protection required an external N-sensor, incl. trip alarm switch (1xCO), rear connection flange, guide frame with shutter and w/o position signalling switch, without Com & metering function with manual and motorized operating mechanism (M) 208-240 V AC / 220-250 V DC, Storage status and ready-to- close signaling switches, Auxiliary switches 2NO+2NC, Closing coil (CC) 100% OP 208-240 V AC / 220-250 V DC, applicable for continuous duty, without Remote trip alarm reset coil (RR), without 2nd shunt trip, Shunt trip (ST) 100% OP 208-240 V AC / 220-250 V DC, suitable for continuous duty, Option T40 = Door sealing frame IP41 | 114020 | 1 | Z\ | 1
3WA1110-4AB41-0AA0 |  | Withdrawable circuit breaker with guide frame, IEC 60947-2, frame size 1, 4-poles, N-pole left, In=1000A up to 690V AC 50/60Hz, breaking capacity M Icu=85/66kA at 500/690V, Trip unit ETU300 LSI optimized for standard applica- tions, without display Protection LT, ST, INST, include N-protection, (internal N-sensor available), incl. trip alarm switch (1xCO), rear connection vertical, guide frame with shutter and w/o position signalling switch, without Com & metering function Manual operating mechanism with mechanical closing, without Spring charging motor, Ready-to-close signal. switch, Auxiliary switches 2NO+2NC, without Closing coil (CC), manual operating mechanism with mechanical closing, without Remote trip alarm reset coil (RR), without 2nd shunt trip, without 1st Shunt trip | 124000 | 1 | Z\ | 1
3WA1110-4AB42-0AA0 |  | Withdrawable circuit breaker with guide frame, IEC 60947-2, frame size 1, 4-poles, N-pole left, In=1000A up to 690V AC 50/60Hz, breaking capacity M Icu=85/66kA at 500/690V, Trip unit ETU300 LSI optimized for standard applica- tions, without display Protection LT, ST, INST, include N-protection, (internal N-sensor available), incl. trip alarm switch (1xCO), rear connection horizontal, guide frame with shutter and w/o position signalling switch, without Com & metering function Manual operating mechanism with mechanical closing, without Spring charging motor, Ready-to-close signal. switch, Auxiliary switches 2NO+2NC, without Closing coil (CC), manual operating mechanism with mechanical closing, without Remote trip alarm reset coil (RR), without 2nd shunt trip, without 1st Shunt trip | 121000 | 1 | Z\ | 1
3WA1110-4AB43-0AA0 |  | Withdrawable circuit breaker with guide frame, IEC 60947-2, frame size 1, 4-poles, N-pole left, In=1000A up to 690V AC 50/60Hz, breaking capacity M Icu=85/66kA at 500/690V, Trip unit ETU300 LSI optimized for standard applica- tions, without display Protection LT, ST, INST, include N-protection, (internal N-sensor available), incl. trip alarm switch (1xCO), front connection double hole, guide frame with shutter and w/o position signalling switch, without Com & metering function Manual operating mechanism with mechanical closing, without Spring charging motor, Ready-to-close signal. switch, Auxiliary switches 2NO+2NC, without Closing coil (CC), manual operating mechanism with mechanical closing, without Remote trip alarm reset coil (RR), without 2nd shunt trip, without 1st Shunt trip | 132000 | 1 | Z\ | 1
3WA1110-4AB44-0AA0 |  | Withdrawable circuit breaker with guide frame, IEC 60947-2, frame size 1, 4-poles, N-pole left, In=1000A up to 690V AC 50/60Hz, breaking capacity M Icu=85/66kA at 500/690V, Trip unit ETU300 LSI optimized for standard applica- tions, without display Protection LT, ST, INST, include N-protection, (internal N-sensor available), incl. trip alarm switch (1xCO), rear connection flange, guide frame with shutter and w/o position signalling switch, without Com & metering function Manual operating mechanism with mechanical closing, without Spring charging motor, Ready-to-close signal. switch, Auxiliary switches 2NO+2NC, without Closing coil (CC), manual operating mechanism with mechanical closing, without Remote trip alarm reset coil (RR), without 2nd shunt trip, without 1st Shunt trip | 121000 | 1 | Z\ | 1
3WA1110-4AC01-0AA0 |  | Fixed-mounted circuit breaker IEC 60947-2, frame size 1, 3-poles, In=1000A up to 690V AC 50/60Hz, breaking capacity M Icu=85/66kA at 500/690V, Trip unit ETU300 LSIG optimized for standard applica- tions, without display Protection LT, ST, INST, GF, N-protection required an external N-sensor, incl. trip alarm switch (1xCO), rear connection vertical, without Com & metering function Manual operating mechanism with mechanical closing, without Spring charging motor, Ready-to-close signal. switch, Auxiliary switches 2NO+2NC, without Closing coil (CC), manual operating mechanism with mechanical closing, without Remote trip alarm reset coil (RR), without 2nd shunt trip, without 1st Shunt trip | 69600 | 1 | Z\ | 1
3WA1110-4AC02-0AA0 |  | Fixed-mounted circuit breaker IEC 60947-2, frame size 1, 3-poles, In=1000A up to 690V AC 50/60Hz, breaking capacity M Icu=85/66kA at 500/690V, Trip unit ETU300 LSIG optimized for standard applica- tions, without display Protection LT, ST, INST, GF, N-protection required an external N-sensor, incl. trip alarm switch (1xCO), rear connection horizontal, without Com & metering function Manual operating mechanism with mechanical closing, without Spring charging motor, Ready-to-close signal. switch, Auxiliary switches 2NO+2NC, without Closing coil (CC), manual operating mechanism with mechanical closing, without Remote trip alarm reset coil (RR), without 2nd shunt trip, without 1st Shunt trip | 67800 | 1 | Z\ | 1
3WA1110-4AC03-0AA0 |  | Fixed-mounted circuit breaker IEC 60947-2, frame size 1, 3-poles, In=1000A up to 690V AC 50/60Hz, breaking capacity M Icu=85/66kA at 500/690V, Trip unit ETU300 LSIG optimized for standard applica- tions, without display Protection LT, ST, INST, GF, N-protection required an external N-sensor, incl. trip alarm switch (1xCO), front connection double hole, without Com & metering function Manual operating mechanism with mechanical closing, without Spring charging motor, Ready-to-close signal. switch, Auxiliary switches 2NO+2NC, without Closing coil (CC), manual operating mechanism with mechanical closing, without Remote trip alarm reset coil (RR), without 2nd shunt trip, without 1st Shunt trip | 73300 | 1 | Z\ | 1
3WA1110-4AC11-0AA0 |  | Fixed-mounted circuit breaker IEC 60947-2, frame size 1, 4-poles, N-pole left, In=1000A up to 690V AC 50/60Hz, breaking capacity M Icu=85/66kA at 500/690V, Trip unit ETU300 LSIG optimized for standard applica- tions, without display Protection LT, ST, INST, GF, include N-protection, (internal N-sensor available), incl. trip alarm switch (1xCO), rear connection vertical, without Com & metering function Manual operating mechanism with mechanical closing, without Spring charging motor, Ready-to-close signal. switch, Auxiliary switches 2NO+2NC, without Closing coil (CC), manual operating mechanism with mechanical closing, without Remote trip alarm reset coil (RR), without 2nd shunt trip, without 1st Shunt trip | 91600 | 1 | Z\ | 1
3WA1110-4AC12-0AA0 |  | Fixed-mounted circuit breaker IEC 60947-2, frame size 1, 4-poles, N-pole left, In=1000A up to 690V AC 50/60Hz, breaking capacity M Icu=85/66kA at 500/690V, Trip unit ETU300 LSIG optimized for standard applica- tions, without display Protection LT, ST, INST, GF, include N-protection, (internal N-sensor available), incl. trip alarm switch (1xCO), rear connection horizontal, without Com & metering function Manual operating mechanism with mechanical closing, without Spring charging motor, Ready-to-close signal. switch, Auxiliary switches 2NO+2NC, without Closing coil (CC), manual operating mechanism with mechanical closing, without Remote trip alarm reset coil (RR), without 2nd shunt trip, without 1st Shunt trip | 89200 | 1 | Z\ | 1
3WA1110-4AC13-0AA0 |  | Fixed-mounted circuit breaker IEC 60947-2, frame size 1, 4-poles, N-pole left, In=1000A up to 690V AC 50/60Hz, breaking capacity M Icu=85/66kA at 500/690V, Trip unit ETU300 LSIG optimized for standard applica- tions, without display Protection LT, ST, INST, GF, include N-protection, (internal N-sensor available), incl. trip alarm switch (1xCO), front connection double hole, without Com & metering function Manual operating mechanism with mechanical closing, without Spring charging motor, Ready-to-close signal. switch, Auxiliary switches 2NO+2NC, without Closing coil (CC), manual operating mechanism with mechanical closing, without Remote trip alarm reset coil (RR), without 2nd shunt trip, without 1st Shunt trip | 96400 | 1 | Z\ | 1
3WA1110-4AC21-0AA0 |  | fixed-mounted circuit breaker, IEC 60947-2, size 1, 4-pole, N pole on right, In=1000 A up to 690 V AC 50/60 Hz, breaking capacity M Icu=85/66 kA at 500/690 V, tripping unit ETU300 LSI G optimized for standard applications, without display, basic protection LT, ST, INST, GF, including protection of the N conductor (internal neutral point sensor available), trip alarm switch (1 x CO), connection at rear vertical, without Com & metering function Manual operating mechanism with mechanical closing, without Spring charging motor, Ready-to-close signal. switch, Auxiliary switches 2NO+2NC, without Closing coil (CC), manual operating mechanism with mechanical closing, without Remote trip alarm reset coil (RR), without 2nd shunt trip, without 1st Shunt trip | 91600 | 1 | Z\ | 1
3WA1110-4AC22-0AA0 |  | fixed-mounted circuit breaker, IEC 60947-2, size 1, 4-pole, N pole on right, In=1000 A up to 690 V AC 50/60 Hz, breaking capacity M Icu=85/66 kA at 500/690 V, tripping unit ETU300 LSI G optimized for standard applications, without display, basic protection LT, ST, INST, GF, including protection of the N conductor (internal neutral point sensor available), trip alarm switch (1 x CO), connection at rear horizontal without Com & metering function Manual operating mechanism with mechanical closing, without Spring charging motor, Ready-to-close signal. switch, Auxiliary switches 2NO+2NC, without Closing coil (CC), manual operating mechanism with mechanical closing, without Remote trip alarm reset coil (RR), without 2nd shunt trip, without 1st Shunt trip | 89200 | 1 | Z\ | 1
3WA1110-4AC23-0AA0 |  | fixed-mounted circuit breaker, IEC 60947-2, size 1, 4-pole, N pole on right, In=1000 A up to 690 V AC 50/60 Hz, breaking capacity M Icu=85/66 kA at 500/690 V, tripping unit ETU300 LSI G optimized for standard applications, without display, basic protection LT, ST, INST, GF, including protection of the N conductor (internal neutral point sensor available), trip alarm switch (1 x CO), front connection double hole, without Com & metering function Manual operating mechanism with mechanical closing, without Spring charging motor, Ready-to-close signal. switch, Auxiliary switches 2NO+2NC, without Closing coil (CC), manual operating mechanism with mechanical closing, without Remote trip alarm reset coil (RR), without 2nd shunt trip, without 1st Shunt trip | 96400 | 1 | Z\ | 1
3WA1110-4AC31-0AA0 |  | Withdrawable circuit breaker with guide frame, IEC 60947-2, frame size 1, 3-poles, In=1000A up to 690V AC 50/60Hz, breaking capacity M Icu=85/66kA at 500/690V, Trip unit ETU300 LSIG optimized for standard applica- tions, without display Protection LT, ST, INST, GF, N-protection required an external N-sensor, incl. trip alarm switch (1xCO), rear connection vertical, guide frame with shutter and w/o position signalling switch, without Com & metering function Manual operating mechanism with mechanical closing, without Spring charging motor, Ready-to-close signal. switch, Auxiliary switches 2NO+2NC, without Closing coil (CC), manual operating mechanism with mechanical closing, without Remote trip alarm reset coil (RR), without 2nd shunt trip, without 1st Shunt trip | 99100 | 1 | Z\ | 1
3WA1110-4AC32-0AA0 |  | Withdrawable circuit breaker with guide frame, IEC 60947-2, frame size 1, 3-poles, In=1000A up to 690V AC 50/60Hz, breaking capacity M Icu=85/66kA at 500/690V, Trip unit ETU300 LSIG optimized for standard applica- tions, without display Protection LT, ST, INST, GF, N-protection required an external N-sensor, incl. trip alarm switch (1xCO), rear connection horizontal, guide frame with shutter and w/o position signalling switch, without Com & metering function Manual operating mechanism with mechanical closing, without Spring charging motor, Ready-to-close signal. switch, Auxiliary switches 2NO+2NC, without Closing coil (CC), manual operating mechanism with mechanical closing, without Remote trip alarm reset coil (RR), without 2nd shunt trip, without 1st Shunt trip | 96200 | 1 | Z\ | 1
3WA1110-4AC33-0AA0 |  | Withdrawable circuit breaker with guide frame, IEC 60947-2, frame size 1, 3-poles, In=1000A up to 690V AC 50/60Hz, breaking capacity M Icu=85/66kA at 500/690V, Trip unit ETU300 LSIG optimized for standard applica- tions, without display Protection LT, ST, INST, GF, N-protection required an external N-sensor, incl. trip alarm switch (1xCO), front connection double hole, guide frame with shutter and w/o position signalling switch, without Com & metering function Manual operating mechanism with mechanical closing, without Spring charging motor, Ready-to-close signal. switch, Auxiliary switches 2NO+2NC, without Closing coil (CC), manual operating mechanism with mechanical closing, without Remote trip alarm reset coil (RR), without 2nd shunt trip, without 1st Shunt trip | 105000 | 1 | Z\ | 1
3WA1110-4AC34-0AA0 |  | Withdrawable circuit breaker with guide frame, IEC 60947-2, frame size 1, 3-poles, In=1000A up to 690V AC 50/60Hz, breaking capacity M Icu=85/66kA at 500/690V, Trip unit ETU300 LSIG optimized for standard applica- tions, without display Protection LT, ST, INST, GF, N-protection required an external N-sensor, incl. trip alarm switch (1xCO), rear connection flange, guide frame with shutter and w/o position signalling switch, without Com & metering function Manual operating mechanism with mechanical closing, without Spring charging motor, Ready-to-close signal. switch, Auxiliary switches 2NO+2NC, without Closing coil (CC), manual operating mechanism with mechanical closing, without Remote trip alarm reset coil (RR), without 2nd shunt trip, without 1st Shunt trip | 96200 | 1 | Z\ | 1
3WA1110-4AC41-0AA0 |  | Withdrawable circuit breaker with guide frame, IEC 60947-2, frame size 1, 4-poles, N-pole left, In=1000A up to 690V AC 50/60Hz, breaking capacity M Icu=85/66kA at 500/690V, Trip unit ETU300 LSIG optimized for standard applica- tions, without display Protection LT, ST, INST, GF, include N-protection, (internal N-sensor available), incl. trip alarm switch (1xCO), rear connection vertical, guide frame with shutter and w/o position signalling switch, without Com & metering function Manual operating mechanism with mechanical closing, without Spring charging motor, Ready-to-close signal. switch, Auxiliary switches 2NO+2NC, without Closing coil (CC), manual operating mechanism with mechanical closing, without Remote trip alarm reset coil (RR), without 2nd shunt trip, without 1st Shunt trip | 131000 | 1 | Z\ | 1
3WA1110-4AC42-0AA0 |  | Withdrawable circuit breaker with guide frame, IEC 60947-2, frame size 1, 4-poles, N-pole left, In=1000A up to 690V AC 50/60Hz, breaking capacity M Icu=85/66kA at 500/690V, Trip unit ETU300 LSIG optimized for standard applica- tions, without display Protection LT, ST, INST, GF, include N-protection, (internal N-sensor available), incl. trip alarm switch (1xCO), rear connection horizontal, guide frame with shutter and w/o position signalling switch, without Com & metering function Manual operating mechanism with mechanical closing, without Spring charging motor, Ready-to-close signal. switch, Auxiliary switches 2NO+2NC, without Closing coil (CC), manual operating mechanism with mechanical closing, without Remote trip alarm reset coil (RR), without 2nd shunt trip, without 1st Shunt trip | 127000 | 1 | Z\ | 1
3WA1110-4AC43-0AA0 |  | Withdrawable circuit breaker with guide frame, IEC 60947-2, frame size 1, 4-poles, N-pole left, In=1000A up to 690V AC 50/60Hz, breaking capacity M Icu=85/66kA at 500/690V, Trip unit ETU300 LSIG optimized for standard applica- tions, without display Protection LT, ST, INST, GF, include N-protection, (internal N-sensor available), incl. trip alarm switch (1xCO), front connection double hole, guide frame with shutter and w/o position signalling switch, without Com & metering function Manual operating mechanism with mechanical closing, without Spring charging motor, Ready-to-close signal. switch, Auxiliary switches 2NO+2NC, without Closing coil (CC), manual operating mechanism with mechanical closing, without Remote trip alarm reset coil (RR), without 2nd shunt trip, without 1st Shunt trip | 138000 | 1 | Z\ | 1
3WA1110-4AC44-0AA0 |  | Withdrawable circuit breaker with guide frame, IEC 60947-2, frame size 1, 4-poles, N-pole left, In=1000A up to 690V AC 50/60Hz, breaking capacity M Icu=85/66kA at 500/690V, Trip unit ETU300 LSIG optimized for standard applica- tions, without display Protection LT, ST, INST, GF, include N-protection, (internal N-sensor available), incl. trip alarm switch (1xCO), rear connection flange, guide frame with shutter and w/o position signalling switch, without Com & metering function Manual operating mechanism with mechanical closing, without Spring charging motor, Ready-to-close signal. switch, Auxiliary switches 2NO+2NC, without Closing coil (CC), manual operating mechanism with mechanical closing, without Remote trip alarm reset coil (RR), without 2nd shunt trip, without 1st Shunt trip | 127000 | 1 | Z\ | 1
3WA1110-4AE01-0AA0 |  | Fixed-mounted circuit breaker IEC 60947-2, frame size 1, 3-poles, In=1000A up to 690V AC 50/60Hz, breaking capacity M Icu=85/66kA at 500/690V, Trip unit ETU600 LSI upgrade ready , colordisplay, bluetooth and USB interface, Protection LT, ST, INST, N-protection required an external N-sensor, incl. trip alarm switch (1xCO), rear connection vertical, without Com & metering function Manual operating mechanism with mechanical closing, without Spring charging motor, Ready-to-close signal. switch, Auxiliary switches 2NO+2NC, without Closing coil (CC), manual operating mechanism with mechanical closing, without Remote trip alarm reset coil (RR), without 2nd shunt trip, without 1st Shunt trip | 68600 | 1 | Z\ | 1
3WA1110-4AE02-0AA0 |  | Fixed-mounted circuit breaker IEC 60947-2, frame size 1, 3-poles, In=1000A up to 690V AC 50/60Hz, breaking capacity M Icu=85/66kA at 500/690V, Trip unit ETU600 LSI upgrade ready , colordisplay, bluetooth and USB interface, Protection LT, ST, INST, N-protection required an external N-sensor, incl. trip alarm switch (1xCO), rear connection horizontal, without Com & metering function Manual operating mechanism with mechanical closing, without Spring charging motor, Ready-to-close signal. switch, Auxiliary switches 2NO+2NC, without Closing coil (CC), manual operating mechanism with mechanical closing, without Remote trip alarm reset coil (RR), without 2nd shunt trip, without 1st Shunt trip | 66800 | 1 | Z\ | 1
3WA1110-4AE03-0AA0 |  | Fixed-mounted circuit breaker IEC 60947-2, frame size 1, 3-poles, In=1000A up to 690V AC 50/60Hz, breaking capacity M Icu=85/66kA at 500/690V, Trip unit ETU600 LSI upgrade ready , colordisplay, bluetooth and USB interface, Protection LT, ST, INST, N-protection required an external N-sensor, incl. trip alarm switch (1xCO), front connection double hole, without Com & metering function Manual operating mechanism with mechanical closing, without Spring charging motor, Ready-to-close signal. switch, Auxiliary switches 2NO+2NC, without Closing coil (CC), manual operating mechanism with mechanical closing, without Remote trip alarm reset coil (RR), without 2nd shunt trip, without 1st Shunt trip | 72200 | 1 | Z\ | 1
3WA1110-4AE11-0AA0 |  | Fixed-mounted circuit breaker IEC 60947-2, frame size 1, 4-poles, N-pole left, In=1000A up to 690V AC 50/60Hz, breaking capacity M Icu=85/66kA at 500/690V, Trip unit ETU600 LSI upgrade ready , colordisplay, bluetooth and USB interface, Protection LT, ST, INST, include N-protection, (internal N-sensor available), incl. trip alarm switch (1xCO), rear connection vertical, without Com & metering function Manual operating mechanism with mechanical closing, without Spring charging motor, Ready-to-close signal. switch, Auxiliary switches 2NO+2NC, without Closing coil (CC), manual operating mechanism with mechanical closing, without Remote trip alarm reset coil (RR), without 2nd shunt trip, without 1st Shunt trip | 90500 | 1 | Z\ | 1
3WA1110-4AE12-0AA0 |  | Fixed-mounted circuit breaker IEC 60947-2, frame size 1, 4-poles, N-pole left, In=1000A up to 690V AC 50/60Hz, breaking capacity M Icu=85/66kA at 500/690V, Trip unit ETU600 LSI upgrade ready , colordisplay, bluetooth and USB interface, Protection LT, ST, INST, include N-protection, (internal N-sensor available), incl. trip alarm switch (1xCO), rear connection horizontal, without Com & metering function Manual operating mechanism with mechanical closing, without Spring charging motor, Ready-to-close signal. switch, Auxiliary switches 2NO+2NC, without Closing coil (CC), manual operating mechanism with mechanical closing, without Remote trip alarm reset coil (RR), without 2nd shunt trip, without 1st Shunt trip | 88100 | 1 | Z\ | 1
3WA1110-4AE13-0AA0 |  | Fixed-mounted circuit breaker IEC 60947-2, frame size 1, 4-poles, N-pole left, In=1000A up to 690V AC 50/60Hz, breaking capacity M Icu=85/66kA at 500/690V, Trip unit ETU600 LSI upgrade ready , colordisplay, bluetooth and USB interface, Protection LT, ST, INST, include N-protection, (internal N-sensor available), incl. trip alarm switch (1xCO), front connection double hole, without Com & metering function Manual operating mechanism with mechanical closing, without Spring charging motor, Ready-to-close signal. switch, Auxiliary switches 2NO+2NC, without Closing coil (CC), manual operating mechanism with mechanical closing, without Remote trip alarm reset coil (RR), without 2nd shunt trip, without 1st Shunt trip | 95400 | 1 | Z\ | 1
3WA1110-4AE21-0AA0 |  | fixed-mounted circuit breaker, IEC 60947-2, size 1, 4-pole, N pole on right, In=1000 A up to 690 V AC 50/60 Hz, breaking capacity M Icu=85/66 kA at 500/690 V, tripping unit ETU600 LSI upgradeable, color display, Bluetooth, USB interface, basic protection LT, ST, INST, including protection of the N conductor (internal neutral point sensor available), trip alarm switch (1 x CO), connection at rear vertical, without Com & metering function Manual operating mechanism with mechanical closing, without Spring charging motor, Ready-to-close signal. switch, Auxiliary switches 2NO+2NC, without Closing coil (CC), manual operating mechanism with mechanical closing, without Remote trip alarm reset coil (RR), without 2nd shunt trip, without 1st Shunt trip | 90500 | 1 | Z\ | 1
3WA1110-4AE22-0AA0 |  | fixed-mounted circuit breaker, IEC 60947-2, size 1, 4-pole, N pole on right, In=1000 A up to 690 V AC 50/60 Hz, breaking capacity M Icu=85/66 kA at 500/690 V, tripping unit ETU600 LSI upgradeable, color display, Bluetooth, USB interface, basic protection LT, ST, INST, including protection of the N conductor (internal neutral point sensor available), trip alarm switch (1 x CO), connection at rear horizontal without Com & metering function Manual operating mechanism with mechanical closing, without Spring charging motor, Ready-to-close signal. switch, Auxiliary switches 2NO+2NC, without Closing coil (CC), manual operating mechanism with mechanical closing, without Remote trip alarm reset coil (RR), without 2nd shunt trip, without 1st Shunt trip | 88100 | 1 | Z\ | 1
3WA1110-4AE23-0AA0 |  | fixed-mounted circuit breaker, IEC 60947-2, size 1, 4-pole, N pole on right, In=1000 A up to 690 V AC 50/60 Hz, breaking capacity M Icu=85/66 kA at 500/690 V, tripping unit ETU600 LSI upgradeable, color display, Bluetooth, USB interface, basic protection LT, ST, INST, including protection of the N conductor (internal neutral point sensor available), trip alarm switch (1 x CO), front connection double hole, without Com & metering function Manual operating mechanism with mechanical closing, without Spring charging motor, Ready-to-close signal. switch, Auxiliary switches 2NO+2NC, without Closing coil (CC), manual operating mechanism with mechanical closing, without Remote trip alarm reset coil (RR), without 2nd shunt trip, without 1st Shunt trip | 95400 | 1 | Z\ | 1
3WA1110-4AE31-0AA0 |  | Withdrawable circuit breaker with guide frame, IEC 60947-2, frame size 1, 3-poles, In=1000A up to 690V AC 50/60Hz, breaking capacity M Icu=85/66kA at 500/690V, Trip unit ETU600 LSI upgrade ready , colordisplay, bluetooth and USB interface, Protection LT, ST, INST, N-protection required an external N-sensor, incl. trip alarm switch (1xCO), rear connection vertical, guide frame with shutter and w/o position signalling switch, without Com & metering function Manual operating mechanism with mechanical closing, without Spring charging motor, Ready-to-close signal. switch, Auxiliary switches 2NO+2NC, without Closing coil (CC), manual operating mechanism with mechanical closing, without Remote trip alarm reset coil (RR), without 2nd shunt trip, without 1st Shunt trip | 98100 | 1 | Z\ | 1
3WA1110-4AE32-0AA0 |  | Withdrawable circuit breaker with guide frame, IEC 60947-2, frame size 1, 3-poles, In=1000A up to 690V AC 50/60Hz, breaking capacity M Icu=85/66kA at 500/690V, Trip unit ETU600 LSI upgrade ready , colordisplay, bluetooth and USB interface, Protection LT, ST, INST, N-protection required an external N-sensor, incl. trip alarm switch (1xCO), rear connection horizontal, guide frame with shutter and w/o position signalling switch, without Com & metering function Manual operating mechanism with mechanical closing, without Spring charging motor, Ready-to-close signal. switch, Auxiliary switches 2NO+2NC, without Closing coil (CC), manual operating mechanism with mechanical closing, without Remote trip alarm reset coil (RR), without 2nd shunt trip, without 1st Shunt trip | 95200 | 1 | Z\ | 1
3WA1110-4AE33-0AA0 |  | Withdrawable circuit breaker with guide frame, IEC 60947-2, frame size 1, 3-poles, In=1000A up to 690V AC 50/60Hz, breaking capacity M Icu=85/66kA at 500/690V, Trip unit ETU600 LSI upgrade ready , colordisplay, bluetooth and USB interface, Protection LT, ST, INST, N-protection required an external N-sensor, incl. trip alarm switch (1xCO), front connection double hole, guide frame with shutter and w/o position signalling switch, without Com & metering function Manual operating mechanism with mechanical closing, without Spring charging motor, Ready-to-close signal. switch, Auxiliary switches 2NO+2NC, without Closing coil (CC), manual operating mechanism with mechanical closing, without Remote trip alarm reset coil (RR), without 2nd shunt trip, without 1st Shunt trip | 104000 | 1 | Z\ | 1
3WA1110-4AE34-0AA0 |  | Withdrawable circuit breaker with guide frame, IEC 60947-2, frame size 1, 3-poles, In=1000A up to 690V AC 50/60Hz, breaking capacity M Icu=85/66kA at 500/690V, Trip unit ETU600 LSI upgrade ready , colordisplay, bluetooth and USB interface, Protection LT, ST, INST, N-protection required an external N-sensor, incl. trip alarm switch (1xCO), rear connection flange, guide frame with shutter and w/o position signalling switch, without Com & metering function Manual operating mechanism with mechanical closing, without Spring charging motor, Ready-to-close signal. switch, Auxiliary switches 2NO+2NC, without Closing coil (CC), manual operating mechanism with mechanical closing, without Remote trip alarm reset coil (RR), without 2nd shunt trip, without 1st Shunt trip | 95200 | 1 | Z\ | 1
3WA1110-4AE41-0AA0 |  | Withdrawable circuit breaker with guide frame, IEC 60947-2, frame size 1, 4-poles, N-pole left, In=1000A up to 690V AC 50/60Hz, breaking capacity M Icu=85/66kA at 500/690V, Trip unit ETU600 LSI upgrade ready , colordisplay, bluetooth and USB interface, Protection LT, ST, INST, include N-protection, (internal N-sensor available), incl. trip alarm switch (1xCO), rear connection vertical, guide frame with shutter and w/o position signalling switch, without Com & metering function Manual operating mechanism with mechanical closing, without Spring charging motor, Ready-to-close signal. switch, Auxiliary switches 2NO+2NC, without Closing coil (CC), manual operating mechanism with mechanical closing, without Remote trip alarm reset coil (RR), without 2nd shunt trip, without 1st Shunt trip | 129000 | 1 | Z\ | 1
3WA1110-4AE42-0AA0 |  | Withdrawable circuit breaker with guide frame, IEC 60947-2, frame size 1, 4-poles, N-pole left, In=1000A up to 690V AC 50/60Hz, breaking capacity M Icu=85/66kA at 500/690V, Trip unit ETU600 LSI upgrade ready , colordisplay, bluetooth and USB interface, Protection LT, ST, INST, include N-protection, (internal N-sensor available), incl. trip alarm switch (1xCO), rear connection horizontal, guide frame with shutter and w/o position signalling switch, without Com & metering function Manual operating mechanism with mechanical closing, without Spring charging motor, Ready-to-close signal. switch, Auxiliary switches 2NO+2NC, without Closing coil (CC), manual operating mechanism with mechanical closing, without Remote trip alarm reset coil (RR), without 2nd shunt trip, without 1st Shunt trip | 126000 | 1 | Z\ | 1
3WA1110-4AE43-0AA0 |  | Withdrawable circuit breaker with guide frame, IEC 60947-2, frame size 1, 4-poles, N-pole left, In=1000A up to 690V AC 50/60Hz, breaking capacity M Icu=85/66kA at 500/690V, Trip unit ETU600 LSI upgrade ready , colordisplay, bluetooth and USB interface, Protection LT, ST, INST, include N-protection, (internal N-sensor available), incl. trip alarm switch (1xCO), front connection double hole, guide frame with shutter and w/o position signalling switch, without Com & metering function Manual operating mechanism with mechanical closing, without Spring charging motor, Ready-to-close signal. switch, Auxiliary switches 2NO+2NC, without Closing coil (CC), manual operating mechanism with mechanical closing, without Remote trip alarm reset coil (RR), without 2nd shunt trip, without 1st Shunt trip | 137000 | 1 | Z\ | 1
3WA1110-4AE44-0AA0 |  | Withdrawable circuit breaker with guide frame, IEC 60947-2, frame size 1, 4-poles, N-pole left, In=1000A up to 690V AC 50/60Hz, breaking capacity M Icu=85/66kA at 500/690V, Trip unit ETU600 LSI upgrade ready , colordisplay, bluetooth and USB interface, Protection LT, ST, INST, include N-protection, (internal N-sensor available), incl. trip alarm switch (1xCO), rear connection flange, guide frame with shutter and w/o position signalling switch, without Com & metering function Manual operating mechanism with mechanical closing, without Spring charging motor, Ready-to-close signal. switch, Auxiliary switches 2NO+2NC, without Closing coil (CC), manual operating mechanism with mechanical closing, without Remote trip alarm reset coil (RR), without 2nd shunt trip, without 1st Shunt trip | 126000 | 1 | Z\ | 1
3WA1110-4AF01-0AA0 |  | Fixed-mounted circuit breaker IEC 60947-2, frame size 1, 3-poles, In=1000A up to 690V AC 50/60Hz, breaking capacity M Icu=85/66kA at 500/690V, Trip unit ETU600 LSIG upgrade ready , colordisplay, bluetooth and USB interface, Protection LT, ST, INST, GFx, N-protection required an external N-sensor, incl. trip alarm switch (1xCO), rear connection vertical, without Com & metering function Manual operating mechanism with mechanical closing, without Spring charging motor, Ready-to-close signal. switch, Auxiliary switches 2NO+2NC, without Closing coil (CC), manual operating mechanism with mechanical closing, without Remote trip alarm reset coil (RR), without 2nd shunt trip, without 1st Shunt trip | 79200 | 1 | Z\ | 1
3WA1110-4AF02-0AA0 |  | Fixed-mounted circuit breaker IEC 60947-2, frame size 1, 3-poles, In=1000A up to 690V AC 50/60Hz, breaking capacity M Icu=85/66kA at 500/690V, Trip unit ETU600 LSIG upgrade ready , colordisplay, bluetooth and USB interface, Protection LT, ST, INST, GFx, N-protection required an external N-sensor, incl. trip alarm switch (1xCO), rear connection horizontal, without Com & metering function Manual operating mechanism with mechanical closing, without Spring charging motor, Ready-to-close signal. switch, Auxiliary switches 2NO+2NC, without Closing coil (CC), manual operating mechanism with mechanical closing, without Remote trip alarm reset coil (RR), without 2nd shunt trip, without 1st Shunt trip | 77400 | 1 | Z\ | 1
3WA1110-4AF03-0AA0 |  | Fixed-mounted circuit breaker IEC 60947-2, frame size 1, 3-poles, In=1000A up to 690V AC 50/60Hz, breaking capacity M Icu=85/66kA at 500/690V, Trip unit ETU600 LSIG upgrade ready , colordisplay, bluetooth and USB interface, Protection LT, ST, INST, GFx, N-protection required an external N-sensor, incl. trip alarm switch (1xCO), front connection double hole, without Com & metering function Manual operating mechanism with mechanical closing, without Spring charging motor, Ready-to-close signal. switch, Auxiliary switches 2NO+2NC, without Closing coil (CC), manual operating mechanism with mechanical closing, without Remote trip alarm reset coil (RR), without 2nd shunt trip, without 1st Shunt trip | 82800 | 1 | Z\ | 1
3WA1110-4AF11-0AA0 |  | Fixed-mounted circuit breaker IEC 60947-2, frame size 1, 4-poles, N-pole left, In=1000A up to 690V AC 50/60Hz, breaking capacity M Icu=85/66kA at 500/690V, Trip unit ETU600 LSIG upgrade ready , colordisplay, bluetooth and USB interface, Protection LT, ST, INST, GFx, include N-protection, (internal N-sensor available), incl. trip alarm switch (1xCO), rear connection vertical, without Com & metering function Manual operating mechanism with mechanical closing, without Spring charging motor, Ready-to-close signal. switch, Auxiliary switches 2NO+2NC, without Closing coil (CC), manual operating mechanism with mechanical closing, without Remote trip alarm reset coil (RR), without 2nd shunt trip, without 1st Shunt trip | 101000 | 1 | Z\ | 1
3WA1110-4AF12-0AA0 |  | Fixed-mounted circuit breaker IEC 60947-2, frame size 1, 4-poles, N-pole left, In=1000A up to 690V AC 50/60Hz, breaking capacity M Icu=85/66kA at 500/690V, Trip unit ETU600 LSIG upgrade ready , colordisplay, bluetooth and USB interface, Protection LT, ST, INST, GFx, include N-protection, (internal N-sensor available), incl. trip alarm switch (1xCO), rear connection horizontal, without Com & metering function Manual operating mechanism with mechanical closing, without Spring charging motor, Ready-to-close signal. switch, Auxiliary switches 2NO+2NC, without Closing coil (CC), manual operating mechanism with mechanical closing, without Remote trip alarm reset coil (RR), without 2nd shunt trip, without 1st Shunt trip | 98800 | 1 | Z\ | 1
3WA1110-4AF13-0AA0 |  | Fixed-mounted circuit breaker IEC 60947-2, frame size 1, 4-poles, N-pole left, In=1000A up to 690V AC 50/60Hz, breaking capacity M Icu=85/66kA at 500/690V, Trip unit ETU600 LSIG upgrade ready , colordisplay, bluetooth and USB interface, Protection LT, ST, INST, GFx, include N-protection, (internal N-sensor available), incl. trip alarm switch (1xCO), front connection double hole, without Com & metering function Manual operating mechanism with mechanical closing, without Spring charging motor, Ready-to-close signal. switch, Auxiliary switches 2NO+2NC, without Closing coil (CC), manual operating mechanism with mechanical closing, without Remote trip alarm reset coil (RR), without 2nd shunt trip, without 1st Shunt trip | 106000 | 1 | Z\ | 1
3WA1110-4AF21-0AA0 |  | fixed-mounted circuit breaker, IEC 60947-2, size 1, 4-pole, N pole on right, In=1000 A up to 690 V AC 50/60 Hz, breaking capacity M Icu=85/66 kA at 500/690 V, tripping unit ETU600 LSIG upgradeable, color display, Bluetooth, USB interface, basic protection LT, ST, INST, GFx, including protection of the N conductor (internal neutral point sensor available), trip alarm switch (1 x CO), connection at rear vertical, without Com & metering function Manual operating mechanism with mechanical closing, without Spring charging motor, Ready-to-close signal. switch, Auxiliary switches 2NO+2NC, without Closing coil (CC), manual operating mechanism with mechanical closing, without Remote trip alarm reset coil (RR), without 2nd shunt trip, without 1st Shunt trip | 101000 | 1 | Z\ | 1
3WA1110-4AF22-0AA0 |  | fixed-mounted circuit breaker, IEC 60947-2, size 1, 4-pole, N pole on right, In=1000 A up to 690 V AC 50/60 Hz, breaking capacity M Icu=85/66 kA at 500/690 V, tripping unit ETU600 LSIG upgradeable, color display, Bluetooth, USB interface, basic protection LT, ST, INST, GFx, including protection of the N conductor (internal neutral point sensor available), trip alarm switch (1 x CO), connection at rear horizontal without Com & metering function Manual operating mechanism with mechanical closing, without Spring charging motor, Ready-to-close signal. switch, Auxiliary switches 2NO+2NC, without Closing coil (CC), manual operating mechanism with mechanical closing, without Remote trip alarm reset coil (RR), without 2nd shunt trip, without 1st Shunt trip | 98800 | 1 | Z\ | 1
3WA1110-4AF23-0AA0 |  | fixed-mounted circuit breaker, IEC 60947-2, size 1, 4-pole, N pole on right, In=1000 A up to 690 V AC 50/60 Hz, breaking capacity M Icu=85/66 kA at 500/690 V, tripping unit ETU600 LSIG upgradeable, color display, Bluetooth, USB interface, basic protection LT, ST, INST, GFx, including protection of the N conductor (internal neutral point sensor available), trip alarm switch (1 x CO), front connection double hole, without Com & metering function Manual operating mechanism with mechanical closing, without Spring charging motor, Ready-to-close signal. switch, Auxiliary switches 2NO+2NC, without Closing coil (CC), manual operating mechanism with mechanical closing, without Remote trip alarm reset coil (RR), without 2nd shunt trip, without 1st Shunt trip | 106000 | 1 | Z\ | 1
3WA1110-4AF31-0AA0 |  | Withdrawable circuit breaker with guide frame, IEC 60947-2, frame size 1, 3-poles, In=1000A up to 690V AC 50/60Hz, breaking capacity M Icu=85/66kA at 500/690V, Trip unit ETU600 LSIG upgrade ready , colordisplay, bluetooth and USB interface, Protection LT, ST, INST, GFx, N-protection required an external N-sensor, incl. trip alarm switch (1xCO), rear connection vertical, guide frame with shutter and w/o position signalling switch, without Com & metering function Manual operating mechanism with mechanical closing, without Spring charging motor, Ready-to-close signal. switch, Auxiliary switches 2NO+2NC, without Closing coil (CC), manual operating mechanism with mechanical closing, without Remote trip alarm reset coil (RR), without 2nd shunt trip, without 1st Shunt trip | 109000 | 1 | Z\ | 1
3WA1110-4AF32-0AA0 |  | Withdrawable circuit breaker with guide frame, IEC 60947-2, frame size 1, 3-poles, In=1000A up to 690V AC 50/60Hz, breaking capacity M Icu=85/66kA at 500/690V, Trip unit ETU600 LSIG upgrade ready , colordisplay, bluetooth and USB interface, Protection LT, ST, INST, GFx, N-protection required an external N-sensor, incl. trip alarm switch (1xCO), rear connection horizontal, guide frame with shutter and w/o position signalling switch, without Com & metering function Manual operating mechanism with mechanical closing, without Spring charging motor, Ready-to-close signal. switch, Auxiliary switches 2NO+2NC, without Closing coil (CC), manual operating mechanism with mechanical closing, without Remote trip alarm reset coil (RR), without 2nd shunt trip, without 1st Shunt trip | 106000 | 1 | Z\ | 1
3WA1110-4AF33-0AA0 |  | Withdrawable circuit breaker with guide frame, IEC 60947-2, frame size 1, 3-poles, In=1000A up to 690V AC 50/60Hz, breaking capacity M Icu=85/66kA at 500/690V, Trip unit ETU600 LSIG upgrade ready , colordisplay, bluetooth and USB interface, Protection LT, ST, INST, GFx, N-protection required an external N-sensor, incl. trip alarm switch (1xCO), front connection double hole, guide frame with shutter and w/o position signalling switch, without Com & metering function Manual operating mechanism with mechanical closing, without Spring charging motor, Ready-to-close signal. switch, Auxiliary switches 2NO+2NC, without Closing coil (CC), manual operating mechanism with mechanical closing, without Remote trip alarm reset coil (RR), without 2nd shunt trip, without 1st Shunt trip | 114000 | 1 | Z\ | 1
3WA1110-4AF34-0AA0 |  | Withdrawable circuit breaker with guide frame, IEC 60947-2, frame size 1, 3-poles, In=1000A up to 690V AC 50/60Hz, breaking capacity M Icu=85/66kA at 500/690V, Trip unit ETU600 LSIG upgrade ready , colordisplay, bluetooth and USB interface, Protection LT, ST, INST, GFx, N-protection required an external N-sensor, incl. trip alarm switch (1xCO), rear connection flange, guide frame with shutter and w/o position signalling switch, without Com & metering function Manual operating mechanism with mechanical closing, without Spring charging motor, Ready-to-close signal. switch, Auxiliary switches 2NO+2NC, without Closing coil (CC), manual operating mechanism with mechanical closing, without Remote trip alarm reset coil (RR), without 2nd shunt trip, without 1st Shunt trip | 106000 | 1 | Z\ | 1
3WA1110-4AF41-0AA0 |  | Withdrawable circuit breaker with guide frame, IEC 60947-2, frame size 1, 4-poles, N-pole left, In=1000A up to 690V AC 50/60Hz, breaking capacity M Icu=85/66kA at 500/690V, Trip unit ETU600 LSIG upgrade ready , colordisplay, bluetooth and USB interface, Protection LT, ST, INST, GFx, include N-protection, (internal N-sensor available), incl. trip alarm switch (1xCO), rear connection vertical, guide frame with shutter and w/o position signalling switch, without Com & metering function Manual operating mechanism with mechanical closing, without Spring charging motor, Ready-to-close signal. switch, Auxiliary switches 2NO+2NC, without Closing coil (CC), manual operating mechanism with mechanical closing, without Remote trip alarm reset coil (RR), without 2nd shunt trip, without 1st Shunt trip | 140000 | 1 | Z\ | 1
3WA1110-4AF42-0AA0 |  | Withdrawable circuit breaker with guide frame, IEC 60947-2, frame size 1, 4-poles, N-pole left, In=1000A up to 690V AC 50/60Hz, breaking capacity M Icu=85/66kA at 500/690V, Trip unit ETU600 LSIG upgrade ready , colordisplay, bluetooth and USB interface, Protection LT, ST, INST, GFx, include N-protection, (internal N-sensor available), incl. trip alarm switch (1xCO), rear connection horizontal, guide frame with shutter and w/o position signalling switch, without Com & metering function Manual operating mechanism with mechanical closing, without Spring charging motor, Ready-to-close signal. switch, Auxiliary switches 2NO+2NC, without Closing coil (CC), manual operating mechanism with mechanical closing, without Remote trip alarm reset coil (RR), without 2nd shunt trip, without 1st Shunt trip | 136000 | 1 | Z\ | 1
3WA1110-4AF43-0AA0 |  | Withdrawable circuit breaker with guide frame, IEC 60947-2, frame size 1, 4-poles, N-pole left, In=1000A up to 690V AC 50/60Hz, breaking capacity M Icu=85/66kA at 500/690V, Trip unit ETU600 LSIG upgrade ready , colordisplay, bluetooth and USB interface, Protection LT, ST, INST, GFx, include N-protection, (internal N-sensor available), incl. trip alarm switch (1xCO), front connection double hole, guide frame with shutter and w/o position signalling switch, without Com & metering function Manual operating mechanism with mechanical closing, without Spring charging motor, Ready-to-close signal. switch, Auxiliary switches 2NO+2NC, without Closing coil (CC), manual operating mechanism with mechanical closing, without Remote trip alarm reset coil (RR), without 2nd shunt trip, without 1st Shunt trip | 148000 | 1 | Z\ | 1
3WA1110-4AF44-0AA0 |  | Withdrawable circuit breaker with guide frame, IEC 60947-2, frame size 1, 4-poles, N-pole left, In=1000A up to 690V AC 50/60Hz, breaking capacity M Icu=85/66kA at 500/690V, Trip unit ETU600 LSIG upgrade ready , colordisplay, bluetooth and USB interface, Protection LT, ST, INST, GFx, include N-protection, (internal N-sensor available), incl. trip alarm switch (1xCO), rear connection flange, guide frame with shutter and w/o position signalling switch, without Com & metering function Manual operating mechanism with mechanical closing, without Spring charging motor, Ready-to-close signal. switch, Auxiliary switches 2NO+2NC, without Closing coil (CC), manual operating mechanism with mechanical closing, without Remote trip alarm reset coil (RR), without 2nd shunt trip, without 1st Shunt trip | 136000 | 1 | Z\ | 1
3WA1110-4CA01-0AA0 |  | Non-automatic circuit breaker Fixed-mounted version, IEC 60947-2, frame size 1, 3-poles, In=1000A up to 690V AC 50/60Hz, breaking capacity M Icc=85/66kA at 500/690V, without electr. trip unit ETU, rear connection vertical, able to communication, Manual operating mechanism with mechanical closing, without Spring charging motor, Ready-to-close signal. switch, Auxiliary switches 2NO+2NC, without Closing coil (CC), manual operating mechanism with mechanical closing, without Remote trip alarm reset coil (RR), without 2nd shunt trip, without 1st Shunt trip | 63630 | 1 | Z\ | 1
3WA1110-4CA02-0AA0 |  | Non-automatic circuit breaker Fixed-mounted version, IEC 60947-2, frame size 1, 3-poles, In=1000A up to 690V AC 50/60Hz, breaking capacity M Icc=85/66kA at 500/690V, without electr. trip unit ETU, rear connection horizontal, able to communication, Manual operating mechanism with mechanical closing, without Spring charging motor, Ready-to-close signal. switch, Auxiliary switches 2NO+2NC, without Closing coil (CC), manual operating mechanism with mechanical closing, without Remote trip alarm reset coil (RR), without 2nd shunt trip, without 1st Shunt trip | 61730 | 1 | Z\ | 1
3WA1110-4CA03-0AA0 |  | Non-automatic circuit breaker Fixed-mounted version, IEC 60947-2, frame size 1, 3-poles, In=1000A up to 690V AC 50/60Hz, breaking capacity M Icc=85/66kA at 500/690V, without electr. trip unit ETU, front connection double hole, able to communication, Manual operating mechanism with mechanical closing, without Spring charging motor, Ready-to-close signal. switch, Auxiliary switches 2NO+2NC, without Closing coil (CC), manual operating mechanism with mechanical closing, without Remote trip alarm reset coil (RR), without 2nd shunt trip, without 1st Shunt trip | 67230 | 1 | Z\ | 1
3WA1110-4CA11-0AA0 |  | Non-automatic circuit breaker Fixed-mounted version, IEC 60947-2, frame size 1, 4-poles, N-pole left, In=1000A up to 690V AC 50/60Hz, breaking capacity M Icc=85/66kA at 500/690V, without electr. trip unit ETU, rear connection vertical, able to communication, Manual operating mechanism with mechanical closing, without Spring charging motor, Ready-to-close signal. switch, Auxiliary switches 2NO+2NC, without Closing coil (CC), manual operating mechanism with mechanical closing, without Remote trip alarm reset coil (RR), without 2nd shunt trip, without 1st Shunt trip | 82530 | 1 | Z\ | 1
3WA1110-4CA12-0AA0 |  | Non-automatic circuit breaker Fixed-mounted version, IEC 60947-2, frame size 1, 4-poles, N-pole left, In=1000A up to 690V AC 50/60Hz, breaking capacity M Icc=85/66kA at 500/690V, without electr. trip unit ETU, rear connection horizontal, able to communication, Manual operating mechanism with mechanical closing, without Spring charging motor, Ready-to-close signal. switch, Auxiliary switches 2NO+2NC, without Closing coil (CC), manual operating mechanism with mechanical closing, without Remote trip alarm reset coil (RR), without 2nd shunt trip, without 1st Shunt trip | 80130 | 1 | Z\ | 1
3WA1110-4CA13-0AA0 |  | Non-automatic circuit breaker Fixed-mounted version, IEC 60947-2, frame size 1, 4-poles, N-pole left, In=1000A up to 690V AC 50/60Hz, breaking capacity M Icc=85/66kA at 500/690V, without electr. trip unit ETU, front connection double hole, able to communication, Manual operating mechanism with mechanical closing, without Spring charging motor, Ready-to-close signal. switch, Auxiliary switches 2NO+2NC, without Closing coil (CC), manual operating mechanism with mechanical closing, without Remote trip alarm reset coil (RR), without 2nd shunt trip, without 1st Shunt trip | 87330 | 1 | Z\ | 1
3WA1110-4CA21-0AA0 |  | AC non-automatic air circuit breaker 3WA, fixed-mounted version, IEC 60947-2, size 1, 4-pole, N pole on right, In=1000 A up to 690 V AC 50/60 Hz, breaking capacity M, Icc=85/66 kA at 500/690 V, without electronic trip unit ETU, connection at rear vertical, able to communication, Manual operating mechanism with mechanical closing, without Spring charging motor, Ready-to-close signal. switch, Auxiliary switches 2NO+2NC, without Closing coil (CC), manual operating mechanism with mechanical closing, without Remote trip alarm reset coil (RR), without 2nd shunt trip, without 1st Shunt trip | 82530 | 1 | Z\ | 1
3WA1110-4CA22-0AA0 |  | AC non-automatic air circuit breaker 3WA, fixed-mounted version, IEC 60947-2, size 1, 4-pole, N pole on right, In=1000 A up to 690 V AC 50/60 Hz, breaking capacity M, Icc=85/66 kA at 500/690 V, without electronic trip unit ETU, connection at rear horizontal able to communication, Manual operating mechanism with mechanical closing, without Spring charging motor, Ready-to-close signal. switch, Auxiliary switches 2NO+2NC, without Closing coil (CC), manual operating mechanism with mechanical closing, without Remote trip alarm reset coil (RR), without 2nd shunt trip, without 1st Shunt trip | 80130 | 1 | Z\ | 1
3WA1110-4CA23-0AA0 |  | AC non-automatic air circuit breaker 3WA, fixed-mounted version, IEC 60947-2, size 1, 4-pole, N pole on right, In=1000 A up to 690 V AC 50/60 Hz, breaking capacity M, Icc=85/66 kA at 500/690 V, without electronic trip unit ETU, front connection double hole, able to communication, Manual operating mechanism with mechanical closing, without Spring charging motor, Ready-to-close signal. switch, Auxiliary switches 2NO+2NC, without Closing coil (CC), manual operating mechanism with mechanical closing, without Remote trip alarm reset coil (RR), without 2nd shunt trip, without 1st Shunt trip | 87330 | 1 | Z\ | 1
3WA1110-4CA31-0AA0 |  | Non-automatic circuit breaker withdrawable version, with guide frame, IEC 60947-2, frame size 1, 3-poles, In=1000A up to 690V AC 50/60Hz, breaking capacity M Icc=85/66kA at 500/690V, without electr. trip unit ETU, rear connection vertical, guide frame with shutter and w/o position signalling switch, able to communication, Manual operating mechanism with mechanical closing, without Spring charging motor, Ready-to-close signal. switch, Auxiliary switches 2NO+2NC, without Closing coil (CC), manual operating mechanism with mechanical closing, without Remote trip alarm reset coil (RR), without 2nd shunt trip, without 1st Shunt trip | 89030 | 1 | Z\ | 1
3WA1110-4CA32-0AA0 |  | Non-automatic circuit breaker withdrawable version, with guide frame, IEC 60947-2, frame size 1, 3-poles, In=1000A up to 690V AC 50/60Hz, breaking capacity M Icc=85/66kA at 500/690V, without electr. trip unit ETU, rear connection horizontal, guide frame with shutter and w/o position signalling switch, able to communication, Manual operating mechanism with mechanical closing, without Spring charging motor, Ready-to-close signal. switch, Auxiliary switches 2NO+2NC, without Closing coil (CC), manual operating mechanism with mechanical closing, without Remote trip alarm reset coil (RR), without 2nd shunt trip, without 1st Shunt trip | 86130 | 1 | Z\ | 1
3WA1110-4CA33-0AA0 |  | Non-automatic circuit breaker withdrawable version, with guide frame, IEC 60947-2, frame size 1, 3-poles, In=1000A up to 690V AC 50/60Hz, breaking capacity M Icc=85/66kA at 500/690V, without electr. trip unit ETU, front connection double hole, guide frame with shutter and w/o position signalling switch, able to communication, Manual operating mechanism with mechanical closing, without Spring charging motor, Ready-to-close signal. switch, Auxiliary switches 2NO+2NC, without Closing coil (CC), manual operating mechanism with mechanical closing, without Remote trip alarm reset coil (RR), without 2nd shunt trip, without 1st Shunt trip | 94830 | 1 | Z\ | 1
3WA1110-4CA34-0AA0 |  | Non-automatic circuit breaker withdrawable version, with guide frame, IEC 60947-2, frame size 1, 3-poles, In=1000A up to 690V AC 50/60Hz, breaking capacity M Icc=85/66kA at 500/690V, without electr. trip unit ETU, rear connection flange, guide frame with shutter and w/o position signalling switch, able to communication, Manual operating mechanism with mechanical closing, without Spring charging motor, Ready-to-close signal. switch, Auxiliary switches 2NO+2NC, without Closing coil (CC), manual operating mechanism with mechanical closing, without Remote trip alarm reset coil (RR), without 2nd shunt trip, without 1st Shunt trip | 86130 | 1 | Z\ | 1
3WA1110-4CA41-0AA0 |  | Non-automatic circuit breaker withdrawable version, with guide frame, IEC 60947-2, frame size 1, 4-poles, N-pole left, In=1000A up to 690V AC 50/60Hz, breaking capacity M Icc=85/66kA at 500/690V, without electr. trip unit ETU, rear connection vertical, guide frame with shutter and w/o position signalling switch, able to communication, Manual operating mechanism with mechanical closing, without Spring charging motor, Ready-to-close signal. switch, Auxiliary switches 2NO+2NC, without Closing coil (CC), manual operating mechanism with mechanical closing, without Remote trip alarm reset coil (RR), without 2nd shunt trip, without 1st Shunt trip | 116430 | 1 | Z\ | 1
3WA1110-4CA42-0AA0 |  | Non-automatic circuit breaker withdrawable version, with guide frame, IEC 60947-2, frame size 1, 4-poles, N-pole left, In=1000A up to 690V AC 50/60Hz, breaking capacity M Icc=85/66kA at 500/690V, without electr. trip unit ETU, rear connection horizontal, guide frame with shutter and w/o position signalling switch, able to communication, Manual operating mechanism with mechanical closing, without Spring charging motor, Ready-to-close signal. switch, Auxiliary switches 2NO+2NC, without Closing coil (CC), manual operating mechanism with mechanical closing, without Remote trip alarm reset coil (RR), without 2nd shunt trip, without 1st Shunt trip | 112430 | 1 | Z\ | 1
3WA1110-4CA43-0AA0 |  | Non-automatic circuit breaker withdrawable version, with guide frame, IEC 60947-2, frame size 1, 4-poles, N-pole left, In=1000A up to 690V AC 50/60Hz, breaking capacity M Icc=85/66kA at 500/690V, without electr. trip unit ETU, front connection double hole, guide frame with shutter and w/o position signalling switch, able to communication, Manual operating mechanism with mechanical closing, without Spring charging motor, Ready-to-close signal. switch, Auxiliary switches 2NO+2NC, without Closing coil (CC), manual operating mechanism with mechanical closing, without Remote trip alarm reset coil (RR), without 2nd shunt trip, without 1st Shunt trip | 123430 | 1 | Z\ | 1
3WA1110-4CA44-0AA0 |  | Non-automatic circuit breaker withdrawable version, with guide frame, IEC 60947-2, frame size 1, 4-poles, N-pole left, In=1000A up to 690V AC 50/60Hz, breaking capacity M Icc=85/66kA at 500/690V, without electr. trip unit ETU, rear connection flange, guide frame with shutter and w/o position signalling switch, able to communication, Manual operating mechanism with mechanical closing, without Spring charging motor, Ready-to-close signal. switch, Auxiliary switches 2NO+2NC, without Closing coil (CC), manual operating mechanism with mechanical closing, without Remote trip alarm reset coil (RR), without 2nd shunt trip, without 1st Shunt trip | 112430 | 1 | Z\ | 1
3WA1110-4EE01-0AA0 |  | Fixed-mounted circuit breaker IEC 60947-2, frame size 1, 3-poles, In=1000A up to 690V AC 50/60Hz, breaking capacity M Icu=85/66kA at 500/690V, Trip unit ETU600 LSI upgrade ready , colordisplay, bluetooth and USB interface, Protection LT, ST, INST, N-protection required an external N-sensor, incl. trip alarm switch (1xCO), rear connection vertical, with internal voltage tap on lower stab of circuit breaker, with voltage tap module VTM680 and power supply of ETU600, able to communication, integrated metering type PMF-1 Energy Efficiency, Voltage, Active energy Ea Manual operating mechanism with mechanical closing, without Spring charging motor, Ready-to-close signal. switch, Auxiliary switches 2NO+2NC, without Closing coil (CC), manual operating mechanism with mechanical closing, without Remote trip alarm reset coil (RR), without 2nd shunt trip, without 1st Shunt trip | 77470 | 1 | Z\ | 1
3WA1110-4EE02-0AA0 |  | Fixed-mounted circuit breaker IEC 60947-2, frame size 1, 3-poles, In=1000A up to 690V AC 50/60Hz, breaking capacity M Icu=85/66kA at 500/690V, Trip unit ETU600 LSI upgrade ready , colordisplay, bluetooth and USB interface, Protection LT, ST, INST, N-protection required an external N-sensor, incl. trip alarm switch (1xCO), rear connection horizontal, with internal voltage tap on lower stab of circuit breaker, with voltage tap module VTM680 and power supply of ETU600, able to communication, integrated metering type PMF-1 Energy Efficiency, Voltage, Active energy Ea Manual operating mechanism with mechanical closing, without Spring charging motor, Ready-to-close signal. switch, Auxiliary switches 2NO+2NC, without Closing coil (CC), manual operating mechanism with mechanical closing, without Remote trip alarm reset coil (RR), without 2nd shunt trip, without 1st Shunt trip | 75670 | 1 | Z\ | 1
3WA1110-4EE03-0AA0 |  | Fixed-mounted circuit breaker IEC 60947-2, frame size 1, 3-poles, In=1000A up to 690V AC 50/60Hz, breaking capacity M Icu=85/66kA at 500/690V, Trip unit ETU600 LSI upgrade ready , colordisplay, bluetooth and USB interface, Protection LT, ST, INST, N-protection required an external N-sensor, incl. trip alarm switch (1xCO), front connection double hole, with internal voltage tap on lower stab of circuit breaker, with voltage tap module VTM680 and power supply of ETU600, able to communication, integrated metering type PMF-1 Energy Efficiency, Voltage, Active energy Ea Manual operating mechanism with mechanical closing, without Spring charging motor, Ready-to-close signal. switch, Auxiliary switches 2NO+2NC, without Closing coil (CC), manual operating mechanism with mechanical closing, without Remote trip alarm reset coil (RR), without 2nd shunt trip, without 1st Shunt trip | 81070 | 1 | Z\ | 1
3WA1110-4EE11-0AA0 |  | Fixed-mounted circuit breaker IEC 60947-2, frame size 1, 4-poles, N-pole left, In=1000A up to 690V AC 50/60Hz, breaking capacity M Icu=85/66kA at 500/690V, Trip unit ETU600 LSI upgrade ready , colordisplay, bluetooth and USB interface, Protection LT, ST, INST, include N-protection, (internal N-sensor available), incl. trip alarm switch (1xCO), rear connection vertical, with internal voltage tap on lower stab of circuit breaker, with voltage tap module VTM680 and power supply of ETU600, able to communication, integrated metering type PMF-1 Energy Efficiency, Voltage, Active energy Ea Manual operating mechanism with mechanical closing, without Spring charging motor, Ready-to-close signal. switch, Auxiliary switches 2NO+2NC, without Closing coil (CC), manual operating mechanism with mechanical closing, without Remote trip alarm reset coil (RR), without 2nd shunt trip, without 1st Shunt trip | 99370 | 1 | Z\ | 1
3WA1110-4EE12-0AA0 |  | Fixed-mounted circuit breaker IEC 60947-2, frame size 1, 4-poles, N-pole left, In=1000A up to 690V AC 50/60Hz, breaking capacity M Icu=85/66kA at 500/690V, Trip unit ETU600 LSI upgrade ready , colordisplay, bluetooth and USB interface, Protection LT, ST, INST, include N-protection, (internal N-sensor available), incl. trip alarm switch (1xCO), rear connection horizontal, with internal voltage tap on lower stab of circuit breaker, with voltage tap module VTM680 and power supply of ETU600, able to communication, integrated metering type PMF-1 Energy Efficiency, Voltage, Active energy Ea Manual operating mechanism with mechanical closing, without Spring charging motor, Ready-to-close signal. switch, Auxiliary switches 2NO+2NC, without Closing coil (CC), manual operating mechanism with mechanical closing, without Remote trip alarm reset coil (RR), without 2nd shunt trip, without 1st Shunt trip | 96970 | 1 | Z\ | 1
3WA1110-4EE13-0AA0 |  | Fixed-mounted circuit breaker IEC 60947-2, frame size 1, 4-poles, N-pole left, In=1000A up to 690V AC 50/60Hz, breaking capacity M Icu=85/66kA at 500/690V, Trip unit ETU600 LSI upgrade ready , colordisplay, bluetooth and USB interface, Protection LT, ST, INST, include N-protection, (internal N-sensor available), incl. trip alarm switch (1xCO), front connection double hole, with internal voltage tap on lower stab of circuit breaker, with voltage tap module VTM680 and power supply of ETU600, able to communication, integrated metering type PMF-1 Energy Efficiency, Voltage, Active energy Ea Manual operating mechanism with mechanical closing, without Spring charging motor, Ready-to-close signal. switch, Auxiliary switches 2NO+2NC, without Closing coil (CC), manual operating mechanism with mechanical closing, without Remote trip alarm reset coil (RR), without 2nd shunt trip, without 1st Shunt trip | 104270 | 1 | Z\ | 1
3WA1110-4EE21-0AA0 |  | fixed-mounted circuit breaker, IEC 60947-2, size 1, 4-pole, N pole on right, In=1000 A up to 690 V AC 50/60 Hz, breaking capacity M Icu=85/66 kA at 500/690 V, tripping unit ETU600 LSI upgradeable, color display, Bluetooth, USB interface, basic protection LT, ST, INST, including protection of the N conductor (internal neutral point sensor available), trip alarm switch (1 x CO), connection at rear vertical, with internal voltage tap on lower stab of circuit breaker, with voltage tap module VTM680 and power supply of ETU600, able to communication, integrated metering type PMF-1 Energy Efficiency, Voltage, Active energy Ea Manual operating mechanism with mechanical closing, without Spring charging motor, Ready-to-close signal. switch, Auxiliary switches 2NO+2NC, without Closing coil (CC), manual operating mechanism with mechanical closing, without Remote trip alarm reset coil (RR), without 2nd shunt trip, without 1st Shunt trip | 99370 | 1 | Z\ | 1
3WA1110-4EE22-0AA0 |  | fixed-mounted circuit breaker, IEC 60947-2, size 1, 4-pole, N pole on right, In=1000 A up to 690 V AC 50/60 Hz, breaking capacity M Icu=85/66 kA at 500/690 V, tripping unit ETU600 LSI upgradeable, color display, Bluetooth, USB interface, basic protection LT, ST, INST, including protection of the N conductor (internal neutral point sensor available), trip alarm switch (1 x CO), connection at rear horizontal with internal voltage tap on lower stab of circuit breaker, with voltage tap module VTM680 and power supply of ETU600, able to communication, integrated metering type PMF-1 Energy Efficiency, Voltage, Active energy Ea Manual operating mechanism with mechanical closing, without Spring charging motor, Ready-to-close signal. switch, Auxiliary switches 2NO+2NC, without Closing coil (CC), manual operating mechanism with mechanical closing, without Remote trip alarm reset coil (RR), without 2nd shunt trip, without 1st Shunt trip | 96970 | 1 | Z\ | 1
3WA1110-4EE23-0AA0 |  | fixed-mounted circuit breaker, IEC 60947-2, size 1, 4-pole, N pole on right, In=1000 A up to 690 V AC 50/60 Hz, breaking capacity M Icu=85/66 kA at 500/690 V, tripping unit ETU600 LSI upgradeable, color display, Bluetooth, USB interface, basic protection LT, ST, INST, including protection of the N conductor (internal neutral point sensor available), trip alarm switch (1 x CO), front connection double hole, with internal voltage tap on lower stab of circuit breaker, with voltage tap module VTM680 and power supply of ETU600, able to communication, integrated metering type PMF-1 Energy Efficiency, Voltage, Active energy Ea Manual operating mechanism with mechanical closing, without Spring charging motor, Ready-to-close signal. switch, Auxiliary switches 2NO+2NC, without Closing coil (CC), manual operating mechanism with mechanical closing, without Remote trip alarm reset coil (RR), without 2nd shunt trip, without 1st Shunt trip | 104270 | 1 | Z\ | 1
3WA1110-4EE31-0AA0 |  | Withdrawable circuit breaker with guide frame, IEC 60947-2, frame size 1, 3-poles, In=1000A up to 690V AC 50/60Hz, breaking capacity M Icu=85/66kA at 500/690V, Trip unit ETU600 LSI upgrade ready , colordisplay, bluetooth and USB interface, Protection LT, ST, INST, N-protection required an external N-sensor, incl. trip alarm switch (1xCO), rear connection vertical, guide frame with shutter and w/o position signalling switch, with internal voltage tap on lower stab of circuit breaker, with voltage tap module VTM680 and power supply of ETU600, able to communication, integrated metering type PMF-1 Energy Efficiency, Voltage, Active energy Ea Manual operating mechanism with mechanical closing, without Spring charging motor, Ready-to-close signal. switch, Auxiliary switches 2NO+2NC, without Closing coil (CC), manual operating mechanism with mechanical closing, without Remote trip alarm reset coil (RR), without 2nd shunt trip, without 1st Shunt trip | 106970 | 1 | Z\ | 1
3WA1110-4EE32-0AA0 |  | Withdrawable circuit breaker with guide frame, IEC 60947-2, frame size 1, 3-poles, In=1000A up to 690V AC 50/60Hz, breaking capacity M Icu=85/66kA at 500/690V, Trip unit ETU600 LSI upgrade ready , colordisplay, bluetooth and USB interface, Protection LT, ST, INST, N-protection required an external N-sensor, incl. trip alarm switch (1xCO), rear connection horizontal, guide frame with shutter and w/o position signalling switch, with internal voltage tap on lower stab of circuit breaker, with voltage tap module VTM680 and power supply of ETU600, able to communication, integrated metering type PMF-1 Energy Efficiency, Voltage, Active energy Ea Manual operating mechanism with mechanical closing, without Spring charging motor, Ready-to-close signal. switch, Auxiliary switches 2NO+2NC, without Closing coil (CC), manual operating mechanism with mechanical closing, without Remote trip alarm reset coil (RR), without 2nd shunt trip, without 1st Shunt trip | 104070 | 1 | Z\ | 1
3WA1110-4EE33-0AA0 |  | Withdrawable circuit breaker with guide frame, IEC 60947-2, frame size 1, 3-poles, In=1000A up to 690V AC 50/60Hz, breaking capacity M Icu=85/66kA at 500/690V, Trip unit ETU600 LSI upgrade ready , colordisplay, bluetooth and USB interface, Protection LT, ST, INST, N-protection required an external N-sensor, incl. trip alarm switch (1xCO), front connection double hole, guide frame with shutter and w/o position signalling switch, with internal voltage tap on lower stab of circuit breaker, with voltage tap module VTM680 and power supply of ETU600, able to communication, integrated metering type PMF-1 Energy Efficiency, Voltage, Active energy Ea Manual operating mechanism with mechanical closing, without Spring charging motor, Ready-to-close signal. switch, Auxiliary switches 2NO+2NC, without Closing coil (CC), manual operating mechanism with mechanical closing, without Remote trip alarm reset coil (RR), without 2nd shunt trip, without 1st Shunt trip | 112870 | 1 | Z\ | 1
3WA1110-4EE34-0AA0 |  | Withdrawable circuit breaker with guide frame, IEC 60947-2, frame size 1, 3-poles, In=1000A up to 690V AC 50/60Hz, breaking capacity M Icu=85/66kA at 500/690V, Trip unit ETU600 LSI upgrade ready , colordisplay, bluetooth and USB interface, Protection LT, ST, INST, N-protection required an external N-sensor, incl. trip alarm switch (1xCO), rear connection flange, guide frame with shutter and w/o position signalling switch, with internal voltage tap on lower stab of circuit breaker, with voltage tap module VTM680 and power supply of ETU600, able to communication, integrated metering type PMF-1 Energy Efficiency, Voltage, Active energy Ea Manual operating mechanism with mechanical closing, without Spring charging motor, Ready-to-close signal. switch, Auxiliary switches 2NO+2NC, without Closing coil (CC), manual operating mechanism with mechanical closing, without Remote trip alarm reset coil (RR), without 2nd shunt trip, without 1st Shunt trip | 104070 | 1 | Z\ | 1
3WA1110-4EE41-0AA0 |  | Withdrawable circuit breaker with guide frame, IEC 60947-2, frame size 1, 4-poles, N-pole left, In=1000A up to 690V AC 50/60Hz, breaking capacity M Icu=85/66kA at 500/690V, Trip unit ETU600 LSI upgrade ready , colordisplay, bluetooth and USB interface, Protection LT, ST, INST, include N-protection, (internal N-sensor available), incl. trip alarm switch (1xCO), rear connection vertical, guide frame with shutter and w/o position signalling switch, with internal voltage tap on lower stab of circuit breaker, with voltage tap module VTM680 and power supply of ETU600, able to communication, integrated metering type PMF-1 Energy Efficiency, Voltage, Active energy Ea Manual operating mechanism with mechanical closing, without Spring charging motor, Ready-to-close signal. switch, Auxiliary switches 2NO+2NC, without Closing coil (CC), manual operating mechanism with mechanical closing, without Remote trip alarm reset coil (RR), without 2nd shunt trip, without 1st Shunt trip | 137870 | 1 | Z\ | 1
3WA1110-4EE42-0AA0 |  | Withdrawable circuit breaker with guide frame, IEC 60947-2, frame size 1, 4-poles, N-pole left, In=1000A up to 690V AC 50/60Hz, breaking capacity M Icu=85/66kA at 500/690V, Trip unit ETU600 LSI upgrade ready , colordisplay, bluetooth and USB interface, Protection LT, ST, INST, include N-protection, (internal N-sensor available), incl. trip alarm switch (1xCO), rear connection horizontal, guide frame with shutter and w/o position signalling switch, with internal voltage tap on lower stab of circuit breaker, with voltage tap module VTM680 and power supply of ETU600, able to communication, integrated metering type PMF-1 Energy Efficiency, Voltage, Active energy Ea Manual operating mechanism with mechanical closing, without Spring charging motor, Ready-to-close signal. switch, Auxiliary switches 2NO+2NC, without Closing coil (CC), manual operating mechanism with mechanical closing, without Remote trip alarm reset coil (RR), without 2nd shunt trip, without 1st Shunt trip | 134870 | 1 | Z\ | 1
3WA1110-4EE43-0AA0 |  | Withdrawable circuit breaker with guide frame, IEC 60947-2, frame size 1, 4-poles, N-pole left, In=1000A up to 690V AC 50/60Hz, breaking capacity M Icu=85/66kA at 500/690V, Trip unit ETU600 LSI upgrade ready , colordisplay, bluetooth and USB interface, Protection LT, ST, INST, include N-protection, (internal N-sensor available), incl. trip alarm switch (1xCO), front connection double hole, guide frame with shutter and w/o position signalling switch, with internal voltage tap on lower stab of circuit breaker, with voltage tap module VTM680 and power supply of ETU600, able to communication, integrated metering type PMF-1 Energy Efficiency, Voltage, Active energy Ea Manual operating mechanism with mechanical closing, without Spring charging motor, Ready-to-close signal. switch, Auxiliary switches 2NO+2NC, without Closing coil (CC), manual operating mechanism with mechanical closing, without Remote trip alarm reset coil (RR), without 2nd shunt trip, without 1st Shunt trip | 145870 | 1 | Z\ | 1
3WA1110-4EE44-0AA0 |  | Withdrawable circuit breaker with guide frame, IEC 60947-2, frame size 1, 4-poles, N-pole left, In=1000A up to 690V AC 50/60Hz, breaking capacity M Icu=85/66kA at 500/690V, Trip unit ETU600 LSI upgrade ready , colordisplay, bluetooth and USB interface, Protection LT, ST, INST, include N-protection, (internal N-sensor available), incl. trip alarm switch (1xCO), rear connection flange, guide frame with shutter and w/o position signalling switch, with internal voltage tap on lower stab of circuit breaker, with voltage tap module VTM680 and power supply of ETU600, able to communication, integrated metering type PMF-1 Energy Efficiency, Voltage, Active energy Ea Manual operating mechanism with mechanical closing, without Spring charging motor, Ready-to-close signal. switch, Auxiliary switches 2NO+2NC, without Closing coil (CC), manual operating mechanism with mechanical closing, without Remote trip alarm reset coil (RR), without 2nd shunt trip, without 1st Shunt trip | 134870 | 1 | Z\ | 1
3WA1110-4EF01-0AA0 |  | Fixed-mounted circuit breaker IEC 60947-2, frame size 1, 3-poles, In=1000A up to 690V AC 50/60Hz, breaking capacity M Icu=85/66kA at 500/690V, Trip unit ETU600 LSIG upgrade ready , colordisplay, bluetooth and USB interface, Protection LT, ST, INST, GFx, N-protection required an external N-sensor, incl. trip alarm switch (1xCO), rear connection vertical, with internal voltage tap on lower stab of circuit breaker, with voltage tap module VTM680 and power supply of ETU600, able to communication, integrated metering type PMF-1 Energy Efficiency, Voltage, Active energy Ea Manual operating mechanism with mechanical closing, without Spring charging motor, Ready-to-close signal. switch, Auxiliary switches 2NO+2NC, without Closing coil (CC), manual operating mechanism with mechanical closing, without Remote trip alarm reset coil (RR), without 2nd shunt trip, without 1st Shunt trip | 88070 | 1 | Z\ | 1
3WA1110-4EF02-0AA0 |  | Fixed-mounted circuit breaker IEC 60947-2, frame size 1, 3-poles, In=1000A up to 690V AC 50/60Hz, breaking capacity M Icu=85/66kA at 500/690V, Trip unit ETU600 LSIG upgrade ready , colordisplay, bluetooth and USB interface, Protection LT, ST, INST, GFx, N-protection required an external N-sensor, incl. trip alarm switch (1xCO), rear connection horizontal, with internal voltage tap on lower stab of circuit breaker, with voltage tap module VTM680 and power supply of ETU600, able to communication, integrated metering type PMF-1 Energy Efficiency, Voltage, Active energy Ea Manual operating mechanism with mechanical closing, without Spring charging motor, Ready-to-close signal. switch, Auxiliary switches 2NO+2NC, without Closing coil (CC), manual operating mechanism with mechanical closing, without Remote trip alarm reset coil (RR), without 2nd shunt trip, without 1st Shunt trip | 86270 | 1 | Z\ | 1
3WA1110-4EF03-0AA0 |  | Fixed-mounted circuit breaker IEC 60947-2, frame size 1, 3-poles, In=1000A up to 690V AC 50/60Hz, breaking capacity M Icu=85/66kA at 500/690V, Trip unit ETU600 LSIG upgrade ready , colordisplay, bluetooth and USB interface, Protection LT, ST, INST, GFx, N-protection required an external N-sensor, incl. trip alarm switch (1xCO), front connection double hole, with internal voltage tap on lower stab of circuit breaker, with voltage tap module VTM680 and power supply of ETU600, able to communication, integrated metering type PMF-1 Energy Efficiency, Voltage, Active energy Ea Manual operating mechanism with mechanical closing, without Spring charging motor, Ready-to-close signal. switch, Auxiliary switches 2NO+2NC, without Closing coil (CC), manual operating mechanism with mechanical closing, without Remote trip alarm reset coil (RR), without 2nd shunt trip, without 1st Shunt trip | 91670 | 1 | Z\ | 1
3WA1110-4EF11-0AA0 |  | Fixed-mounted circuit breaker IEC 60947-2, frame size 1, 4-poles, N-pole left, In=1000A up to 690V AC 50/60Hz, breaking capacity M Icu=85/66kA at 500/690V, Trip unit ETU600 LSIG upgrade ready , colordisplay, bluetooth and USB interface, Protection LT, ST, INST, GFx, include N-protection, (internal N-sensor available), incl. trip alarm switch (1xCO), rear connection vertical, with internal voltage tap on lower stab of circuit breaker, with voltage tap module VTM680 and power supply of ETU600, able to communication, integrated metering type PMF-1 Energy Efficiency, Voltage, Active energy Ea Manual operating mechanism with mechanical closing, without Spring charging motor, Ready-to-close signal. switch, Auxiliary switches 2NO+2NC, without Closing coil (CC), manual operating mechanism with mechanical closing, without Remote trip alarm reset coil (RR), without 2nd shunt trip, without 1st Shunt trip | 109870 | 1 | Z\ | 1
3WA1110-4EF12-0AA0 |  | Fixed-mounted circuit breaker IEC 60947-2, frame size 1, 4-poles, N-pole left, In=1000A up to 690V AC 50/60Hz, breaking capacity M Icu=85/66kA at 500/690V, Trip unit ETU600 LSIG upgrade ready , colordisplay, bluetooth and USB interface, Protection LT, ST, INST, GFx, include N-protection, (internal N-sensor available), incl. trip alarm switch (1xCO), rear connection horizontal, with internal voltage tap on lower stab of circuit breaker, with voltage tap module VTM680 and power supply of ETU600, able to communication, integrated metering type PMF-1 Energy Efficiency, Voltage, Active energy Ea Manual operating mechanism with mechanical closing, without Spring charging motor, Ready-to-close signal. switch, Auxiliary switches 2NO+2NC, without Closing coil (CC), manual operating mechanism with mechanical closing, without Remote trip alarm reset coil (RR), without 2nd shunt trip, without 1st Shunt trip | 107670 | 1 | Z\ | 1
3WA1110-4EF13-0AA0 |  | Fixed-mounted circuit breaker IEC 60947-2, frame size 1, 4-poles, N-pole left, In=1000A up to 690V AC 50/60Hz, breaking capacity M Icu=85/66kA at 500/690V, Trip unit ETU600 LSIG upgrade ready , colordisplay, bluetooth and USB interface, Protection LT, ST, INST, GFx, include N-protection, (internal N-sensor available), incl. trip alarm switch (1xCO), front connection double hole, with internal voltage tap on lower stab of circuit breaker, with voltage tap module VTM680 and power supply of ETU600, able to communication, integrated metering type PMF-1 Energy Efficiency, Voltage, Active energy Ea Manual operating mechanism with mechanical closing, without Spring charging motor, Ready-to-close signal. switch, Auxiliary switches 2NO+2NC, without Closing coil (CC), manual operating mechanism with mechanical closing, without Remote trip alarm reset coil (RR), without 2nd shunt trip, without 1st Shunt trip | 114870 | 1 | Z\ | 1
3WA1110-4EF21-0AA0 |  | fixed-mounted circuit breaker, IEC 60947-2, size 1, 4-pole, N pole on right, In=1000 A up to 690 V AC 50/60 Hz, breaking capacity M Icu=85/66 kA at 500/690 V, tripping unit ETU600 LSIG upgradeable, color display, Bluetooth, USB interface, basic protection LT, ST, INST, GFx, including protection of the N conductor (internal neutral point sensor available), trip alarm switch (1 x CO), connection at rear vertical, with internal voltage tap on lower stab of circuit breaker, with voltage tap module VTM680 and power supply of ETU600, able to communication, integrated metering type PMF-1 Energy Efficiency, Voltage, Active energy Ea Manual operating mechanism with mechanical closing, without Spring charging motor, Ready-to-close signal. switch, Auxiliary switches 2NO+2NC, without Closing coil (CC), manual operating mechanism with mechanical closing, without Remote trip alarm reset coil (RR), without 2nd shunt trip, without 1st Shunt trip | 109870 | 1 | Z\ | 1
3WA1110-4EF22-0AA0 |  | fixed-mounted circuit breaker, IEC 60947-2, size 1, 4-pole, N pole on right, In=1000 A up to 690 V AC 50/60 Hz, breaking capacity M Icu=85/66 kA at 500/690 V, tripping unit ETU600 LSIG upgradeable, color display, Bluetooth, USB interface, basic protection LT, ST, INST, GFx, including protection of the N conductor (internal neutral point sensor available), trip alarm switch (1 x CO), connection at rear horizontal with internal voltage tap on lower stab of circuit breaker, with voltage tap module VTM680 and power supply of ETU600, able to communication, integrated metering type PMF-1 Energy Efficiency, Voltage, Active energy Ea Manual operating mechanism with mechanical closing, without Spring charging motor, Ready-to-close signal. switch, Auxiliary switches 2NO+2NC, without Closing coil (CC), manual operating mechanism with mechanical closing, without Remote trip alarm reset coil (RR), without 2nd shunt trip, without 1st Shunt trip | 107670 | 1 | Z\ | 1
3WA1110-4EF23-0AA0 |  | fixed-mounted circuit breaker, IEC 60947-2, size 1, 4-pole, N pole on right, In=1000 A up to 690 V AC 50/60 Hz, breaking capacity M Icu=85/66 kA at 500/690 V, tripping unit ETU600 LSIG upgradeable, color display, Bluetooth, USB interface, basic protection LT, ST, INST, GFx, including protection of the N conductor (internal neutral point sensor available), trip alarm switch (1 x CO), front connection double hole, with internal voltage tap on lower stab of circuit breaker, with voltage tap module VTM680 and power supply of ETU600, able to communication, integrated metering type PMF-1 Energy Efficiency, Voltage, Active energy Ea Manual operating mechanism with mechanical closing, without Spring charging motor, Ready-to-close signal. switch, Auxiliary switches 2NO+2NC, without Closing coil (CC), manual operating mechanism with mechanical closing, without Remote trip alarm reset coil (RR), without 2nd shunt trip, without 1st Shunt trip | 114870 | 1 | Z\ | 1
3WA1110-4EF31-0AA0 |  | Withdrawable circuit breaker with guide frame, IEC 60947-2, frame size 1, 3-poles, In=1000A up to 690V AC 50/60Hz, breaking capacity M Icu=85/66kA at 500/690V, Trip unit ETU600 LSIG upgrade ready , colordisplay, bluetooth and USB interface, Protection LT, ST, INST, GFx, N-protection required an external N-sensor, incl. trip alarm switch (1xCO), rear connection vertical, guide frame with shutter and w/o position signalling switch, with internal voltage tap on lower stab of circuit breaker, with voltage tap module VTM680 and power supply of ETU600, able to communication, integrated metering type PMF-1 Energy Efficiency, Voltage, Active energy Ea Manual operating mechanism with mechanical closing, without Spring charging motor, Ready-to-close signal. switch, Auxiliary switches 2NO+2NC, without Closing coil (CC), manual operating mechanism with mechanical closing, without Remote trip alarm reset coil (RR), without 2nd shunt trip, without 1st Shunt trip | 117870 | 1 | Z\ | 1
3WA1110-4EF32-0AA0 |  | Withdrawable circuit breaker with guide frame, IEC 60947-2, frame size 1, 3-poles, In=1000A up to 690V AC 50/60Hz, breaking capacity M Icu=85/66kA at 500/690V, Trip unit ETU600 LSIG upgrade ready , colordisplay, bluetooth and USB interface, Protection LT, ST, INST, GFx, N-protection required an external N-sensor, incl. trip alarm switch (1xCO), rear connection horizontal, guide frame with shutter and w/o position signalling switch, with internal voltage tap on lower stab of circuit breaker, with voltage tap module VTM680 and power supply of ETU600, able to communication, integrated metering type PMF-1 Energy Efficiency, Voltage, Active energy Ea Manual operating mechanism with mechanical closing, without Spring charging motor, Ready-to-close signal. switch, Auxiliary switches 2NO+2NC, without Closing coil (CC), manual operating mechanism with mechanical closing, without Remote trip alarm reset coil (RR), without 2nd shunt trip, without 1st Shunt trip | 114870 | 1 | Z\ | 1
3WA1110-4EF33-0AA0 |  | Withdrawable circuit breaker with guide frame, IEC 60947-2, frame size 1, 3-poles, In=1000A up to 690V AC 50/60Hz, breaking capacity M Icu=85/66kA at 500/690V, Trip unit ETU600 LSIG upgrade ready , colordisplay, bluetooth and USB interface, Protection LT, ST, INST, GFx, N-protection required an external N-sensor, incl. trip alarm switch (1xCO), front connection double hole, guide frame with shutter and w/o position signalling switch, with internal voltage tap on lower stab of circuit breaker, with voltage tap module VTM680 and power supply of ETU600, able to communication, integrated metering type PMF-1 Energy Efficiency, Voltage, Active energy Ea Manual operating mechanism with mechanical closing, without Spring charging motor, Ready-to-close signal. switch, Auxiliary switches 2NO+2NC, without Closing coil (CC), manual operating mechanism with mechanical closing, without Remote trip alarm reset coil (RR), without 2nd shunt trip, without 1st Shunt trip | 122870 | 1 | Z\ | 1
3WA1110-4EF34-0AA0 |  | Withdrawable circuit breaker with guide frame, IEC 60947-2, frame size 1, 3-poles, In=1000A up to 690V AC 50/60Hz, breaking capacity M Icu=85/66kA at 500/690V, Trip unit ETU600 LSIG upgrade ready , colordisplay, bluetooth and USB interface, Protection LT, ST, INST, GFx, N-protection required an external N-sensor, incl. trip alarm switch (1xCO), rear connection flange, guide frame with shutter and w/o position signalling switch, with internal voltage tap on lower stab of circuit breaker, with voltage tap module VTM680 and power supply of ETU600, able to communication, integrated metering type PMF-1 Energy Efficiency, Voltage, Active energy Ea Manual operating mechanism with mechanical closing, without Spring charging motor, Ready-to-close signal. switch, Auxiliary switches 2NO+2NC, without Closing coil (CC), manual operating mechanism with mechanical closing, without Remote trip alarm reset coil (RR), without 2nd shunt trip, without 1st Shunt trip | 114870 | 1 | Z\ | 1
3WA1110-4EF41-0AA0 |  | Withdrawable circuit breaker with guide frame, IEC 60947-2, frame size 1, 4-poles, N-pole left, In=1000A up to 690V AC 50/60Hz, breaking capacity M Icu=85/66kA at 500/690V, Trip unit ETU600 LSIG upgrade ready , colordisplay, bluetooth and USB interface, Protection LT, ST, INST, GFx, include N-protection, (internal N-sensor available), incl. trip alarm switch (1xCO), rear connection vertical, guide frame with shutter and w/o position signalling switch, with internal voltage tap on lower stab of circuit breaker, with voltage tap module VTM680 and power supply of ETU600, able to communication, integrated metering type PMF-1 Energy Efficiency, Voltage, Active energy Ea Manual operating mechanism with mechanical closing, without Spring charging motor, Ready-to-close signal. switch, Auxiliary switches 2NO+2NC, without Closing coil (CC), manual operating mechanism with mechanical closing, without Remote trip alarm reset coil (RR), without 2nd shunt trip, without 1st Shunt trip | 148870 | 1 | Z\ | 1
3WA1110-4EF42-0AA0 |  | Withdrawable circuit breaker with guide frame, IEC 60947-2, frame size 1, 4-poles, N-pole left, In=1000A up to 690V AC 50/60Hz, breaking capacity M Icu=85/66kA at 500/690V, Trip unit ETU600 LSIG upgrade ready , colordisplay, bluetooth and USB interface, Protection LT, ST, INST, GFx, include N-protection, (internal N-sensor available), incl. trip alarm switch (1xCO), rear connection horizontal, guide frame with shutter and w/o position signalling switch, with internal voltage tap on lower stab of circuit breaker, with voltage tap module VTM680 and power supply of ETU600, able to communication, integrated metering type PMF-1 Energy Efficiency, Voltage, Active energy Ea Manual operating mechanism with mechanical closing, without Spring charging motor, Ready-to-close signal. switch, Auxiliary switches 2NO+2NC, without Closing coil (CC), manual operating mechanism with mechanical closing, without Remote trip alarm reset coil (RR), without 2nd shunt trip, without 1st Shunt trip | 144870 | 1 | Z\ | 1
3WA1110-4EF43-0AA0 |  | Withdrawable circuit breaker with guide frame, IEC 60947-2, frame size 1, 4-poles, N-pole left, In=1000A up to 690V AC 50/60Hz, breaking capacity M Icu=85/66kA at 500/690V, Trip unit ETU600 LSIG upgrade ready , colordisplay, bluetooth and USB interface, Protection LT, ST, INST, GFx, include N-protection, (internal N-sensor available), incl. trip alarm switch (1xCO), front connection double hole, guide frame with shutter and w/o position signalling switch, with internal voltage tap on lower stab of circuit breaker, with voltage tap module VTM680 and power supply of ETU600, able to communication, integrated metering type PMF-1 Energy Efficiency, Voltage, Active energy Ea Manual operating mechanism with mechanical closing, without Spring charging motor, Ready-to-close signal. switch, Auxiliary switches 2NO+2NC, without Closing coil (CC), manual operating mechanism with mechanical closing, without Remote trip alarm reset coil (RR), without 2nd shunt trip, without 1st Shunt trip | 156870 | 1 | Z\ | 1
3WA1110-4EF44-0AA0 |  | Withdrawable circuit breaker with guide frame, IEC 60947-2, frame size 1, 4-poles, N-pole left, In=1000A up to 690V AC 50/60Hz, breaking capacity M Icu=85/66kA at 500/690V, Trip unit ETU600 LSIG upgrade ready , colordisplay, bluetooth and USB interface, Protection LT, ST, INST, GFx, include N-protection, (internal N-sensor available), incl. trip alarm switch (1xCO), rear connection flange, guide frame with shutter and w/o position signalling switch, with internal voltage tap on lower stab of circuit breaker, with voltage tap module VTM680 and power supply of ETU600, able to communication, integrated metering type PMF-1 Energy Efficiency, Voltage, Active energy Ea Manual operating mechanism with mechanical closing, without Spring charging motor, Ready-to-close signal. switch, Auxiliary switches 2NO+2NC, without Closing coil (CC), manual operating mechanism with mechanical closing, without Remote trip alarm reset coil (RR), without 2nd shunt trip, without 1st Shunt trip | 144870 | 1 | Z\ | 1
3WA1110-4FE01-0AA0 |  | Fixed-mounted circuit breaker IEC 60947-2, frame size 1, 3-poles, In=1000A up to 690V AC 50/60Hz, breaking capacity M Icu=85/66kA at 500/690V, Trip unit ETU600 LSI upgrade ready , colordisplay, bluetooth and USB interface, Protection LT, ST, INST, N-protection required an external N-sensor, incl. trip alarm switch (1xCO), rear connection vertical, with internal voltage tap on lower stab of circuit breaker, with voltage tap module VTM680 and power supply of ETU600, able to communication, integrated metering type PMF-2 Basic Power Monitoring, Voltage, Energy, Power, Power factor, Frequency, Unbalance, Temperature, Manual operating mechanism with mechanical closing, without Spring charging motor, Ready-to-close signal. switch, Auxiliary switches 2NO+2NC, without Closing coil (CC), manual operating mechanism with mechanical closing, without Remote trip alarm reset coil (RR), without 2nd shunt trip, without 1st Shunt trip | 86300 | 1 | Z\ | 1
3WA1110-4FE02-0AA0 |  | Fixed-mounted circuit breaker IEC 60947-2, frame size 1, 3-poles, In=1000A up to 690V AC 50/60Hz, breaking capacity M Icu=85/66kA at 500/690V, Trip unit ETU600 LSI upgrade ready , colordisplay, bluetooth and USB interface, Protection LT, ST, INST, N-protection required an external N-sensor, incl. trip alarm switch (1xCO), rear connection horizontal, with internal voltage tap on lower stab of circuit breaker, with voltage tap module VTM680 and power supply of ETU600, able to communication, integrated metering type PMF-2 Basic Power Monitoring, Voltage, Energy, Power, Power factor, Frequency, Unbalance, Temperature, Manual operating mechanism with mechanical closing, without Spring charging motor, Ready-to-close signal. switch, Auxiliary switches 2NO+2NC, without Closing coil (CC), manual operating mechanism with mechanical closing, without Remote trip alarm reset coil (RR), without 2nd shunt trip, without 1st Shunt trip | 84500 | 1 | Z\ | 1
3WA1110-4FE03-0AA0 |  | Fixed-mounted circuit breaker IEC 60947-2, frame size 1, 3-poles, In=1000A up to 690V AC 50/60Hz, breaking capacity M Icu=85/66kA at 500/690V, Trip unit ETU600 LSI upgrade ready , colordisplay, bluetooth and USB interface, Protection LT, ST, INST, N-protection required an external N-sensor, incl. trip alarm switch (1xCO), front connection double hole, with internal voltage tap on lower stab of circuit breaker, with voltage tap module VTM680 and power supply of ETU600, able to communication, integrated metering type PMF-2 Basic Power Monitoring, Voltage, Energy, Power, Power factor, Frequency, Unbalance, Temperature, Manual operating mechanism with mechanical closing, without Spring charging motor, Ready-to-close signal. switch, Auxiliary switches 2NO+2NC, without Closing coil (CC), manual operating mechanism with mechanical closing, without Remote trip alarm reset coil (RR), without 2nd shunt trip, without 1st Shunt trip | 89900 | 1 | Z\ | 1
3WA1110-4FE11-0AA0 |  | Fixed-mounted circuit breaker IEC 60947-2, frame size 1, 4-poles, N-pole left, In=1000A up to 690V AC 50/60Hz, breaking capacity M Icu=85/66kA at 500/690V, Trip unit ETU600 LSI upgrade ready , colordisplay, bluetooth and USB interface, Protection LT, ST, INST, include N-protection, (internal N-sensor available), incl. trip alarm switch (1xCO), rear connection vertical, with internal voltage tap on lower stab of circuit breaker, with voltage tap module VTM680 and power supply of ETU600, able to communication, integrated metering type PMF-2 Basic Power Monitoring, Voltage, Energy, Power, Power factor, Frequency, Unbalance, Temperature, Manual operating mechanism with mechanical closing, without Spring charging motor, Ready-to-close signal. switch, Auxiliary switches 2NO+2NC, without Closing coil (CC), manual operating mechanism with mechanical closing, without Remote trip alarm reset coil (RR), without 2nd shunt trip, without 1st Shunt trip | 108200 | 1 | Z\ | 1
3WA1110-4FE12-0AA0 |  | Fixed-mounted circuit breaker IEC 60947-2, frame size 1, 4-poles, N-pole left, In=1000A up to 690V AC 50/60Hz, breaking capacity M Icu=85/66kA at 500/690V, Trip unit ETU600 LSI upgrade ready , colordisplay, bluetooth and USB interface, Protection LT, ST, INST, include N-protection, (internal N-sensor available), incl. trip alarm switch (1xCO), rear connection horizontal, with internal voltage tap on lower stab of circuit breaker, with voltage tap module VTM680 and power supply of ETU600, able to communication, integrated metering type PMF-2 Basic Power Monitoring, Voltage, Energy, Power, Power factor, Frequency, Unbalance, Temperature, Manual operating mechanism with mechanical closing, without Spring charging motor, Ready-to-close signal. switch, Auxiliary switches 2NO+2NC, without Closing coil (CC), manual operating mechanism with mechanical closing, without Remote trip alarm reset coil (RR), without 2nd shunt trip, without 1st Shunt trip | 105800 | 1 | Z\ | 1
3WA1110-4FE13-0AA0 |  | Fixed-mounted circuit breaker IEC 60947-2, frame size 1, 4-poles, N-pole left, In=1000A up to 690V AC 50/60Hz, breaking capacity M Icu=85/66kA at 500/690V, Trip unit ETU600 LSI upgrade ready , colordisplay, bluetooth and USB interface, Protection LT, ST, INST, include N-protection, (internal N-sensor available), incl. trip alarm switch (1xCO), front connection double hole, with internal voltage tap on lower stab of circuit breaker, with voltage tap module VTM680 and power supply of ETU600, able to communication, integrated metering type PMF-2 Basic Power Monitoring, Voltage, Energy, Power, Power factor, Frequency, Unbalance, Temperature, Manual operating mechanism with mechanical closing, without Spring charging motor, Ready-to-close signal. switch, Auxiliary switches 2NO+2NC, without Closing coil (CC), manual operating mechanism with mechanical closing, without Remote trip alarm reset coil (RR), without 2nd shunt trip, without 1st Shunt trip | 113100 | 1 | Z\ | 1
3WA1110-4FE21-0AA0 |  | fixed-mounted circuit breaker, IEC 60947-2, size 1, 4-pole, N pole on right, In=1000 A up to 690 V AC 50/60 Hz, breaking capacity M Icu=85/66 kA at 500/690 V, tripping unit ETU600 LSI upgradeable, color display, Bluetooth, USB interface, basic protection LT, ST, INST, including protection of the N conductor (internal neutral point sensor available), trip alarm switch (1 x CO), connection at rear vertical, with internal voltage tap on lower stab of circuit breaker, with voltage tap module VTM680 and power supply of ETU600, able to communication, integrated metering type PMF-2 Basic Power Monitoring, Voltage, Energy, Power, Power factor, Frequency, Unbalance, Temperature, Manual operating mechanism with mechanical closing, without Spring charging motor, Ready-to-close signal. switch, Auxiliary switches 2NO+2NC, without Closing coil (CC), manual operating mechanism with mechanical closing, without Remote trip alarm reset coil (RR), without 2nd shunt trip, without 1st Shunt trip | 108200 | 1 | Z\ | 1
3WA1110-4FE22-0AA0 |  | fixed-mounted circuit breaker, IEC 60947-2, size 1, 4-pole, N pole on right, In=1000 A up to 690 V AC 50/60 Hz, breaking capacity M Icu=85/66 kA at 500/690 V, tripping unit ETU600 LSI upgradeable, color display, Bluetooth, USB interface, basic protection LT, ST, INST, including protection of the N conductor (internal neutral point sensor available), trip alarm switch (1 x CO), connection at rear horizontal with internal voltage tap on lower stab of circuit breaker, with voltage tap module VTM680 and power supply of ETU600, able to communication, integrated metering type PMF-2 Basic Power Monitoring, Voltage, Energy, Power, Power factor, Frequency, Unbalance, Temperature, Manual operating mechanism with mechanical closing, without Spring charging motor, Ready-to-close signal. switch, Auxiliary switches 2NO+2NC, without Closing coil (CC), manual operating mechanism with mechanical closing, without Remote trip alarm reset coil (RR), without 2nd shunt trip, without 1st Shunt trip | 105800 | 1 | Z\ | 1
3WA1110-4FE23-0AA0 |  | fixed-mounted circuit breaker, IEC 60947-2, size 1, 4-pole, N pole on right, In=1000 A up to 690 V AC 50/60 Hz, breaking capacity M Icu=85/66 kA at 500/690 V, tripping unit ETU600 LSI upgradeable, color display, Bluetooth, USB interface, basic protection LT, ST, INST, including protection of the N conductor (internal neutral point sensor available), trip alarm switch (1 x CO), front connection double hole, with internal voltage tap on lower stab of circuit breaker, with voltage tap module VTM680 and power supply of ETU600, able to communication, integrated metering type PMF-2 Basic Power Monitoring, Voltage, Energy, Power, Power factor, Frequency, Unbalance, Temperature, Manual operating mechanism with mechanical closing, without Spring charging motor, Ready-to-close signal. switch, Auxiliary switches 2NO+2NC, without Closing coil (CC), manual operating mechanism with mechanical closing, without Remote trip alarm reset coil (RR), without 2nd shunt trip, without 1st Shunt trip | 113100 | 1 | Z\ | 1
3WA1110-4FE31-0AA0 |  | Withdrawable circuit breaker with guide frame, IEC 60947-2, frame size 1, 3-poles, In=1000A up to 690V AC 50/60Hz, breaking capacity M Icu=85/66kA at 500/690V, Trip unit ETU600 LSI upgrade ready , colordisplay, bluetooth and USB interface, Protection LT, ST, INST, N-protection required an external N-sensor, incl. trip alarm switch (1xCO), rear connection vertical, guide frame with shutter and w/o position signalling switch, with internal voltage tap on lower stab of circuit breaker, with voltage tap module VTM680 and power supply of ETU600, able to communication, integrated metering type PMF-2 Basic Power Monitoring, Voltage, Energy, Power, Power factor, Frequency, Unbalance, Temperature, Manual operating mechanism with mechanical closing, without Spring charging motor, Ready-to-close signal. switch, Auxiliary switches 2NO+2NC, without Closing coil (CC), manual operating mechanism with mechanical closing, without Remote trip alarm reset coil (RR), without 2nd shunt trip, without 1st Shunt trip | 115800 | 1 | Z\ | 1
3WA1110-4FE32-0AA0 |  | Withdrawable circuit breaker with guide frame, IEC 60947-2, frame size 1, 3-poles, In=1000A up to 690V AC 50/60Hz, breaking capacity M Icu=85/66kA at 500/690V, Trip unit ETU600 LSI upgrade ready , colordisplay, bluetooth and USB interface, Protection LT, ST, INST, N-protection required an external N-sensor, incl. trip alarm switch (1xCO), rear connection horizontal, guide frame with shutter and w/o position signalling switch, with internal voltage tap on lower stab of circuit breaker, with voltage tap module VTM680 and power supply of ETU600, able to communication, integrated metering type PMF-2 Basic Power Monitoring, Voltage, Energy, Power, Power factor, Frequency, Unbalance, Temperature, Manual operating mechanism with mechanical closing, without Spring charging motor, Ready-to-close signal. switch, Auxiliary switches 2NO+2NC, without Closing coil (CC), manual operating mechanism with mechanical closing, without Remote trip alarm reset coil (RR), without 2nd shunt trip, without 1st Shunt trip | 112900 | 1 | Z\ | 1
3WA1110-4FE33-0AA0 |  | Withdrawable circuit breaker with guide frame, IEC 60947-2, frame size 1, 3-poles, In=1000A up to 690V AC 50/60Hz, breaking capacity M Icu=85/66kA at 500/690V, Trip unit ETU600 LSI upgrade ready , colordisplay, bluetooth and USB interface, Protection LT, ST, INST, N-protection required an external N-sensor, incl. trip alarm switch (1xCO), front connection double hole, guide frame with shutter and w/o position signalling switch, with internal voltage tap on lower stab of circuit breaker, with voltage tap module VTM680 and power supply of ETU600, able to communication, integrated metering type PMF-2 Basic Power Monitoring, Voltage, Energy, Power, Power factor, Frequency, Unbalance, Temperature, Manual operating mechanism with mechanical closing, without Spring charging motor, Ready-to-close signal. switch, Auxiliary switches 2NO+2NC, without Closing coil (CC), manual operating mechanism with mechanical closing, without Remote trip alarm reset coil (RR), without 2nd shunt trip, without 1st Shunt trip | 121700 | 1 | Z\ | 1
3WA1110-4FE34-0AA0 |  | Withdrawable circuit breaker with guide frame, IEC 60947-2, frame size 1, 3-poles, In=1000A up to 690V AC 50/60Hz, breaking capacity M Icu=85/66kA at 500/690V, Trip unit ETU600 LSI upgrade ready , colordisplay, bluetooth and USB interface, Protection LT, ST, INST, N-protection required an external N-sensor, incl. trip alarm switch (1xCO), rear connection flange, guide frame with shutter and w/o position signalling switch, with internal voltage tap on lower stab of circuit breaker, with voltage tap module VTM680 and power supply of ETU600, able to communication, integrated metering type PMF-2 Basic Power Monitoring, Voltage, Energy, Power, Power factor, Frequency, Unbalance, Temperature, Manual operating mechanism with mechanical closing, without Spring charging motor, Ready-to-close signal. switch, Auxiliary switches 2NO+2NC, without Closing coil (CC), manual operating mechanism with mechanical closing, without Remote trip alarm reset coil (RR), without 2nd shunt trip, without 1st Shunt trip | 112900 | 1 | Z\ | 1
3WA1110-4FE41-0AA0 |  | Withdrawable circuit breaker with guide frame, IEC 60947-2, frame size 1, 4-poles, N-pole left, In=1000A up to 690V AC 50/60Hz, breaking capacity M Icu=85/66kA at 500/690V, Trip unit ETU600 LSI upgrade ready , colordisplay, bluetooth and USB interface, Protection LT, ST, INST, include N-protection, (internal N-sensor available), incl. trip alarm switch (1xCO), rear connection vertical, guide frame with shutter and w/o position signalling switch, with internal voltage tap on lower stab of circuit breaker, with voltage tap module VTM680 and power supply of ETU600, able to communication, integrated metering type PMF-2 Basic Power Monitoring, Voltage, Energy, Power, Power factor, Frequency, Unbalance, Temperature, Manual operating mechanism with mechanical closing, without Spring charging motor, Ready-to-close signal. switch, Auxiliary switches 2NO+2NC, without Closing coil (CC), manual operating mechanism with mechanical closing, without Remote trip alarm reset coil (RR), without 2nd shunt trip, without 1st Shunt trip | 146700 | 1 | Z\ | 1
3WA1110-4FE42-0AA0 |  | Withdrawable circuit breaker with guide frame, IEC 60947-2, frame size 1, 4-poles, N-pole left, In=1000A up to 690V AC 50/60Hz, breaking capacity M Icu=85/66kA at 500/690V, Trip unit ETU600 LSI upgrade ready , colordisplay, bluetooth and USB interface, Protection LT, ST, INST, include N-protection, (internal N-sensor available), incl. trip alarm switch (1xCO), rear connection horizontal, guide frame with shutter and w/o position signalling switch, with internal voltage tap on lower stab of circuit breaker, with voltage tap module VTM680 and power supply of ETU600, able to communication, integrated metering type PMF-2 Basic Power Monitoring, Voltage, Energy, Power, Power factor, Frequency, Unbalance, Temperature, Manual operating mechanism with mechanical closing, without Spring charging motor, Ready-to-close signal. switch, Auxiliary switches 2NO+2NC, without Closing coil (CC), manual operating mechanism with mechanical closing, without Remote trip alarm reset coil (RR), without 2nd shunt trip, without 1st Shunt trip | 143700 | 1 | Z\ | 1
3WA1110-4FE43-0AA0 |  | Withdrawable circuit breaker with guide frame, IEC 60947-2, frame size 1, 4-poles, N-pole left, In=1000A up to 690V AC 50/60Hz, breaking capacity M Icu=85/66kA at 500/690V, Trip unit ETU600 LSI upgrade ready , colordisplay, bluetooth and USB interface, Protection LT, ST, INST, include N-protection, (internal N-sensor available), incl. trip alarm switch (1xCO), front connection double hole, guide frame with shutter and w/o position signalling switch, with internal voltage tap on lower stab of circuit breaker, with voltage tap module VTM680 and power supply of ETU600, able to communication, integrated metering type PMF-2 Basic Power Monitoring, Voltage, Energy, Power, Power factor, Frequency, Unbalance, Temperature, Manual operating mechanism with mechanical closing, without Spring charging motor, Ready-to-close signal. switch, Auxiliary switches 2NO+2NC, without Closing coil (CC), manual operating mechanism with mechanical closing, without Remote trip alarm reset coil (RR), without 2nd shunt trip, without 1st Shunt trip | 154700 | 1 | Z\ | 1
3WA1110-4FE44-0AA0 |  | Withdrawable circuit breaker with guide frame, IEC 60947-2, frame size 1, 4-poles, N-pole left, In=1000A up to 690V AC 50/60Hz, breaking capacity M Icu=85/66kA at 500/690V, Trip unit ETU600 LSI upgrade ready , colordisplay, bluetooth and USB interface, Protection LT, ST, INST, include N-protection, (internal N-sensor available), incl. trip alarm switch (1xCO), rear connection flange, guide frame with shutter and w/o position signalling switch, with internal voltage tap on lower stab of circuit breaker, with voltage tap module VTM680 and power supply of ETU600, able to communication, integrated metering type PMF-2 Basic Power Monitoring, Voltage, Energy, Power, Power factor, Frequency, Unbalance, Temperature, Manual operating mechanism with mechanical closing, without Spring charging motor, Ready-to-close signal. switch, Auxiliary switches 2NO+2NC, without Closing coil (CC), manual operating mechanism with mechanical closing, without Remote trip alarm reset coil (RR), without 2nd shunt trip, without 1st Shunt trip | 143700 | 1 | Z\ | 1
3WA1110-4FF01-0AA0 |  | Fixed-mounted circuit breaker IEC 60947-2, frame size 1, 3-poles, In=1000A up to 690V AC 50/60Hz, breaking capacity M Icu=85/66kA at 500/690V, Trip unit ETU600 LSIG upgrade ready , colordisplay, bluetooth and USB interface, Protection LT, ST, INST, GFx, N-protection required an external N-sensor, incl. trip alarm switch (1xCO), rear connection vertical, with internal voltage tap on lower stab of circuit breaker, with voltage tap module VTM680 and power supply of ETU600, able to communication, integrated metering type PMF-2 Basic Power Monitoring, Voltage, Energy, Power, Power factor, Frequency, Unbalance, Temperature, Manual operating mechanism with mechanical closing, without Spring charging motor, Ready-to-close signal. switch, Auxiliary switches 2NO+2NC, without Closing coil (CC), manual operating mechanism with mechanical closing, without Remote trip alarm reset coil (RR), without 2nd shunt trip, without 1st Shunt trip | 96900 | 1 | Z\ | 1
3WA1110-4FF02-0AA0 |  | Fixed-mounted circuit breaker IEC 60947-2, frame size 1, 3-poles, In=1000A up to 690V AC 50/60Hz, breaking capacity M Icu=85/66kA at 500/690V, Trip unit ETU600 LSIG upgrade ready , colordisplay, bluetooth and USB interface, Protection LT, ST, INST, GFx, N-protection required an external N-sensor, incl. trip alarm switch (1xCO), rear connection horizontal, with internal voltage tap on lower stab of circuit breaker, with voltage tap module VTM680 and power supply of ETU600, able to communication, integrated metering type PMF-2 Basic Power Monitoring, Voltage, Energy, Power, Power factor, Frequency, Unbalance, Temperature, Manual operating mechanism with mechanical closing, without Spring charging motor, Ready-to-close signal. switch, Auxiliary switches 2NO+2NC, without Closing coil (CC), manual operating mechanism with mechanical closing, without Remote trip alarm reset coil (RR), without 2nd shunt trip, without 1st Shunt trip | 95100 | 1 | Z\ | 1
3WA1110-4FF03-0AA0 |  | Fixed-mounted circuit breaker IEC 60947-2, frame size 1, 3-poles, In=1000A up to 690V AC 50/60Hz, breaking capacity M Icu=85/66kA at 500/690V, Trip unit ETU600 LSIG upgrade ready , colordisplay, bluetooth and USB interface, Protection LT, ST, INST, GFx, N-protection required an external N-sensor, incl. trip alarm switch (1xCO), front connection double hole, with internal voltage tap on lower stab of circuit breaker, with voltage tap module VTM680 and power supply of ETU600, able to communication, integrated metering type PMF-2 Basic Power Monitoring, Voltage, Energy, Power, Power factor, Frequency, Unbalance, Temperature, Manual operating mechanism with mechanical closing, without Spring charging motor, Ready-to-close signal. switch, Auxiliary switches 2NO+2NC, without Closing coil (CC), manual operating mechanism with mechanical closing, without Remote trip alarm reset coil (RR), without 2nd shunt trip, without 1st Shunt trip | 100500 | 1 | Z\ | 1
3WA1110-4FF11-0AA0 |  | Fixed-mounted circuit breaker IEC 60947-2, frame size 1, 4-poles, N-pole left, In=1000A up to 690V AC 50/60Hz, breaking capacity M Icu=85/66kA at 500/690V, Trip unit ETU600 LSIG upgrade ready , colordisplay, bluetooth and USB interface, Protection LT, ST, INST, GFx, include N-protection, (internal N-sensor available), incl. trip alarm switch (1xCO), rear connection vertical, with internal voltage tap on lower stab of circuit breaker, with voltage tap module VTM680 and power supply of ETU600, able to communication, integrated metering type PMF-2 Basic Power Monitoring, Voltage, Energy, Power, Power factor, Frequency, Unbalance, Temperature, Manual operating mechanism with mechanical closing, without Spring charging motor, Ready-to-close signal. switch, Auxiliary switches 2NO+2NC, without Closing coil (CC), manual operating mechanism with mechanical closing, without Remote trip alarm reset coil (RR), without 2nd shunt trip, without 1st Shunt trip | 118700 | 1 | Z\ | 1
3WA1110-4FF12-0AA0 |  | Fixed-mounted circuit breaker IEC 60947-2, frame size 1, 4-poles, N-pole left, In=1000A up to 690V AC 50/60Hz, breaking capacity M Icu=85/66kA at 500/690V, Trip unit ETU600 LSIG upgrade ready , colordisplay, bluetooth and USB interface, Protection LT, ST, INST, GFx, include N-protection, (internal N-sensor available), incl. trip alarm switch (1xCO), rear connection horizontal, with internal voltage tap on lower stab of circuit breaker, with voltage tap module VTM680 and power supply of ETU600, able to communication, integrated metering type PMF-2 Basic Power Monitoring, Voltage, Energy, Power, Power factor, Frequency, Unbalance, Temperature, Manual operating mechanism with mechanical closing, without Spring charging motor, Ready-to-close signal. switch, Auxiliary switches 2NO+2NC, without Closing coil (CC), manual operating mechanism with mechanical closing, without Remote trip alarm reset coil (RR), without 2nd shunt trip, without 1st Shunt trip | 116500 | 1 | Z\ | 1
3WA1110-4FF13-0AA0 |  | Fixed-mounted circuit breaker IEC 60947-2, frame size 1, 4-poles, N-pole left, In=1000A up to 690V AC 50/60Hz, breaking capacity M Icu=85/66kA at 500/690V, Trip unit ETU600 LSIG upgrade ready , colordisplay, bluetooth and USB interface, Protection LT, ST, INST, GFx, include N-protection, (internal N-sensor available), incl. trip alarm switch (1xCO), front connection double hole, with internal voltage tap on lower stab of circuit breaker, with voltage tap module VTM680 and power supply of ETU600, able to communication, integrated metering type PMF-2 Basic Power Monitoring, Voltage, Energy, Power, Power factor, Frequency, Unbalance, Temperature, Manual operating mechanism with mechanical closing, without Spring charging motor, Ready-to-close signal. switch, Auxiliary switches 2NO+2NC, without Closing coil (CC), manual operating mechanism with mechanical closing, without Remote trip alarm reset coil (RR), without 2nd shunt trip, without 1st Shunt trip | 123700 | 1 | Z\ | 1
3WA1110-4FF21-0AA0 |  | fixed-mounted circuit breaker, IEC 60947-2, size 1, 4-pole, N pole on right, In=1000 A up to 690 V AC 50/60 Hz, breaking capacity M Icu=85/66 kA at 500/690 V, tripping unit ETU600 LSIG upgradeable, color display, Bluetooth, USB interface, basic protection LT, ST, INST, GFx, including protection of the N conductor (internal neutral point sensor available), trip alarm switch (1 x CO), connection at rear vertical, with internal voltage tap on lower stab of circuit breaker, with voltage tap module VTM680 and power supply of ETU600, able to communication, integrated metering type PMF-2 Basic Power Monitoring, Voltage, Energy, Power, Power factor, Frequency, Unbalance, Temperature, Manual operating mechanism with mechanical closing, without Spring charging motor, Ready-to-close signal. switch, Auxiliary switches 2NO+2NC, without Closing coil (CC), manual operating mechanism with mechanical closing, without Remote trip alarm reset coil (RR), without 2nd shunt trip, without 1st Shunt trip | 118700 | 1 | Z\ | 1
3WA1110-4FF22-0AA0 |  | fixed-mounted circuit breaker, IEC 60947-2, size 1, 4-pole, N pole on right, In=1000 A up to 690 V AC 50/60 Hz, breaking capacity M Icu=85/66 kA at 500/690 V, tripping unit ETU600 LSIG upgradeable, color display, Bluetooth, USB interface, basic protection LT, ST, INST, GFx, including protection of the N conductor (internal neutral point sensor available), trip alarm switch (1 x CO), connection at rear horizontal with internal voltage tap on lower stab of circuit breaker, with voltage tap module VTM680 and power supply of ETU600, able to communication, integrated metering type PMF-2 Basic Power Monitoring, Voltage, Energy, Power, Power factor, Frequency, Unbalance, Temperature, Manual operating mechanism with mechanical closing, without Spring charging motor, Ready-to-close signal. switch, Auxiliary switches 2NO+2NC, without Closing coil (CC), manual operating mechanism with mechanical closing, without Remote trip alarm reset coil (RR), without 2nd shunt trip, without 1st Shunt trip | 116500 | 1 | Z\ | 1
3WA1110-4FF23-0AA0 |  | fixed-mounted circuit breaker, IEC 60947-2, size 1, 4-pole, N pole on right, In=1000 A up to 690 V AC 50/60 Hz, breaking capacity M Icu=85/66 kA at 500/690 V, tripping unit ETU600 LSIG upgradeable, color display, Bluetooth, USB interface, basic protection LT, ST, INST, GFx, including protection of the N conductor (internal neutral point sensor available), trip alarm switch (1 x CO), front connection double hole, with internal voltage tap on lower stab of circuit breaker, with voltage tap module VTM680 and power supply of ETU600, able to communication, integrated metering type PMF-2 Basic Power Monitoring, Voltage, Energy, Power, Power factor, Frequency, Unbalance, Temperature, Manual operating mechanism with mechanical closing, without Spring charging motor, Ready-to-close signal. switch, Auxiliary switches 2NO+2NC, without Closing coil (CC), manual operating mechanism with mechanical closing, without Remote trip alarm reset coil (RR), without 2nd shunt trip, without 1st Shunt trip | 123700 | 1 | Z\ | 1
3WA1110-4FF31-0AA0 |  | Withdrawable circuit breaker with guide frame, IEC 60947-2, frame size 1, 3-poles, In=1000A up to 690V AC 50/60Hz, breaking capacity M Icu=85/66kA at 500/690V, Trip unit ETU600 LSIG upgrade ready , colordisplay, bluetooth and USB interface, Protection LT, ST, INST, GFx, N-protection required an external N-sensor, incl. trip alarm switch (1xCO), rear connection vertical, guide frame with shutter and w/o position signalling switch, with internal voltage tap on lower stab of circuit breaker, with voltage tap module VTM680 and power supply of ETU600, able to communication, integrated metering type PMF-2 Basic Power Monitoring, Voltage, Energy, Power, Power factor, Frequency, Unbalance, Temperature, Manual operating mechanism with mechanical closing, without Spring charging motor, Ready-to-close signal. switch, Auxiliary switches 2NO+2NC, without Closing coil (CC), manual operating mechanism with mechanical closing, without Remote trip alarm reset coil (RR), without 2nd shunt trip, without 1st Shunt trip | 126700 | 1 | Z\ | 1
3WA1110-4FF32-0AA0 |  | Withdrawable circuit breaker with guide frame, IEC 60947-2, frame size 1, 3-poles, In=1000A up to 690V AC 50/60Hz, breaking capacity M Icu=85/66kA at 500/690V, Trip unit ETU600 LSIG upgrade ready , colordisplay, bluetooth and USB interface, Protection LT, ST, INST, GFx, N-protection required an external N-sensor, incl. trip alarm switch (1xCO), rear connection horizontal, guide frame with shutter and w/o position signalling switch, with internal voltage tap on lower stab of circuit breaker, with voltage tap module VTM680 and power supply of ETU600, able to communication, integrated metering type PMF-2 Basic Power Monitoring, Voltage, Energy, Power, Power factor, Frequency, Unbalance, Temperature, Manual operating mechanism with mechanical closing, without Spring charging motor, Ready-to-close signal. switch, Auxiliary switches 2NO+2NC, without Closing coil (CC), manual operating mechanism with mechanical closing, without Remote trip alarm reset coil (RR), without 2nd shunt trip, without 1st Shunt trip | 123700 | 1 | Z\ | 1
3WA1110-4FF33-0AA0 |  | Withdrawable circuit breaker with guide frame, IEC 60947-2, frame size 1, 3-poles, In=1000A up to 690V AC 50/60Hz, breaking capacity M Icu=85/66kA at 500/690V, Trip unit ETU600 LSIG upgrade ready , colordisplay, bluetooth and USB interface, Protection LT, ST, INST, GFx, N-protection required an external N-sensor, incl. trip alarm switch (1xCO), front connection double hole, guide frame with shutter and w/o position signalling switch, with internal voltage tap on lower stab of circuit breaker, with voltage tap module VTM680 and power supply of ETU600, able to communication, integrated metering type PMF-2 Basic Power Monitoring, Voltage, Energy, Power, Power factor, Frequency, Unbalance, Temperature, Manual operating mechanism with mechanical closing, without Spring charging motor, Ready-to-close signal. switch, Auxiliary switches 2NO+2NC, without Closing coil (CC), manual operating mechanism with mechanical closing, without Remote trip alarm reset coil (RR), without 2nd shunt trip, without 1st Shunt trip | 131700 | 1 | Z\ | 1
3WA1110-4FF34-0AA0 |  | Withdrawable circuit breaker with guide frame, IEC 60947-2, frame size 1, 3-poles, In=1000A up to 690V AC 50/60Hz, breaking capacity M Icu=85/66kA at 500/690V, Trip unit ETU600 LSIG upgrade ready , colordisplay, bluetooth and USB interface, Protection LT, ST, INST, GFx, N-protection required an external N-sensor, incl. trip alarm switch (1xCO), rear connection flange, guide frame with shutter and w/o position signalling switch, with internal voltage tap on lower stab of circuit breaker, with voltage tap module VTM680 and power supply of ETU600, able to communication, integrated metering type PMF-2 Basic Power Monitoring, Voltage, Energy, Power, Power factor, Frequency, Unbalance, Temperature, Manual operating mechanism with mechanical closing, without Spring charging motor, Ready-to-close signal. switch, Auxiliary switches 2NO+2NC, without Closing coil (CC), manual operating mechanism with mechanical closing, without Remote trip alarm reset coil (RR), without 2nd shunt trip, without 1st Shunt trip | 123700 | 1 | Z\ | 1
3WA1110-4FF41-0AA0 |  | Withdrawable circuit breaker with guide frame, IEC 60947-2, frame size 1, 4-poles, N-pole left, In=1000A up to 690V AC 50/60Hz, breaking capacity M Icu=85/66kA at 500/690V, Trip unit ETU600 LSIG upgrade ready , colordisplay, bluetooth and USB interface, Protection LT, ST, INST, GFx, include N-protection, (internal N-sensor available), incl. trip alarm switch (1xCO), rear connection vertical, guide frame with shutter and w/o position signalling switch, with internal voltage tap on lower stab of circuit breaker, with voltage tap module VTM680 and power supply of ETU600, able to communication, integrated metering type PMF-2 Basic Power Monitoring, Voltage, Energy, Power, Power factor, Frequency, Unbalance, Temperature, Manual operating mechanism with mechanical closing, without Spring charging motor, Ready-to-close signal. switch, Auxiliary switches 2NO+2NC, without Closing coil (CC), manual operating mechanism with mechanical closing, without Remote trip alarm reset coil (RR), without 2nd shunt trip, without 1st Shunt trip | 157700 | 1 | Z\ | 1
3WA1110-4FF42-0AA0 |  | Withdrawable circuit breaker with guide frame, IEC 60947-2, frame size 1, 4-poles, N-pole left, In=1000A up to 690V AC 50/60Hz, breaking capacity M Icu=85/66kA at 500/690V, Trip unit ETU600 LSIG upgrade ready , colordisplay, bluetooth and USB interface, Protection LT, ST, INST, GFx, include N-protection, (internal N-sensor available), incl. trip alarm switch (1xCO), rear connection horizontal, guide frame with shutter and w/o position signalling switch, with internal voltage tap on lower stab of circuit breaker, with voltage tap module VTM680 and power supply of ETU600, able to communication, integrated metering type PMF-2 Basic Power Monitoring, Voltage, Energy, Power, Power factor, Frequency, Unbalance, Temperature, Manual operating mechanism with mechanical closing, without Spring charging motor, Ready-to-close signal. switch, Auxiliary switches 2NO+2NC, without Closing coil (CC), manual operating mechanism with mechanical closing, without Remote trip alarm reset coil (RR), without 2nd shunt trip, without 1st Shunt trip | 153700 | 1 | Z\ | 1
3WA1110-4FF43-0AA0 |  | Withdrawable circuit breaker with guide frame, IEC 60947-2, frame size 1, 4-poles, N-pole left, In=1000A up to 690V AC 50/60Hz, breaking capacity M Icu=85/66kA at 500/690V, Trip unit ETU600 LSIG upgrade ready , colordisplay, bluetooth and USB interface, Protection LT, ST, INST, GFx, include N-protection, (internal N-sensor available), incl. trip alarm switch (1xCO), front connection double hole, guide frame with shutter and w/o position signalling switch, with internal voltage tap on lower stab of circuit breaker, with voltage tap module VTM680 and power supply of ETU600, able to communication, integrated metering type PMF-2 Basic Power Monitoring, Voltage, Energy, Power, Power factor, Frequency, Unbalance, Temperature, Manual operating mechanism with mechanical closing, without Spring charging motor, Ready-to-close signal. switch, Auxiliary switches 2NO+2NC, without Closing coil (CC), manual operating mechanism with mechanical closing, without Remote trip alarm reset coil (RR), without 2nd shunt trip, without 1st Shunt trip | 165700 | 1 | Z\ | 1
3WA1110-4FF44-0AA0 |  | Withdrawable circuit breaker with guide frame, IEC 60947-2, frame size 1, 4-poles, N-pole left, In=1000A up to 690V AC 50/60Hz, breaking capacity M Icu=85/66kA at 500/690V, Trip unit ETU600 LSIG upgrade ready , colordisplay, bluetooth and USB interface, Protection LT, ST, INST, GFx, include N-protection, (internal N-sensor available), incl. trip alarm switch (1xCO), rear connection flange, guide frame with shutter and w/o position signalling switch, with internal voltage tap on lower stab of circuit breaker, with voltage tap module VTM680 and power supply of ETU600, able to communication, integrated metering type PMF-2 Basic Power Monitoring, Voltage, Energy, Power, Power factor, Frequency, Unbalance, Temperature, Manual operating mechanism with mechanical closing, without Spring charging motor, Ready-to-close signal. switch, Auxiliary switches 2NO+2NC, without Closing coil (CC), manual operating mechanism with mechanical closing, without Remote trip alarm reset coil (RR), without 2nd shunt trip, without 1st Shunt trip | 153700 | 1 | Z\ | 1
3WA1110-4GE01-0AA0 |  | Fixed-mounted circuit breaker IEC 60947-2, frame size 1, 3-poles, In=1000A up to 690V AC 50/60Hz, breaking capacity M Icu=85/66kA at 500/690V, Trip unit ETU600 LSI upgrade ready , colordisplay, bluetooth and USB interface, Protection LT, ST, INST, N-protection required an external N-sensor, incl. trip alarm switch (1xCO), rear connection vertical, with internal voltage tap on lower stab of circuit breaker, with voltage tap module VTM680 and power supply of ETU600, able to communication, integrated metering type PMF-3 Advanced Power Monitor., Voltage, Energy, Power, Power factor, Frequency, Unbalance, Temperature, Power quality, Manual operating mechanism with mechanical closing, without Spring charging motor, Ready-to-close signal. switch, Auxiliary switches 2NO+2NC, without Closing coil (CC), manual operating mechanism with mechanical closing, without Remote trip alarm reset coil (RR), without 2nd shunt trip, without 1st Shunt trip | 92700 | 1 | Z\ | 1
3WA1110-4GE02-0AA0 |  | Fixed-mounted circuit breaker IEC 60947-2, frame size 1, 3-poles, In=1000A up to 690V AC 50/60Hz, breaking capacity M Icu=85/66kA at 500/690V, Trip unit ETU600 LSI upgrade ready , colordisplay, bluetooth and USB interface, Protection LT, ST, INST, N-protection required an external N-sensor, incl. trip alarm switch (1xCO), rear connection horizontal, with internal voltage tap on lower stab of circuit breaker, with voltage tap module VTM680 and power supply of ETU600, able to communication, integrated metering type PMF-3 Advanced Power Monitor., Voltage, Energy, Power, Power factor, Frequency, Unbalance, Temperature, Power quality, Manual operating mechanism with mechanical closing, without Spring charging motor, Ready-to-close signal. switch, Auxiliary switches 2NO+2NC, without Closing coil (CC), manual operating mechanism with mechanical closing, without Remote trip alarm reset coil (RR), without 2nd shunt trip, without 1st Shunt trip | 90900 | 1 | Z\ | 1
3WA1110-4GE03-0AA0 |  | Fixed-mounted circuit breaker IEC 60947-2, frame size 1, 3-poles, In=1000A up to 690V AC 50/60Hz, breaking capacity M Icu=85/66kA at 500/690V, Trip unit ETU600 LSI upgrade ready , colordisplay, bluetooth and USB interface, Protection LT, ST, INST, N-protection required an external N-sensor, incl. trip alarm switch (1xCO), front connection double hole, with internal voltage tap on lower stab of circuit breaker, with voltage tap module VTM680 and power supply of ETU600, able to communication, integrated metering type PMF-3 Advanced Power Monitor., Voltage, Energy, Power, Power factor, Frequency, Unbalance, Temperature, Power quality, Manual operating mechanism with mechanical closing, without Spring charging motor, Ready-to-close signal. switch, Auxiliary switches 2NO+2NC, without Closing coil (CC), manual operating mechanism with mechanical closing, without Remote trip alarm reset coil (RR), without 2nd shunt trip, without 1st Shunt trip | 96300 | 1 | Z\ | 1
3WA1110-4GE11-0AA0 |  | Fixed-mounted circuit breaker IEC 60947-2, frame size 1, 4-poles, N-pole left, In=1000A up to 690V AC 50/60Hz, breaking capacity M Icu=85/66kA at 500/690V, Trip unit ETU600 LSI upgrade ready , colordisplay, bluetooth and USB interface, Protection LT, ST, INST, include N-protection, (internal N-sensor available), incl. trip alarm switch (1xCO), rear connection vertical, with internal voltage tap on lower stab of circuit breaker, with voltage tap module VTM680 and power supply of ETU600, able to communication, integrated metering type PMF-3 Advanced Power Monitor., Voltage, Energy, Power, Power factor, Frequency, Unbalance, Temperature, Power quality, Manual operating mechanism with mechanical closing, without Spring charging motor, Ready-to-close signal. switch, Auxiliary switches 2NO+2NC, without Closing coil (CC), manual operating mechanism with mechanical closing, without Remote trip alarm reset coil (RR), without 2nd shunt trip, without 1st Shunt trip | 114600 | 1 | Z\ | 1
3WA1110-4GE12-0AA0 |  | Fixed-mounted circuit breaker IEC 60947-2, frame size 1, 4-poles, N-pole left, In=1000A up to 690V AC 50/60Hz, breaking capacity M Icu=85/66kA at 500/690V, Trip unit ETU600 LSI upgrade ready , colordisplay, bluetooth and USB interface, Protection LT, ST, INST, include N-protection, (internal N-sensor available), incl. trip alarm switch (1xCO), rear connection horizontal, with internal voltage tap on lower stab of circuit breaker, with voltage tap module VTM680 and power supply of ETU600, able to communication, integrated metering type PMF-3 Advanced Power Monitor., Voltage, Energy, Power, Power factor, Frequency, Unbalance, Temperature, Power quality, Manual operating mechanism with mechanical closing, without Spring charging motor, Ready-to-close signal. switch, Auxiliary switches 2NO+2NC, without Closing coil (CC), manual operating mechanism with mechanical closing, without Remote trip alarm reset coil (RR), without 2nd shunt trip, without 1st Shunt trip | 112200 | 1 | Z\ | 1
3WA1110-4GE13-0AA0 |  | Fixed-mounted circuit breaker IEC 60947-2, frame size 1, 4-poles, N-pole left, In=1000A up to 690V AC 50/60Hz, breaking capacity M Icu=85/66kA at 500/690V, Trip unit ETU600 LSI upgrade ready , colordisplay, bluetooth and USB interface, Protection LT, ST, INST, include N-protection, (internal N-sensor available), incl. trip alarm switch (1xCO), front connection double hole, with internal voltage tap on lower stab of circuit breaker, with voltage tap module VTM680 and power supply of ETU600, able to communication, integrated metering type PMF-3 Advanced Power Monitor., Voltage, Energy, Power, Power factor, Frequency, Unbalance, Temperature, Power quality, Manual operating mechanism with mechanical closing, without Spring charging motor, Ready-to-close signal. switch, Auxiliary switches 2NO+2NC, without Closing coil (CC), manual operating mechanism with mechanical closing, without Remote trip alarm reset coil (RR), without 2nd shunt trip, without 1st Shunt trip | 119500 | 1 | Z\ | 1
3WA1110-4GE21-0AA0 |  | fixed-mounted circuit breaker, IEC 60947-2, size 1, 4-pole, N pole on right, In=1000 A up to 690 V AC 50/60 Hz, breaking capacity M Icu=85/66 kA at 500/690 V, tripping unit ETU600 LSI upgradeable, color display, Bluetooth, USB interface, basic protection LT, ST, INST, including protection of the N conductor (internal neutral point sensor available), trip alarm switch (1 x CO), connection at rear vertical, with internal voltage tap on lower stab of circuit breaker, with voltage tap module VTM680 and power supply of ETU600, able to communication, integrated metering type PMF-3 Advanced Power Monitor., Voltage, Energy, Power, Power factor, Frequency, Unbalance, Temperature, Power quality, Manual operating mechanism with mechanical closing, without Spring charging motor, Ready-to-close signal. switch, Auxiliary switches 2NO+2NC, without Closing coil (CC), manual operating mechanism with mechanical closing, without Remote trip alarm reset coil (RR), without 2nd shunt trip, without 1st Shunt trip | 114600 | 1 | Z\ | 1
3WA1110-4GE22-0AA0 |  | fixed-mounted circuit breaker, IEC 60947-2, size 1, 4-pole, N pole on right, In=1000 A up to 690 V AC 50/60 Hz, breaking capacity M Icu=85/66 kA at 500/690 V, tripping unit ETU600 LSI upgradeable, color display, Bluetooth, USB interface, basic protection LT, ST, INST, including protection of the N conductor (internal neutral point sensor available), trip alarm switch (1 x CO), connection at rear horizontal with internal voltage tap on lower stab of circuit breaker, with voltage tap module VTM680 and power supply of ETU600, able to communication, integrated metering type PMF-3 Advanced Power Monitor., Voltage, Energy, Power, Power factor, Frequency, Unbalance, Temperature, Power quality, Manual operating mechanism with mechanical closing, without Spring charging motor, Ready-to-close signal. switch, Auxiliary switches 2NO+2NC, without Closing coil (CC), manual operating mechanism with mechanical closing, without Remote trip alarm reset coil (RR), without 2nd shunt trip, without 1st Shunt trip | 112200 | 1 | Z\ | 1
3WA1110-4GE23-0AA0 |  | fixed-mounted circuit breaker, IEC 60947-2, size 1, 4-pole, N pole on right, In=1000 A up to 690 V AC 50/60 Hz, breaking capacity M Icu=85/66 kA at 500/690 V, tripping unit ETU600 LSI upgradeable, color display, Bluetooth, USB interface, basic protection LT, ST, INST, including protection of the N conductor (internal neutral point sensor available), trip alarm switch (1 x CO), front connection double hole, with internal voltage tap on lower stab of circuit breaker, with voltage tap module VTM680 and power supply of ETU600, able to communication, integrated metering type PMF-3 Advanced Power Monitor., Voltage, Energy, Power, Power factor, Frequency, Unbalance, Temperature, Power quality, Manual operating mechanism with mechanical closing, without Spring charging motor, Ready-to-close signal. switch, Auxiliary switches 2NO+2NC, without Closing coil (CC), manual operating mechanism with mechanical closing, without Remote trip alarm reset coil (RR), without 2nd shunt trip, without 1st Shunt trip | 119500 | 1 | Z\ | 1
3WA1110-4GE31-0AA0 |  | Withdrawable circuit breaker with guide frame, IEC 60947-2, frame size 1, 3-poles, In=1000A up to 690V AC 50/60Hz, breaking capacity M Icu=85/66kA at 500/690V, Trip unit ETU600 LSI upgrade ready , colordisplay, bluetooth and USB interface, Protection LT, ST, INST, N-protection required an external N-sensor, incl. trip alarm switch (1xCO), rear connection vertical, guide frame with shutter and w/o position signalling switch, with internal voltage tap on lower stab of circuit breaker, with voltage tap module VTM680 and power supply of ETU600, able to communication, integrated metering type PMF-3 Advanced Power Monitor., Voltage, Energy, Power, Power factor, Frequency, Unbalance, Temperature, Power quality, Manual operating mechanism with mechanical closing, without Spring charging motor, Ready-to-close signal. switch, Auxiliary switches 2NO+2NC, without Closing coil (CC), manual operating mechanism with mechanical closing, without Remote trip alarm reset coil (RR), without 2nd shunt trip, without 1st Shunt trip | 122200 | 1 | Z\ | 1
3WA1110-4GE32-0AA0 |  | Withdrawable circuit breaker with guide frame, IEC 60947-2, frame size 1, 3-poles, In=1000A up to 690V AC 50/60Hz, breaking capacity M Icu=85/66kA at 500/690V, Trip unit ETU600 LSI upgrade ready , colordisplay, bluetooth and USB interface, Protection LT, ST, INST, N-protection required an external N-sensor, incl. trip alarm switch (1xCO), rear connection horizontal, guide frame with shutter and w/o position signalling switch, with internal voltage tap on lower stab of circuit breaker, with voltage tap module VTM680 and power supply of ETU600, able to communication, integrated metering type PMF-3 Advanced Power Monitor., Voltage, Energy, Power, Power factor, Frequency, Unbalance, Temperature, Power quality, Manual operating mechanism with mechanical closing, without Spring charging motor, Ready-to-close signal. switch, Auxiliary switches 2NO+2NC, without Closing coil (CC), manual operating mechanism with mechanical closing, without Remote trip alarm reset coil (RR), without 2nd shunt trip, without 1st Shunt trip | 119300 | 1 | Z\ | 1
3WA1110-4GE33-0AA0 |  | Withdrawable circuit breaker with guide frame, IEC 60947-2, frame size 1, 3-poles, In=1000A up to 690V AC 50/60Hz, breaking capacity M Icu=85/66kA at 500/690V, Trip unit ETU600 LSI upgrade ready , colordisplay, bluetooth and USB interface, Protection LT, ST, INST, N-protection required an external N-sensor, incl. trip alarm switch (1xCO), front connection double hole, guide frame with shutter and w/o position signalling switch, with internal voltage tap on lower stab of circuit breaker, with voltage tap module VTM680 and power supply of ETU600, able to communication, integrated metering type PMF-3 Advanced Power Monitor., Voltage, Energy, Power, Power factor, Frequency, Unbalance, Temperature, Power quality, Manual operating mechanism with mechanical closing, without Spring charging motor, Ready-to-close signal. switch, Auxiliary switches 2NO+2NC, without Closing coil (CC), manual operating mechanism with mechanical closing, without Remote trip alarm reset coil (RR), without 2nd shunt trip, without 1st Shunt trip | 128100 | 1 | Z\ | 1
3WA1110-4GE34-0AA0 |  | Withdrawable circuit breaker with guide frame, IEC 60947-2, frame size 1, 3-poles, In=1000A up to 690V AC 50/60Hz, breaking capacity M Icu=85/66kA at 500/690V, Trip unit ETU600 LSI upgrade ready , colordisplay, bluetooth and USB interface, Protection LT, ST, INST, N-protection required an external N-sensor, incl. trip alarm switch (1xCO), rear connection flange, guide frame with shutter and w/o position signalling switch, with internal voltage tap on lower stab of circuit breaker, with voltage tap module VTM680 and power supply of ETU600, able to communication, integrated metering type PMF-3 Advanced Power Monitor., Voltage, Energy, Power, Power factor, Frequency, Unbalance, Temperature, Power quality, Manual operating mechanism with mechanical closing, without Spring charging motor, Ready-to-close signal. switch, Auxiliary switches 2NO+2NC, without Closing coil (CC), manual operating mechanism with mechanical closing, without Remote trip alarm reset coil (RR), without 2nd shunt trip, without 1st Shunt trip | 119300 | 1 | Z\ | 1
3WA1110-4GE41-0AA0 |  | Withdrawable circuit breaker with guide frame, IEC 60947-2, frame size 1, 4-poles, N-pole left, In=1000A up to 690V AC 50/60Hz, breaking capacity M Icu=85/66kA at 500/690V, Trip unit ETU600 LSI upgrade ready , colordisplay, bluetooth and USB interface, Protection LT, ST, INST, include N-protection, (internal N-sensor available), incl. trip alarm switch (1xCO), rear connection vertical, guide frame with shutter and w/o position signalling switch, with internal voltage tap on lower stab of circuit breaker, with voltage tap module VTM680 and power supply of ETU600, able to communication, integrated metering type PMF-3 Advanced Power Monitor., Voltage, Energy, Power, Power factor, Frequency, Unbalance, Temperature, Power quality, Manual operating mechanism with mechanical closing, without Spring charging motor, Ready-to-close signal. switch, Auxiliary switches 2NO+2NC, without Closing coil (CC), manual operating mechanism with mechanical closing, without Remote trip alarm reset coil (RR), without 2nd shunt trip, without 1st Shunt trip | 153100 | 1 | Z\ | 1
3WA1110-4GE42-0AA0 |  | Withdrawable circuit breaker with guide frame, IEC 60947-2, frame size 1, 4-poles, N-pole left, In=1000A up to 690V AC 50/60Hz, breaking capacity M Icu=85/66kA at 500/690V, Trip unit ETU600 LSI upgrade ready , colordisplay, bluetooth and USB interface, Protection LT, ST, INST, include N-protection, (internal N-sensor available), incl. trip alarm switch (1xCO), rear connection horizontal, guide frame with shutter and w/o position signalling switch, with internal voltage tap on lower stab of circuit breaker, with voltage tap module VTM680 and power supply of ETU600, able to communication, integrated metering type PMF-3 Advanced Power Monitor., Voltage, Energy, Power, Power factor, Frequency, Unbalance, Temperature, Power quality, Manual operating mechanism with mechanical closing, without Spring charging motor, Ready-to-close signal. switch, Auxiliary switches 2NO+2NC, without Closing coil (CC), manual operating mechanism with mechanical closing, without Remote trip alarm reset coil (RR), without 2nd shunt trip, without 1st Shunt trip | 150100 | 1 | Z\ | 1
3WA1110-4GE43-0AA0 |  | Withdrawable circuit breaker with guide frame, IEC 60947-2, frame size 1, 4-poles, N-pole left, In=1000A up to 690V AC 50/60Hz, breaking capacity M Icu=85/66kA at 500/690V, Trip unit ETU600 LSI upgrade ready , colordisplay, bluetooth and USB interface, Protection LT, ST, INST, include N-protection, (internal N-sensor available), incl. trip alarm switch (1xCO), front connection double hole, guide frame with shutter and w/o position signalling switch, with internal voltage tap on lower stab of circuit breaker, with voltage tap module VTM680 and power supply of ETU600, able to communication, integrated metering type PMF-3 Advanced Power Monitor., Voltage, Energy, Power, Power factor, Frequency, Unbalance, Temperature, Power quality, Manual operating mechanism with mechanical closing, without Spring charging motor, Ready-to-close signal. switch, Auxiliary switches 2NO+2NC, without Closing coil (CC), manual operating mechanism with mechanical closing, without Remote trip alarm reset coil (RR), without 2nd shunt trip, without 1st Shunt trip | 161100 | 1 | Z\ | 1
3WA1110-4GE44-0AA0 |  | Withdrawable circuit breaker with guide frame, IEC 60947-2, frame size 1, 4-poles, N-pole left, In=1000A up to 690V AC 50/60Hz, breaking capacity M Icu=85/66kA at 500/690V, Trip unit ETU600 LSI upgrade ready , colordisplay, bluetooth and USB interface, Protection LT, ST, INST, include N-protection, (internal N-sensor available), incl. trip alarm switch (1xCO), rear connection flange, guide frame with shutter and w/o position signalling switch, with internal voltage tap on lower stab of circuit breaker, with voltage tap module VTM680 and power supply of ETU600, able to communication, integrated metering type PMF-3 Advanced Power Monitor., Voltage, Energy, Power, Power factor, Frequency, Unbalance, Temperature, Power quality, Manual operating mechanism with mechanical closing, without Spring charging motor, Ready-to-close signal. switch, Auxiliary switches 2NO+2NC, without Closing coil (CC), manual operating mechanism with mechanical closing, without Remote trip alarm reset coil (RR), without 2nd shunt trip, without 1st Shunt trip | 150100 | 1 | Z\ | 1
3WA1110-4GF01-0AA0 |  | Fixed-mounted circuit breaker IEC 60947-2, frame size 1, 3-poles, In=1000A up to 690V AC 50/60Hz, breaking capacity M Icu=85/66kA at 500/690V, Trip unit ETU600 LSIG upgrade ready , colordisplay, bluetooth and USB interface, Protection LT, ST, INST, GFx, N-protection required an external N-sensor, incl. trip alarm switch (1xCO), rear connection vertical, with internal voltage tap on lower stab of circuit breaker, with voltage tap module VTM680 and power supply of ETU600, able to communication, integrated metering type PMF-3 Advanced Power Monitor., Voltage, Energy, Power, Power factor, Frequency, Unbalance, Temperature, Power quality, Manual operating mechanism with mechanical closing, without Spring charging motor, Ready-to-close signal. switch, Auxiliary switches 2NO+2NC, without Closing coil (CC), manual operating mechanism with mechanical closing, without Remote trip alarm reset coil (RR), without 2nd shunt trip, without 1st Shunt trip | 103300 | 1 | Z\ | 1
3WA1110-4GF02-0AA0 |  | Fixed-mounted circuit breaker IEC 60947-2, frame size 1, 3-poles, In=1000A up to 690V AC 50/60Hz, breaking capacity M Icu=85/66kA at 500/690V, Trip unit ETU600 LSIG upgrade ready , colordisplay, bluetooth and USB interface, Protection LT, ST, INST, GFx, N-protection required an external N-sensor, incl. trip alarm switch (1xCO), rear connection horizontal, with internal voltage tap on lower stab of circuit breaker, with voltage tap module VTM680 and power supply of ETU600, able to communication, integrated metering type PMF-3 Advanced Power Monitor., Voltage, Energy, Power, Power factor, Frequency, Unbalance, Temperature, Power quality, Manual operating mechanism with mechanical closing, without Spring charging motor, Ready-to-close signal. switch, Auxiliary switches 2NO+2NC, without Closing coil (CC), manual operating mechanism with mechanical closing, without Remote trip alarm reset coil (RR), without 2nd shunt trip, without 1st Shunt trip | 101500 | 1 | Z\ | 1
3WA1110-4GF03-0AA0 |  | Fixed-mounted circuit breaker IEC 60947-2, frame size 1, 3-poles, In=1000A up to 690V AC 50/60Hz, breaking capacity M Icu=85/66kA at 500/690V, Trip unit ETU600 LSIG upgrade ready , colordisplay, bluetooth and USB interface, Protection LT, ST, INST, GFx, N-protection required an external N-sensor, incl. trip alarm switch (1xCO), front connection double hole, with internal voltage tap on lower stab of circuit breaker, with voltage tap module VTM680 and power supply of ETU600, able to communication, integrated metering type PMF-3 Advanced Power Monitor., Voltage, Energy, Power, Power factor, Frequency, Unbalance, Temperature, Power quality, Manual operating mechanism with mechanical closing, without Spring charging motor, Ready-to-close signal. switch, Auxiliary switches 2NO+2NC, without Closing coil (CC), manual operating mechanism with mechanical closing, without Remote trip alarm reset coil (RR), without 2nd shunt trip, without 1st Shunt trip | 106900 | 1 | Z\ | 1
3WA1110-4GF11-0AA0 |  | Fixed-mounted circuit breaker IEC 60947-2, frame size 1, 4-poles, N-pole left, In=1000A up to 690V AC 50/60Hz, breaking capacity M Icu=85/66kA at 500/690V, Trip unit ETU600 LSIG upgrade ready , colordisplay, bluetooth and USB interface, Protection LT, ST, INST, GFx, include N-protection, (internal N-sensor available), incl. trip alarm switch (1xCO), rear connection vertical, with internal voltage tap on lower stab of circuit breaker, with voltage tap module VTM680 and power supply of ETU600, able to communication, integrated metering type PMF-3 Advanced Power Monitor., Voltage, Energy, Power, Power factor, Frequency, Unbalance, Temperature, Power quality, Manual operating mechanism with mechanical closing, without Spring charging motor, Ready-to-close signal. switch, Auxiliary switches 2NO+2NC, without Closing coil (CC), manual operating mechanism with mechanical closing, without Remote trip alarm reset coil (RR), without 2nd shunt trip, without 1st Shunt trip | 125100 | 1 | Z\ | 1
3WA1110-4GF12-0AA0 |  | Fixed-mounted circuit breaker IEC 60947-2, frame size 1, 4-poles, N-pole left, In=1000A up to 690V AC 50/60Hz, breaking capacity M Icu=85/66kA at 500/690V, Trip unit ETU600 LSIG upgrade ready , colordisplay, bluetooth and USB interface, Protection LT, ST, INST, GFx, include N-protection, (internal N-sensor available), incl. trip alarm switch (1xCO), rear connection horizontal, with internal voltage tap on lower stab of circuit breaker, with voltage tap module VTM680 and power supply of ETU600, able to communication, integrated metering type PMF-3 Advanced Power Monitor., Voltage, Energy, Power, Power factor, Frequency, Unbalance, Temperature, Power quality, Manual operating mechanism with mechanical closing, without Spring charging motor, Ready-to-close signal. switch, Auxiliary switches 2NO+2NC, without Closing coil (CC), manual operating mechanism with mechanical closing, without Remote trip alarm reset coil (RR), without 2nd shunt trip, without 1st Shunt trip | 122900 | 1 | Z\ | 1
3WA1110-4GF13-0AA0 |  | Fixed-mounted circuit breaker IEC 60947-2, frame size 1, 4-poles, N-pole left, In=1000A up to 690V AC 50/60Hz, breaking capacity M Icu=85/66kA at 500/690V, Trip unit ETU600 LSIG upgrade ready , colordisplay, bluetooth and USB interface, Protection LT, ST, INST, GFx, include N-protection, (internal N-sensor available), incl. trip alarm switch (1xCO), front connection double hole, with internal voltage tap on lower stab of circuit breaker, with voltage tap module VTM680 and power supply of ETU600, able to communication, integrated metering type PMF-3 Advanced Power Monitor., Voltage, Energy, Power, Power factor, Frequency, Unbalance, Temperature, Power quality, Manual operating mechanism with mechanical closing, without Spring charging motor, Ready-to-close signal. switch, Auxiliary switches 2NO+2NC, without Closing coil (CC), manual operating mechanism with mechanical closing, without Remote trip alarm reset coil (RR), without 2nd shunt trip, without 1st Shunt trip | 130100 | 1 | Z\ | 1
3WA1110-4GF21-0AA0 |  | fixed-mounted circuit breaker, IEC 60947-2, size 1, 4-pole, N pole on right, In=1000 A up to 690 V AC 50/60 Hz, breaking capacity M Icu=85/66 kA at 500/690 V, tripping unit ETU600 LSIG upgradeable, color display, Bluetooth, USB interface, basic protection LT, ST, INST, GFx, including protection of the N conductor (internal neutral point sensor available), trip alarm switch (1 x CO), connection at rear vertical, with internal voltage tap on lower stab of circuit breaker, with voltage tap module VTM680 and power supply of ETU600, able to communication, integrated metering type PMF-3 Advanced Power Monitor., Voltage, Energy, Power, Power factor, Frequency, Unbalance, Temperature, Power quality, Manual operating mechanism with mechanical closing, without Spring charging motor, Ready-to-close signal. switch, Auxiliary switches 2NO+2NC, without Closing coil (CC), manual operating mechanism with mechanical closing, without Remote trip alarm reset coil (RR), without 2nd shunt trip, without 1st Shunt trip | 125100 | 1 | Z\ | 1
3WA1110-4GF22-0AA0 |  | fixed-mounted circuit breaker, IEC 60947-2, size 1, 4-pole, N pole on right, In=1000 A up to 690 V AC 50/60 Hz, breaking capacity M Icu=85/66 kA at 500/690 V, tripping unit ETU600 LSIG upgradeable, color display, Bluetooth, USB interface, basic protection LT, ST, INST, GFx, including protection of the N conductor (internal neutral point sensor available), trip alarm switch (1 x CO), connection at rear horizontal with internal voltage tap on lower stab of circuit breaker, with voltage tap module VTM680 and power supply of ETU600, able to communication, integrated metering type PMF-3 Advanced Power Monitor., Voltage, Energy, Power, Power factor, Frequency, Unbalance, Temperature, Power quality, Manual operating mechanism with mechanical closing, without Spring charging motor, Ready-to-close signal. switch, Auxiliary switches 2NO+2NC, without Closing coil (CC), manual operating mechanism with mechanical closing, without Remote trip alarm reset coil (RR), without 2nd shunt trip, without 1st Shunt trip | 122900 | 1 | Z\ | 1
3WA1110-4GF23-0AA0 |  | fixed-mounted circuit breaker, IEC 60947-2, size 1, 4-pole, N pole on right, In=1000 A up to 690 V AC 50/60 Hz, breaking capacity M Icu=85/66 kA at 500/690 V, tripping unit ETU600 LSIG upgradeable, color display, Bluetooth, USB interface, basic protection LT, ST, INST, GFx, including protection of the N conductor (internal neutral point sensor available), trip alarm switch (1 x CO), front connection double hole, with internal voltage tap on lower stab of circuit breaker, with voltage tap module VTM680 and power supply of ETU600, able to communication, integrated metering type PMF-3 Advanced Power Monitor., Voltage, Energy, Power, Power factor, Frequency, Unbalance, Temperature, Power quality, Manual operating mechanism with mechanical closing, without Spring charging motor, Ready-to-close signal. switch, Auxiliary switches 2NO+2NC, without Closing coil (CC), manual operating mechanism with mechanical closing, without Remote trip alarm reset coil (RR), without 2nd shunt trip, without 1st Shunt trip | 130100 | 1 | Z\ | 1
3WA1110-4GF31-0AA0 |  | Withdrawable circuit breaker with guide frame, IEC 60947-2, frame size 1, 3-poles, In=1000A up to 690V AC 50/60Hz, breaking capacity M Icu=85/66kA at 500/690V, Trip unit ETU600 LSIG upgrade ready , colordisplay, bluetooth and USB interface, Protection LT, ST, INST, GFx, N-protection required an external N-sensor, incl. trip alarm switch (1xCO), rear connection vertical, guide frame with shutter and w/o position signalling switch, with internal voltage tap on lower stab of circuit breaker, with voltage tap module VTM680 and power supply of ETU600, able to communication, integrated metering type PMF-3 Advanced Power Monitor., Voltage, Energy, Power, Power factor, Frequency, Unbalance, Temperature, Power quality, Manual operating mechanism with mechanical closing, without Spring charging motor, Ready-to-close signal. switch, Auxiliary switches 2NO+2NC, without Closing coil (CC), manual operating mechanism with mechanical closing, without Remote trip alarm reset coil (RR), without 2nd shunt trip, without 1st Shunt trip | 133100 | 1 | Z\ | 1
3WA1110-4GF32-0AA0 |  | Withdrawable circuit breaker with guide frame, IEC 60947-2, frame size 1, 3-poles, In=1000A up to 690V AC 50/60Hz, breaking capacity M Icu=85/66kA at 500/690V, Trip unit ETU600 LSIG upgrade ready , colordisplay, bluetooth and USB interface, Protection LT, ST, INST, GFx, N-protection required an external N-sensor, incl. trip alarm switch (1xCO), rear connection horizontal, guide frame with shutter and w/o position signalling switch, with internal voltage tap on lower stab of circuit breaker, with voltage tap module VTM680 and power supply of ETU600, able to communication, integrated metering type PMF-3 Advanced Power Monitor., Voltage, Energy, Power, Power factor, Frequency, Unbalance, Temperature, Power quality, Manual operating mechanism with mechanical closing, without Spring charging motor, Ready-to-close signal. switch, Auxiliary switches 2NO+2NC, without Closing coil (CC), manual operating mechanism with mechanical closing, without Remote trip alarm reset coil (RR), without 2nd shunt trip, without 1st Shunt trip | 130100 | 1 | Z\ | 1
3WA1110-4GF33-0AA0 |  | Withdrawable circuit breaker with guide frame, IEC 60947-2, frame size 1, 3-poles, In=1000A up to 690V AC 50/60Hz, breaking capacity M Icu=85/66kA at 500/690V, Trip unit ETU600 LSIG upgrade ready , colordisplay, bluetooth and USB interface, Protection LT, ST, INST, GFx, N-protection required an external N-sensor, incl. trip alarm switch (1xCO), front connection double hole, guide frame with shutter and w/o position signalling switch, with internal voltage tap on lower stab of circuit breaker, with voltage tap module VTM680 and power supply of ETU600, able to communication, integrated metering type PMF-3 Advanced Power Monitor., Voltage, Energy, Power, Power factor, Frequency, Unbalance, Temperature, Power quality, Manual operating mechanism with mechanical closing, without Spring charging motor, Ready-to-close signal. switch, Auxiliary switches 2NO+2NC, without Closing coil (CC), manual operating mechanism with mechanical closing, without Remote trip alarm reset coil (RR), without 2nd shunt trip, without 1st Shunt trip | 138100 | 1 | Z\ | 1
3WA1110-4GF34-0AA0 |  | Withdrawable circuit breaker with guide frame, IEC 60947-2, frame size 1, 3-poles, In=1000A up to 690V AC 50/60Hz, breaking capacity M Icu=85/66kA at 500/690V, Trip unit ETU600 LSIG upgrade ready , colordisplay, bluetooth and USB interface, Protection LT, ST, INST, GFx, N-protection required an external N-sensor, incl. trip alarm switch (1xCO), rear connection flange, guide frame with shutter and w/o position signalling switch, with internal voltage tap on lower stab of circuit breaker, with voltage tap module VTM680 and power supply of ETU600, able to communication, integrated metering type PMF-3 Advanced Power Monitor., Voltage, Energy, Power, Power factor, Frequency, Unbalance, Temperature, Power quality, Manual operating mechanism with mechanical closing, without Spring charging motor, Ready-to-close signal. switch, Auxiliary switches 2NO+2NC, without Closing coil (CC), manual operating mechanism with mechanical closing, without Remote trip alarm reset coil (RR), without 2nd shunt trip, without 1st Shunt trip | 130100 | 1 | Z\ | 1
3WA1110-4GF41-0AA0 |  | Withdrawable circuit breaker with guide frame, IEC 60947-2, frame size 1, 4-poles, N-pole left, In=1000A up to 690V AC 50/60Hz, breaking capacity M Icu=85/66kA at 500/690V, Trip unit ETU600 LSIG upgrade ready , colordisplay, bluetooth and USB interface, Protection LT, ST, INST, GFx, include N-protection, (internal N-sensor available), incl. trip alarm switch (1xCO), rear connection vertical, guide frame with shutter and w/o position signalling switch, with internal voltage tap on lower stab of circuit breaker, with voltage tap module VTM680 and power supply of ETU600, able to communication, integrated metering type PMF-3 Advanced Power Monitor., Voltage, Energy, Power, Power factor, Frequency, Unbalance, Temperature, Power quality, Manual operating mechanism with mechanical closing, without Spring charging motor, Ready-to-close signal. switch, Auxiliary switches 2NO+2NC, without Closing coil (CC), manual operating mechanism with mechanical closing, without Remote trip alarm reset coil (RR), without 2nd shunt trip, without 1st Shunt trip | 164100 | 1 | Z\ | 1
3WA1110-4GF42-0AA0 |  | Withdrawable circuit breaker with guide frame, IEC 60947-2, frame size 1, 4-poles, N-pole left, In=1000A up to 690V AC 50/60Hz, breaking capacity M Icu=85/66kA at 500/690V, Trip unit ETU600 LSIG upgrade ready , colordisplay, bluetooth and USB interface, Protection LT, ST, INST, GFx, include N-protection, (internal N-sensor available), incl. trip alarm switch (1xCO), rear connection horizontal, guide frame with shutter and w/o position signalling switch, with internal voltage tap on lower stab of circuit breaker, with voltage tap module VTM680 and power supply of ETU600, able to communication, integrated metering type PMF-3 Advanced Power Monitor., Voltage, Energy, Power, Power factor, Frequency, Unbalance, Temperature, Power quality, Manual operating mechanism with mechanical closing, without Spring charging motor, Ready-to-close signal. switch, Auxiliary switches 2NO+2NC, without Closing coil (CC), manual operating mechanism with mechanical closing, without Remote trip alarm reset coil (RR), without 2nd shunt trip, without 1st Shunt trip | 160100 | 1 | Z\ | 1
3WA1110-4GF43-0AA0 |  | Withdrawable circuit breaker with guide frame, IEC 60947-2, frame size 1, 4-poles, N-pole left, In=1000A up to 690V AC 50/60Hz, breaking capacity M Icu=85/66kA at 500/690V, Trip unit ETU600 LSIG upgrade ready , colordisplay, bluetooth and USB interface, Protection LT, ST, INST, GFx, include N-protection, (internal N-sensor available), incl. trip alarm switch (1xCO), front connection double hole, guide frame with shutter and w/o position signalling switch, with internal voltage tap on lower stab of circuit breaker, with voltage tap module VTM680 and power supply of ETU600, able to communication, integrated metering type PMF-3 Advanced Power Monitor., Voltage, Energy, Power, Power factor, Frequency, Unbalance, Temperature, Power quality, Manual operating mechanism with mechanical closing, without Spring charging motor, Ready-to-close signal. switch, Auxiliary switches 2NO+2NC, without Closing coil (CC), manual operating mechanism with mechanical closing, without Remote trip alarm reset coil (RR), without 2nd shunt trip, without 1st Shunt trip | 172100 | 1 | Z\ | 1
3WA1110-4GF44-0AA0 |  | Withdrawable circuit breaker with guide frame, IEC 60947-2, frame size 1, 4-poles, N-pole left, In=1000A up to 690V AC 50/60Hz, breaking capacity M Icu=85/66kA at 500/690V, Trip unit ETU600 LSIG upgrade ready , colordisplay, bluetooth and USB interface, Protection LT, ST, INST, GFx, include N-protection, (internal N-sensor available), incl. trip alarm switch (1xCO), rear connection flange, guide frame with shutter and w/o position signalling switch, with internal voltage tap on lower stab of circuit breaker, with voltage tap module VTM680 and power supply of ETU600, able to communication, integrated metering type PMF-3 Advanced Power Monitor., Voltage, Energy, Power, Power factor, Frequency, Unbalance, Temperature, Power quality, Manual operating mechanism with mechanical closing, without Spring charging motor, Ready-to-close signal. switch, Auxiliary switches 2NO+2NC, without Closing coil (CC), manual operating mechanism with mechanical closing, without Remote trip alarm reset coil (RR), without 2nd shunt trip, without 1st Shunt trip | 160100 | 1 | Z\ | 1
3WA1110-4LE01-0AA0 |  | Fixed-mounted circuit breaker IEC 60947-2, frame size 1, 3-poles, In=1000A up to 690V AC 50/60Hz, breaking capacity M Icu=85/66kA at 500/690V, Trip unit ETU600 LSI upgrade ready , colordisplay, bluetooth and USB interface, Protection LT, ST, INST, N-protection required an external N-sensor, incl. trip alarm switch (1xCO), rear connection vertical, with internal voltage tap on upper stab of circuit breaker, with voltage tap module VTM680 and power supply of ETU600, able to communication, integrated metering type PMF-1 Energy Efficiency, Voltage, Active energy Ea Manual operating mechanism with mechanical closing, without Spring charging motor, Ready-to-close signal. switch, Auxiliary switches 2NO+2NC, without Closing coil (CC), manual operating mechanism with mechanical closing, without Remote trip alarm reset coil (RR), without 2nd shunt trip, without 1st Shunt trip | 77470 | 1 | Z\ | 1
3WA1110-4LE02-0AA0 |  | Fixed-mounted circuit breaker IEC 60947-2, frame size 1, 3-poles, In=1000A up to 690V AC 50/60Hz, breaking capacity M Icu=85/66kA at 500/690V, Trip unit ETU600 LSI upgrade ready , colordisplay, bluetooth and USB interface, Protection LT, ST, INST, N-protection required an external N-sensor, incl. trip alarm switch (1xCO), rear connection horizontal, with internal voltage tap on upper stab of circuit breaker, with voltage tap module VTM680 and power supply of ETU600, able to communication, integrated metering type PMF-1 Energy Efficiency, Voltage, Active energy Ea Manual operating mechanism with mechanical closing, without Spring charging motor, Ready-to-close signal. switch, Auxiliary switches 2NO+2NC, without Closing coil (CC), manual operating mechanism with mechanical closing, without Remote trip alarm reset coil (RR), without 2nd shunt trip, without 1st Shunt trip | 75670 | 1 | Z\ | 1
3WA1110-4LE03-0AA0 |  | Fixed-mounted circuit breaker IEC 60947-2, frame size 1, 3-poles, In=1000A up to 690V AC 50/60Hz, breaking capacity M Icu=85/66kA at 500/690V, Trip unit ETU600 LSI upgrade ready , colordisplay, bluetooth and USB interface, Protection LT, ST, INST, N-protection required an external N-sensor, incl. trip alarm switch (1xCO), front connection double hole, with internal voltage tap on upper stab of circuit breaker, with voltage tap module VTM680 and power supply of ETU600, able to communication, integrated metering type PMF-1 Energy Efficiency, Voltage, Active energy Ea Manual operating mechanism with mechanical closing, without Spring charging motor, Ready-to-close signal. switch, Auxiliary switches 2NO+2NC, without Closing coil (CC), manual operating mechanism with mechanical closing, without Remote trip alarm reset coil (RR), without 2nd shunt trip, without 1st Shunt trip | 81070 | 1 | Z\ | 1
3WA1110-4LE11-0AA0 |  | Fixed-mounted circuit breaker IEC 60947-2, frame size 1, 4-poles, N-pole left, In=1000A up to 690V AC 50/60Hz, breaking capacity M Icu=85/66kA at 500/690V, Trip unit ETU600 LSI upgrade ready , colordisplay, bluetooth and USB interface, Protection LT, ST, INST, include N-protection, (internal N-sensor available), incl. trip alarm switch (1xCO), rear connection vertical, with internal voltage tap on upper stab of circuit breaker, with voltage tap module VTM680 and power supply of ETU600, able to communication, integrated metering type PMF-1 Energy Efficiency, Voltage, Active energy Ea Manual operating mechanism with mechanical closing, without Spring charging motor, Ready-to-close signal. switch, Auxiliary switches 2NO+2NC, without Closing coil (CC), manual operating mechanism with mechanical closing, without Remote trip alarm reset coil (RR), without 2nd shunt trip, without 1st Shunt trip | 99370 | 1 | Z\ | 1
3WA1110-4LE12-0AA0 |  | Fixed-mounted circuit breaker IEC 60947-2, frame size 1, 4-poles, N-pole left, In=1000A up to 690V AC 50/60Hz, breaking capacity M Icu=85/66kA at 500/690V, Trip unit ETU600 LSI upgrade ready , colordisplay, bluetooth and USB interface, Protection LT, ST, INST, include N-protection, (internal N-sensor available), incl. trip alarm switch (1xCO), rear connection horizontal, with internal voltage tap on upper stab of circuit breaker, with voltage tap module VTM680 and power supply of ETU600, able to communication, integrated metering type PMF-1 Energy Efficiency, Voltage, Active energy Ea Manual operating mechanism with mechanical closing, without Spring charging motor, Ready-to-close signal. switch, Auxiliary switches 2NO+2NC, without Closing coil (CC), manual operating mechanism with mechanical closing, without Remote trip alarm reset coil (RR), without 2nd shunt trip, without 1st Shunt trip | 96970 | 1 | Z\ | 1
3WA1110-4LE13-0AA0 |  | Fixed-mounted circuit breaker IEC 60947-2, frame size 1, 4-poles, N-pole left, In=1000A up to 690V AC 50/60Hz, breaking capacity M Icu=85/66kA at 500/690V, Trip unit ETU600 LSI upgrade ready , colordisplay, bluetooth and USB interface, Protection LT, ST, INST, include N-protection, (internal N-sensor available), incl. trip alarm switch (1xCO), front connection double hole, with internal voltage tap on upper stab of circuit breaker, with voltage tap module VTM680 and power supply of ETU600, able to communication, integrated metering type PMF-1 Energy Efficiency, Voltage, Active energy Ea Manual operating mechanism with mechanical closing, without Spring charging motor, Ready-to-close signal. switch, Auxiliary switches 2NO+2NC, without Closing coil (CC), manual operating mechanism with mechanical closing, without Remote trip alarm reset coil (RR), without 2nd shunt trip, without 1st Shunt trip | 104270 | 1 | Z\ | 1
3WA1110-4LE21-0AA0 |  | fixed-mounted circuit breaker, IEC 60947-2, size 1, 4-pole, N pole on right, In=1000 A up to 690 V AC 50/60 Hz, breaking capacity M Icu=85/66 kA at 500/690 V, tripping unit ETU600 LSI upgradeable, color display, Bluetooth, USB interface, basic protection LT, ST, INST, including protection of the N conductor (internal neutral point sensor available), trip alarm switch (1 x CO), connection at rear vertical, with internal voltage tap on upper stab of circuit breaker, with voltage tap module VTM680 and power supply of ETU600, able to communication, integrated metering type PMF-1 Energy Efficiency, Voltage, Active energy Ea Manual operating mechanism with mechanical closing, without Spring charging motor, Ready-to-close signal. switch, Auxiliary switches 2NO+2NC, without Closing coil (CC), manual operating mechanism with mechanical closing, without Remote trip alarm reset coil (RR), without 2nd shunt trip, without 1st Shunt trip | 99370 | 1 | Z\ | 1
3WA1110-4LE22-0AA0 |  | fixed-mounted circuit breaker, IEC 60947-2, size 1, 4-pole, N pole on right, In=1000 A up to 690 V AC 50/60 Hz, breaking capacity M Icu=85/66 kA at 500/690 V, tripping unit ETU600 LSI upgradeable, color display, Bluetooth, USB interface, basic protection LT, ST, INST, including protection of the N conductor (internal neutral point sensor available), trip alarm switch (1 x CO), connection at rear horizontal with internal voltage tap on upper stab of circuit breaker, with voltage tap module VTM680 and power supply of ETU600, able to communication, integrated metering type PMF-1 Energy Efficiency, Voltage, Active energy Ea Manual operating mechanism with mechanical closing, without Spring charging motor, Ready-to-close signal. switch, Auxiliary switches 2NO+2NC, without Closing coil (CC), manual operating mechanism with mechanical closing, without Remote trip alarm reset coil (RR), without 2nd shunt trip, without 1st Shunt trip | 96970 | 1 | Z\ | 1
3WA1110-4LE23-0AA0 |  | fixed-mounted circuit breaker, IEC 60947-2, size 1, 4-pole, N pole on right, In=1000 A up to 690 V AC 50/60 Hz, breaking capacity M Icu=85/66 kA at 500/690 V, tripping unit ETU600 LSI upgradeable, color display, Bluetooth, USB interface, basic protection LT, ST, INST, including protection of the N conductor (internal neutral point sensor available), trip alarm switch (1 x CO), front connection double hole, with internal voltage tap on upper stab of circuit breaker, with voltage tap module VTM680 and power supply of ETU600, able to communication, integrated metering type PMF-1 Energy Efficiency, Voltage, Active energy Ea Manual operating mechanism with mechanical closing, without Spring charging motor, Ready-to-close signal. switch, Auxiliary switches 2NO+2NC, without Closing coil (CC), manual operating mechanism with mechanical closing, without Remote trip alarm reset coil (RR), without 2nd shunt trip, without 1st Shunt trip | 104270 | 1 | Z\ | 1
3WA1110-4LE31-0AA0 |  | Withdrawable circuit breaker with guide frame, IEC 60947-2, frame size 1, 3-poles, In=1000A up to 690V AC 50/60Hz, breaking capacity M Icu=85/66kA at 500/690V, Trip unit ETU600 LSI upgrade ready , colordisplay, bluetooth and USB interface, Protection LT, ST, INST, N-protection required an external N-sensor, incl. trip alarm switch (1xCO), rear connection vertical, guide frame with shutter and w/o position signalling switch, with internal voltage tap on upper stab of circuit breaker, with voltage tap module VTM680 and power supply of ETU600, able to communication, integrated metering type PMF-1 Energy Efficiency, Voltage, Active energy Ea Manual operating mechanism with mechanical closing, without Spring charging motor, Ready-to-close signal. switch, Auxiliary switches 2NO+2NC, without Closing coil (CC), manual operating mechanism with mechanical closing, without Remote trip alarm reset coil (RR), without 2nd shunt trip, without 1st Shunt trip | 106970 | 1 | Z\ | 1
3WA1110-4LE32-0AA0 |  | Withdrawable circuit breaker with guide frame, IEC 60947-2, frame size 1, 3-poles, In=1000A up to 690V AC 50/60Hz, breaking capacity M Icu=85/66kA at 500/690V, Trip unit ETU600 LSI upgrade ready , colordisplay, bluetooth and USB interface, Protection LT, ST, INST, N-protection required an external N-sensor, incl. trip alarm switch (1xCO), rear connection horizontal, guide frame with shutter and w/o position signalling switch, with internal voltage tap on upper stab of circuit breaker, with voltage tap module VTM680 and power supply of ETU600, able to communication, integrated metering type PMF-1 Energy Efficiency, Voltage, Active energy Ea Manual operating mechanism with mechanical closing, without Spring charging motor, Ready-to-close signal. switch, Auxiliary switches 2NO+2NC, without Closing coil (CC), manual operating mechanism with mechanical closing, without Remote trip alarm reset coil (RR), without 2nd shunt trip, without 1st Shunt trip | 104070 | 1 | Z\ | 1
3WA1110-4LE33-0AA0 |  | Withdrawable circuit breaker with guide frame, IEC 60947-2, frame size 1, 3-poles, In=1000A up to 690V AC 50/60Hz, breaking capacity M Icu=85/66kA at 500/690V, Trip unit ETU600 LSI upgrade ready , colordisplay, bluetooth and USB interface, Protection LT, ST, INST, N-protection required an external N-sensor, incl. trip alarm switch (1xCO), front connection double hole, guide frame with shutter and w/o position signalling switch, with internal voltage tap on upper stab of circuit breaker, with voltage tap module VTM680 and power supply of ETU600, able to communication, integrated metering type PMF-1 Energy Efficiency, Voltage, Active energy Ea Manual operating mechanism with mechanical closing, without Spring charging motor, Ready-to-close signal. switch, Auxiliary switches 2NO+2NC, without Closing coil (CC), manual operating mechanism with mechanical closing, without Remote trip alarm reset coil (RR), without 2nd shunt trip, without 1st Shunt trip | 112870 | 1 | Z\ | 1
3WA1110-4LE34-0AA0 |  | Withdrawable circuit breaker with guide frame, IEC 60947-2, frame size 1, 3-poles, In=1000A up to 690V AC 50/60Hz, breaking capacity M Icu=85/66kA at 500/690V, Trip unit ETU600 LSI upgrade ready , colordisplay, bluetooth and USB interface, Protection LT, ST, INST, N-protection required an external N-sensor, incl. trip alarm switch (1xCO), rear connection flange, guide frame with shutter and w/o position signalling switch, with internal voltage tap on upper stab of circuit breaker, with voltage tap module VTM680 and power supply of ETU600, able to communication, integrated metering type PMF-1 Energy Efficiency, Voltage, Active energy Ea Manual operating mechanism with mechanical closing, without Spring charging motor, Ready-to-close signal. switch, Auxiliary switches 2NO+2NC, without Closing coil (CC), manual operating mechanism with mechanical closing, without Remote trip alarm reset coil (RR), without 2nd shunt trip, without 1st Shunt trip | 104070 | 1 | Z\ | 1
3WA1110-4LE41-0AA0 |  | Withdrawable circuit breaker with guide frame, IEC 60947-2, frame size 1, 4-poles, N-pole left, In=1000A up to 690V AC 50/60Hz, breaking capacity M Icu=85/66kA at 500/690V, Trip unit ETU600 LSI upgrade ready , colordisplay, bluetooth and USB interface, Protection LT, ST, INST, include N-protection, (internal N-sensor available), incl. trip alarm switch (1xCO), rear connection vertical, guide frame with shutter and w/o position signalling switch, with internal voltage tap on upper stab of circuit breaker, with voltage tap module VTM680 and power supply of ETU600, able to communication, integrated metering type PMF-1 Energy Efficiency, Voltage, Active energy Ea Manual operating mechanism with mechanical closing, without Spring charging motor, Ready-to-close signal. switch, Auxiliary switches 2NO+2NC, without Closing coil (CC), manual operating mechanism with mechanical closing, without Remote trip alarm reset coil (RR), without 2nd shunt trip, without 1st Shunt trip | 137870 | 1 | Z\ | 1
3WA1110-4LE42-0AA0 |  | Withdrawable circuit breaker with guide frame, IEC 60947-2, frame size 1, 4-poles, N-pole left, In=1000A up to 690V AC 50/60Hz, breaking capacity M Icu=85/66kA at 500/690V, Trip unit ETU600 LSI upgrade ready , colordisplay, bluetooth and USB interface, Protection LT, ST, INST, include N-protection, (internal N-sensor available), incl. trip alarm switch (1xCO), rear connection horizontal, guide frame with shutter and w/o position signalling switch, with internal voltage tap on upper stab of circuit breaker, with voltage tap module VTM680 and power supply of ETU600, able to communication, integrated metering type PMF-1 Energy Efficiency, Voltage, Active energy Ea Manual operating mechanism with mechanical closing, without Spring charging motor, Ready-to-close signal. switch, Auxiliary switches 2NO+2NC, without Closing coil (CC), manual operating mechanism with mechanical closing, without Remote trip alarm reset coil (RR), without 2nd shunt trip, without 1st Shunt trip | 134870 | 1 | Z\ | 1
3WA1110-4LE43-0AA0 |  | Withdrawable circuit breaker with guide frame, IEC 60947-2, frame size 1, 4-poles, N-pole left, In=1000A up to 690V AC 50/60Hz, breaking capacity M Icu=85/66kA at 500/690V, Trip unit ETU600 LSI upgrade ready , colordisplay, bluetooth and USB interface, Protection LT, ST, INST, include N-protection, (internal N-sensor available), incl. trip alarm switch (1xCO), front connection double hole, guide frame with shutter and w/o position signalling switch, with internal voltage tap on upper stab of circuit breaker, with voltage tap module VTM680 and power supply of ETU600, able to communication, integrated metering type PMF-1 Energy Efficiency, Voltage, Active energy Ea Manual operating mechanism with mechanical closing, without Spring charging motor, Ready-to-close signal. switch, Auxiliary switches 2NO+2NC, without Closing coil (CC), manual operating mechanism with mechanical closing, without Remote trip alarm reset coil (RR), without 2nd shunt trip, without 1st Shunt trip | 145870 | 1 | Z\ | 1
3WA1110-4LE44-0AA0 |  | Withdrawable circuit breaker with guide frame, IEC 60947-2, frame size 1, 4-poles, N-pole left, In=1000A up to 690V AC 50/60Hz, breaking capacity M Icu=85/66kA at 500/690V, Trip unit ETU600 LSI upgrade ready , colordisplay, bluetooth and USB interface, Protection LT, ST, INST, include N-protection, (internal N-sensor available), incl. trip alarm switch (1xCO), rear connection flange, guide frame with shutter and w/o position signalling switch, with internal voltage tap on upper stab of circuit breaker, with voltage tap module VTM680 and power supply of ETU600, able to communication, integrated metering type PMF-1 Energy Efficiency, Voltage, Active energy Ea Manual operating mechanism with mechanical closing, without Spring charging motor, Ready-to-close signal. switch, Auxiliary switches 2NO+2NC, without Closing coil (CC), manual operating mechanism with mechanical closing, without Remote trip alarm reset coil (RR), without 2nd shunt trip, without 1st Shunt trip | 134870 | 1 | Z\ | 1
3WA1110-4LF01-0AA0 |  | Fixed-mounted circuit breaker IEC 60947-2, frame size 1, 3-poles, In=1000A up to 690V AC 50/60Hz, breaking capacity M Icu=85/66kA at 500/690V, Trip unit ETU600 LSIG upgrade ready , colordisplay, bluetooth and USB interface, Protection LT, ST, INST, GFx, N-protection required an external N-sensor, incl. trip alarm switch (1xCO), rear connection vertical, with internal voltage tap on upper stab of circuit breaker, with voltage tap module VTM680 and power supply of ETU600, able to communication, integrated metering type PMF-1 Energy Efficiency, Voltage, Active energy Ea Manual operating mechanism with mechanical closing, without Spring charging motor, Ready-to-close signal. switch, Auxiliary switches 2NO+2NC, without Closing coil (CC), manual operating mechanism with mechanical closing, without Remote trip alarm reset coil (RR), without 2nd shunt trip, without 1st Shunt trip | 88070 | 1 | Z\ | 1
3WA1110-4LF02-0AA0 |  | Fixed-mounted circuit breaker IEC 60947-2, frame size 1, 3-poles, In=1000A up to 690V AC 50/60Hz, breaking capacity M Icu=85/66kA at 500/690V, Trip unit ETU600 LSIG upgrade ready , colordisplay, bluetooth and USB interface, Protection LT, ST, INST, GFx, N-protection required an external N-sensor, incl. trip alarm switch (1xCO), rear connection horizontal, with internal voltage tap on upper stab of circuit breaker, with voltage tap module VTM680 and power supply of ETU600, able to communication, integrated metering type PMF-1 Energy Efficiency, Voltage, Active energy Ea Manual operating mechanism with mechanical closing, without Spring charging motor, Ready-to-close signal. switch, Auxiliary switches 2NO+2NC, without Closing coil (CC), manual operating mechanism with mechanical closing, without Remote trip alarm reset coil (RR), without 2nd shunt trip, without 1st Shunt trip | 86270 | 1 | Z\ | 1
3WA1110-4LF03-0AA0 |  | Fixed-mounted circuit breaker IEC 60947-2, frame size 1, 3-poles, In=1000A up to 690V AC 50/60Hz, breaking capacity M Icu=85/66kA at 500/690V, Trip unit ETU600 LSIG upgrade ready , colordisplay, bluetooth and USB interface, Protection LT, ST, INST, GFx, N-protection required an external N-sensor, incl. trip alarm switch (1xCO), front connection double hole, with internal voltage tap on upper stab of circuit breaker, with voltage tap module VTM680 and power supply of ETU600, able to communication, integrated metering type PMF-1 Energy Efficiency, Voltage, Active energy Ea Manual operating mechanism with mechanical closing, without Spring charging motor, Ready-to-close signal. switch, Auxiliary switches 2NO+2NC, without Closing coil (CC), manual operating mechanism with mechanical closing, without Remote trip alarm reset coil (RR), without 2nd shunt trip, without 1st Shunt trip | 91670 | 1 | Z\ | 1
3WA1110-4LF11-0AA0 |  | Fixed-mounted circuit breaker IEC 60947-2, frame size 1, 4-poles, N-pole left, In=1000A up to 690V AC 50/60Hz, breaking capacity M Icu=85/66kA at 500/690V, Trip unit ETU600 LSIG upgrade ready , colordisplay, bluetooth and USB interface, Protection LT, ST, INST, GFx, include N-protection, (internal N-sensor available), incl. trip alarm switch (1xCO), rear connection vertical, with internal voltage tap on upper stab of circuit breaker, with voltage tap module VTM680 and power supply of ETU600, able to communication, integrated metering type PMF-1 Energy Efficiency, Voltage, Active energy Ea Manual operating mechanism with mechanical closing, without Spring charging motor, Ready-to-close signal. switch, Auxiliary switches 2NO+2NC, without Closing coil (CC), manual operating mechanism with mechanical closing, without Remote trip alarm reset coil (RR), without 2nd shunt trip, without 1st Shunt trip | 109870 | 1 | Z\ | 1
3WA1110-4LF12-0AA0 |  | Fixed-mounted circuit breaker IEC 60947-2, frame size 1, 4-poles, N-pole left, In=1000A up to 690V AC 50/60Hz, breaking capacity M Icu=85/66kA at 500/690V, Trip unit ETU600 LSIG upgrade ready , colordisplay, bluetooth and USB interface, Protection LT, ST, INST, GFx, include N-protection, (internal N-sensor available), incl. trip alarm switch (1xCO), rear connection horizontal, with internal voltage tap on upper stab of circuit breaker, with voltage tap module VTM680 and power supply of ETU600, able to communication, integrated metering type PMF-1 Energy Efficiency, Voltage, Active energy Ea Manual operating mechanism with mechanical closing, without Spring charging motor, Ready-to-close signal. switch, Auxiliary switches 2NO+2NC, without Closing coil (CC), manual operating mechanism with mechanical closing, without Remote trip alarm reset coil (RR), without 2nd shunt trip, without 1st Shunt trip | 107670 | 1 | Z\ | 1
3WA1110-4LF13-0AA0 |  | Fixed-mounted circuit breaker IEC 60947-2, frame size 1, 4-poles, N-pole left, In=1000A up to 690V AC 50/60Hz, breaking capacity M Icu=85/66kA at 500/690V, Trip unit ETU600 LSIG upgrade ready , colordisplay, bluetooth and USB interface, Protection LT, ST, INST, GFx, include N-protection, (internal N-sensor available), incl. trip alarm switch (1xCO), front connection double hole, with internal voltage tap on upper stab of circuit breaker, with voltage tap module VTM680 and power supply of ETU600, able to communication, integrated metering type PMF-1 Energy Efficiency, Voltage, Active energy Ea Manual operating mechanism with mechanical closing, without Spring charging motor, Ready-to-close signal. switch, Auxiliary switches 2NO+2NC, without Closing coil (CC), manual operating mechanism with mechanical closing, without Remote trip alarm reset coil (RR), without 2nd shunt trip, without 1st Shunt trip | 114870 | 1 | Z\ | 1
3WA1110-4LF21-0AA0 |  | fixed-mounted circuit breaker, IEC 60947-2, size 1, 4-pole, N pole on right, In=1000 A up to 690 V AC 50/60 Hz, breaking capacity M Icu=85/66 kA at 500/690 V, tripping unit ETU600 LSIG upgradeable, color display, Bluetooth, USB interface, basic protection LT, ST, INST, GFx, including protection of the N conductor (internal neutral point sensor available), trip alarm switch (1 x CO), connection at rear vertical, with internal voltage tap on upper stab of circuit breaker, with voltage tap module VTM680 and power supply of ETU600, able to communication, integrated metering type PMF-1 Energy Efficiency, Voltage, Active energy Ea Manual operating mechanism with mechanical closing, without Spring charging motor, Ready-to-close signal. switch, Auxiliary switches 2NO+2NC, without Closing coil (CC), manual operating mechanism with mechanical closing, without Remote trip alarm reset coil (RR), without 2nd shunt trip, without 1st Shunt trip | 109870 | 1 | Z\ | 1
3WA1110-4LF22-0AA0 |  | fixed-mounted circuit breaker, IEC 60947-2, size 1, 4-pole, N pole on right, In=1000 A up to 690 V AC 50/60 Hz, breaking capacity M Icu=85/66 kA at 500/690 V, tripping unit ETU600 LSIG upgradeable, color display, Bluetooth, USB interface, basic protection LT, ST, INST, GFx, including protection of the N conductor (internal neutral point sensor available), trip alarm switch (1 x CO), connection at rear horizontal with internal voltage tap on upper stab of circuit breaker, with voltage tap module VTM680 and power supply of ETU600, able to communication, integrated metering type PMF-1 Energy Efficiency, Voltage, Active energy Ea Manual operating mechanism with mechanical closing, without Spring charging motor, Ready-to-close signal. switch, Auxiliary switches 2NO+2NC, without Closing coil (CC), manual operating mechanism with mechanical closing, without Remote trip alarm reset coil (RR), without 2nd shunt trip, without 1st Shunt trip | 107670 | 1 | Z\ | 1
3WA1110-4LF23-0AA0 |  | fixed-mounted circuit breaker, IEC 60947-2, size 1, 4-pole, N pole on right, In=1000 A up to 690 V AC 50/60 Hz, breaking capacity M Icu=85/66 kA at 500/690 V, tripping unit ETU600 LSIG upgradeable, color display, Bluetooth, USB interface, basic protection LT, ST, INST, GFx, including protection of the N conductor (internal neutral point sensor available), trip alarm switch (1 x CO), front connection double hole, with internal voltage tap on upper stab of circuit breaker, with voltage tap module VTM680 and power supply of ETU600, able to communication, integrated metering type PMF-1 Energy Efficiency, Voltage, Active energy Ea Manual operating mechanism with mechanical closing, without Spring charging motor, Ready-to-close signal. switch, Auxiliary switches 2NO+2NC, without Closing coil (CC), manual operating mechanism with mechanical closing, without Remote trip alarm reset coil (RR), without 2nd shunt trip, without 1st Shunt trip | 114870 | 1 | Z\ | 1
3WA1110-4LF31-0AA0 |  | Withdrawable circuit breaker with guide frame, IEC 60947-2, frame size 1, 3-poles, In=1000A up to 690V AC 50/60Hz, breaking capacity M Icu=85/66kA at 500/690V, Trip unit ETU600 LSIG upgrade ready , colordisplay, bluetooth and USB interface, Protection LT, ST, INST, GFx, N-protection required an external N-sensor, incl. trip alarm switch (1xCO), rear connection vertical, guide frame with shutter and w/o position signalling switch, with internal voltage tap on upper stab of circuit breaker, with voltage tap module VTM680 and power supply of ETU600, able to communication, integrated metering type PMF-1 Energy Efficiency, Voltage, Active energy Ea Manual operating mechanism with mechanical closing, without Spring charging motor, Ready-to-close signal. switch, Auxiliary switches 2NO+2NC, without Closing coil (CC), manual operating mechanism with mechanical closing, without Remote trip alarm reset coil (RR), without 2nd shunt trip, without 1st Shunt trip | 117870 | 1 | Z\ | 1
3WA1110-4LF32-0AA0 |  | Withdrawable circuit breaker with guide frame, IEC 60947-2, frame size 1, 3-poles, In=1000A up to 690V AC 50/60Hz, breaking capacity M Icu=85/66kA at 500/690V, Trip unit ETU600 LSIG upgrade ready , colordisplay, bluetooth and USB interface, Protection LT, ST, INST, GFx, N-protection required an external N-sensor, incl. trip alarm switch (1xCO), rear connection horizontal, guide frame with shutter and w/o position signalling switch, with internal voltage tap on upper stab of circuit breaker, with voltage tap module VTM680 and power supply of ETU600, able to communication, integrated metering type PMF-1 Energy Efficiency, Voltage, Active energy Ea Manual operating mechanism with mechanical closing, without Spring charging motor, Ready-to-close signal. switch, Auxiliary switches 2NO+2NC, without Closing coil (CC), manual operating mechanism with mechanical closing, without Remote trip alarm reset coil (RR), without 2nd shunt trip, without 1st Shunt trip | 114870 | 1 | Z\ | 1
3WA1110-4LF33-0AA0 |  | Withdrawable circuit breaker with guide frame, IEC 60947-2, frame size 1, 3-poles, In=1000A up to 690V AC 50/60Hz, breaking capacity M Icu=85/66kA at 500/690V, Trip unit ETU600 LSIG upgrade ready , colordisplay, bluetooth and USB interface, Protection LT, ST, INST, GFx, N-protection required an external N-sensor, incl. trip alarm switch (1xCO), front connection double hole, guide frame with shutter and w/o position signalling switch, with internal voltage tap on upper stab of circuit breaker, with voltage tap module VTM680 and power supply of ETU600, able to communication, integrated metering type PMF-1 Energy Efficiency, Voltage, Active energy Ea Manual operating mechanism with mechanical closing, without Spring charging motor, Ready-to-close signal. switch, Auxiliary switches 2NO+2NC, without Closing coil (CC), manual operating mechanism with mechanical closing, without Remote trip alarm reset coil (RR), without 2nd shunt trip, without 1st Shunt trip | 122870 | 1 | Z\ | 1
3WA1110-4LF34-0AA0 |  | Withdrawable circuit breaker with guide frame, IEC 60947-2, frame size 1, 3-poles, In=1000A up to 690V AC 50/60Hz, breaking capacity M Icu=85/66kA at 500/690V, Trip unit ETU600 LSIG upgrade ready , colordisplay, bluetooth and USB interface, Protection LT, ST, INST, GFx, N-protection required an external N-sensor, incl. trip alarm switch (1xCO), rear connection flange, guide frame with shutter and w/o position signalling switch, with internal voltage tap on upper stab of circuit breaker, with voltage tap module VTM680 and power supply of ETU600, able to communication, integrated metering type PMF-1 Energy Efficiency, Voltage, Active energy Ea Manual operating mechanism with mechanical closing, without Spring charging motor, Ready-to-close signal. switch, Auxiliary switches 2NO+2NC, without Closing coil (CC), manual operating mechanism with mechanical closing, without Remote trip alarm reset coil (RR), without 2nd shunt trip, without 1st Shunt trip | 114870 | 1 | Z\ | 1
3WA1110-4LF41-0AA0 |  | Withdrawable circuit breaker with guide frame, IEC 60947-2, frame size 1, 4-poles, N-pole left, In=1000A up to 690V AC 50/60Hz, breaking capacity M Icu=85/66kA at 500/690V, Trip unit ETU600 LSIG upgrade ready , colordisplay, bluetooth and USB interface, Protection LT, ST, INST, GFx, include N-protection, (internal N-sensor available), incl. trip alarm switch (1xCO), rear connection vertical, guide frame with shutter and w/o position signalling switch, with internal voltage tap on upper stab of circuit breaker, with voltage tap module VTM680 and power supply of ETU600, able to communication, integrated metering type PMF-1 Energy Efficiency, Voltage, Active energy Ea Manual operating mechanism with mechanical closing, without Spring charging motor, Ready-to-close signal. switch, Auxiliary switches 2NO+2NC, without Closing coil (CC), manual operating mechanism with mechanical closing, without Remote trip alarm reset coil (RR), without 2nd shunt trip, without 1st Shunt trip | 148870 | 1 | Z\ | 1
3WA1110-4LF42-0AA0 |  | Withdrawable circuit breaker with guide frame, IEC 60947-2, frame size 1, 4-poles, N-pole left, In=1000A up to 690V AC 50/60Hz, breaking capacity M Icu=85/66kA at 500/690V, Trip unit ETU600 LSIG upgrade ready , colordisplay, bluetooth and USB interface, Protection LT, ST, INST, GFx, include N-protection, (internal N-sensor available), incl. trip alarm switch (1xCO), rear connection horizontal, guide frame with shutter and w/o position signalling switch, with internal voltage tap on upper stab of circuit breaker, with voltage tap module VTM680 and power supply of ETU600, able to communication, integrated metering type PMF-1 Energy Efficiency, Voltage, Active energy Ea Manual operating mechanism with mechanical closing, without Spring charging motor, Ready-to-close signal. switch, Auxiliary switches 2NO+2NC, without Closing coil (CC), manual operating mechanism with mechanical closing, without Remote trip alarm reset coil (RR), without 2nd shunt trip, without 1st Shunt trip | 144870 | 1 | Z\ | 1
3WA1110-4LF43-0AA0 |  | Withdrawable circuit breaker with guide frame, IEC 60947-2, frame size 1, 4-poles, N-pole left, In=1000A up to 690V AC 50/60Hz, breaking capacity M Icu=85/66kA at 500/690V, Trip unit ETU600 LSIG upgrade ready , colordisplay, bluetooth and USB interface, Protection LT, ST, INST, GFx, include N-protection, (internal N-sensor available), incl. trip alarm switch (1xCO), front connection double hole, guide frame with shutter and w/o position signalling switch, with internal voltage tap on upper stab of circuit breaker, with voltage tap module VTM680 and power supply of ETU600, able to communication, integrated metering type PMF-1 Energy Efficiency, Voltage, Active energy Ea Manual operating mechanism with mechanical closing, without Spring charging motor, Ready-to-close signal. switch, Auxiliary switches 2NO+2NC, without Closing coil (CC), manual operating mechanism with mechanical closing, without Remote trip alarm reset coil (RR), without 2nd shunt trip, without 1st Shunt trip | 156870 | 1 | Z\ | 1
3WA1110-4LF44-0AA0 |  | Withdrawable circuit breaker with guide frame, IEC 60947-2, frame size 1, 4-poles, N-pole left, In=1000A up to 690V AC 50/60Hz, breaking capacity M Icu=85/66kA at 500/690V, Trip unit ETU600 LSIG upgrade ready , colordisplay, bluetooth and USB interface, Protection LT, ST, INST, GFx, include N-protection, (internal N-sensor available), incl. trip alarm switch (1xCO), rear connection flange, guide frame with shutter and w/o position signalling switch, with internal voltage tap on upper stab of circuit breaker, with voltage tap module VTM680 and power supply of ETU600, able to communication, integrated metering type PMF-1 Energy Efficiency, Voltage, Active energy Ea Manual operating mechanism with mechanical closing, without Spring charging motor, Ready-to-close signal. switch, Auxiliary switches 2NO+2NC, without Closing coil (CC), manual operating mechanism with mechanical closing, without Remote trip alarm reset coil (RR), without 2nd shunt trip, without 1st Shunt trip | 144870 | 1 | Z\ | 1
3WA1110-4ME01-0AA0 |  | Fixed-mounted circuit breaker IEC 60947-2, frame size 1, 3-poles, In=1000A up to 690V AC 50/60Hz, breaking capacity M Icu=85/66kA at 500/690V, Trip unit ETU600 LSI upgrade ready , colordisplay, bluetooth and USB interface, Protection LT, ST, INST, N-protection required an external N-sensor, incl. trip alarm switch (1xCO), rear connection vertical, with internal voltage tap on upper stab of circuit breaker, with voltage tap module VTM680 and power supply of ETU600, able to communication, integrated metering type PMF-2 Basic Power Monitoring, Voltage, Energy, Power, Power factor, Frequency, Unbalance, Temperature, Manual operating mechanism with mechanical closing, without Spring charging motor, Ready-to-close signal. switch, Auxiliary switches 2NO+2NC, without Closing coil (CC), manual operating mechanism with mechanical closing, without Remote trip alarm reset coil (RR), without 2nd shunt trip, without 1st Shunt trip | 86300 | 1 | Z\ | 1
3WA1110-4ME02-0AA0 |  | Fixed-mounted circuit breaker IEC 60947-2, frame size 1, 3-poles, In=1000A up to 690V AC 50/60Hz, breaking capacity M Icu=85/66kA at 500/690V, Trip unit ETU600 LSI upgrade ready , colordisplay, bluetooth and USB interface, Protection LT, ST, INST, N-protection required an external N-sensor, incl. trip alarm switch (1xCO), rear connection horizontal, with internal voltage tap on upper stab of circuit breaker, with voltage tap module VTM680 and power supply of ETU600, able to communication, integrated metering type PMF-2 Basic Power Monitoring, Voltage, Energy, Power, Power factor, Frequency, Unbalance, Temperature, Manual operating mechanism with mechanical closing, without Spring charging motor, Ready-to-close signal. switch, Auxiliary switches 2NO+2NC, without Closing coil (CC), manual operating mechanism with mechanical closing, without Remote trip alarm reset coil (RR), without 2nd shunt trip, without 1st Shunt trip | 84500 | 1 | Z\ | 1
3WA1110-4ME03-0AA0 |  | Fixed-mounted circuit breaker IEC 60947-2, frame size 1, 3-poles, In=1000A up to 690V AC 50/60Hz, breaking capacity M Icu=85/66kA at 500/690V, Trip unit ETU600 LSI upgrade ready , colordisplay, bluetooth and USB interface, Protection LT, ST, INST, N-protection required an external N-sensor, incl. trip alarm switch (1xCO), front connection double hole, with internal voltage tap on upper stab of circuit breaker, with voltage tap module VTM680 and power supply of ETU600, able to communication, integrated metering type PMF-2 Basic Power Monitoring, Voltage, Energy, Power, Power factor, Frequency, Unbalance, Temperature, Manual operating mechanism with mechanical closing, without Spring charging motor, Ready-to-close signal. switch, Auxiliary switches 2NO+2NC, without Closing coil (CC), manual operating mechanism with mechanical closing, without Remote trip alarm reset coil (RR), without 2nd shunt trip, without 1st Shunt trip | 89900 | 1 | Z\ | 1
3WA1110-4ME11-0AA0 |  | Fixed-mounted circuit breaker IEC 60947-2, frame size 1, 4-poles, N-pole left, In=1000A up to 690V AC 50/60Hz, breaking capacity M Icu=85/66kA at 500/690V, Trip unit ETU600 LSI upgrade ready , colordisplay, bluetooth and USB interface, Protection LT, ST, INST, include N-protection, (internal N-sensor available), incl. trip alarm switch (1xCO), rear connection vertical, with internal voltage tap on upper stab of circuit breaker, with voltage tap module VTM680 and power supply of ETU600, able to communication, integrated metering type PMF-2 Basic Power Monitoring, Voltage, Energy, Power, Power factor, Frequency, Unbalance, Temperature, Manual operating mechanism with mechanical closing, without Spring charging motor, Ready-to-close signal. switch, Auxiliary switches 2NO+2NC, without Closing coil (CC), manual operating mechanism with mechanical closing, without Remote trip alarm reset coil (RR), without 2nd shunt trip, without 1st Shunt trip | 108200 | 1 | Z\ | 1
3WA1110-4ME12-0AA0 |  | Fixed-mounted circuit breaker IEC 60947-2, frame size 1, 4-poles, N-pole left, In=1000A up to 690V AC 50/60Hz, breaking capacity M Icu=85/66kA at 500/690V, Trip unit ETU600 LSI upgrade ready , colordisplay, bluetooth and USB interface, Protection LT, ST, INST, include N-protection, (internal N-sensor available), incl. trip alarm switch (1xCO), rear connection horizontal, with internal voltage tap on upper stab of circuit breaker, with voltage tap module VTM680 and power supply of ETU600, able to communication, integrated metering type PMF-2 Basic Power Monitoring, Voltage, Energy, Power, Power factor, Frequency, Unbalance, Temperature, Manual operating mechanism with mechanical closing, without Spring charging motor, Ready-to-close signal. switch, Auxiliary switches 2NO+2NC, without Closing coil (CC), manual operating mechanism with mechanical closing, without Remote trip alarm reset coil (RR), without 2nd shunt trip, without 1st Shunt trip | 105800 | 1 | Z\ | 1
3WA1110-4ME13-0AA0 |  | Fixed-mounted circuit breaker IEC 60947-2, frame size 1, 4-poles, N-pole left, In=1000A up to 690V AC 50/60Hz, breaking capacity M Icu=85/66kA at 500/690V, Trip unit ETU600 LSI upgrade ready , colordisplay, bluetooth and USB interface, Protection LT, ST, INST, include N-protection, (internal N-sensor available), incl. trip alarm switch (1xCO), front connection double hole, with internal voltage tap on upper stab of circuit breaker, with voltage tap module VTM680 and power supply of ETU600, able to communication, integrated metering type PMF-2 Basic Power Monitoring, Voltage, Energy, Power, Power factor, Frequency, Unbalance, Temperature, Manual operating mechanism with mechanical closing, without Spring charging motor, Ready-to-close signal. switch, Auxiliary switches 2NO+2NC, without Closing coil (CC), manual operating mechanism with mechanical closing, without Remote trip alarm reset coil (RR), without 2nd shunt trip, without 1st Shunt trip | 113100 | 1 | Z\ | 1
3WA1110-4ME21-0AA0 |  | fixed-mounted circuit breaker, IEC 60947-2, size 1, 4-pole, N pole on right, In=1000 A up to 690 V AC 50/60 Hz, breaking capacity M Icu=85/66 kA at 500/690 V, tripping unit ETU600 LSI upgradeable, color display, Bluetooth, USB interface, basic protection LT, ST, INST, including protection of the N conductor (internal neutral point sensor available), trip alarm switch (1 x CO), connection at rear vertical, with internal voltage tap on upper stab of circuit breaker, with voltage tap module VTM680 and power supply of ETU600, able to communication, integrated metering type PMF-2 Basic Power Monitoring, Voltage, Energy, Power, Power factor, Frequency, Unbalance, Temperature, Manual operating mechanism with mechanical closing, without Spring charging motor, Ready-to-close signal. switch, Auxiliary switches 2NO+2NC, without Closing coil (CC), manual operating mechanism with mechanical closing, without Remote trip alarm reset coil (RR), without 2nd shunt trip, without 1st Shunt trip | 108200 | 1 | Z\ | 1
3WA1110-4ME22-0AA0 |  | fixed-mounted circuit breaker, IEC 60947-2, size 1, 4-pole, N pole on right, In=1000 A up to 690 V AC 50/60 Hz, breaking capacity M Icu=85/66 kA at 500/690 V, tripping unit ETU600 LSI upgradeable, color display, Bluetooth, USB interface, basic protection LT, ST, INST, including protection of the N conductor (internal neutral point sensor available), trip alarm switch (1 x CO), connection at rear horizontal with internal voltage tap on upper stab of circuit breaker, with voltage tap module VTM680 and power supply of ETU600, able to communication, integrated metering type PMF-2 Basic Power Monitoring, Voltage, Energy, Power, Power factor, Frequency, Unbalance, Temperature, Manual operating mechanism with mechanical closing, without Spring charging motor, Ready-to-close signal. switch, Auxiliary switches 2NO+2NC, without Closing coil (CC), manual operating mechanism with mechanical closing, without Remote trip alarm reset coil (RR), without 2nd shunt trip, without 1st Shunt trip | 105800 | 1 | Z\ | 1
3WA1110-4ME23-0AA0 |  | fixed-mounted circuit breaker, IEC 60947-2, size 1, 4-pole, N pole on right, In=1000 A up to 690 V AC 50/60 Hz, breaking capacity M Icu=85/66 kA at 500/690 V, tripping unit ETU600 LSI upgradeable, color display, Bluetooth, USB interface, basic protection LT, ST, INST, including protection of the N conductor (internal neutral point sensor available), trip alarm switch (1 x CO), front connection double hole, with internal voltage tap on upper stab of circuit breaker, with voltage tap module VTM680 and power supply of ETU600, able to communication, integrated metering type PMF-2 Basic Power Monitoring, Voltage, Energy, Power, Power factor, Frequency, Unbalance, Temperature, Manual operating mechanism with mechanical closing, without Spring charging motor, Ready-to-close signal. switch, Auxiliary switches 2NO+2NC, without Closing coil (CC), manual operating mechanism with mechanical closing, without Remote trip alarm reset coil (RR), without 2nd shunt trip, without 1st Shunt trip | 113100 | 1 | Z\ | 1
3WA1110-4ME31-0AA0 |  | Withdrawable circuit breaker with guide frame, IEC 60947-2, frame size 1, 3-poles, In=1000A up to 690V AC 50/60Hz, breaking capacity M Icu=85/66kA at 500/690V, Trip unit ETU600 LSI upgrade ready , colordisplay, bluetooth and USB interface, Protection LT, ST, INST, N-protection required an external N-sensor, incl. trip alarm switch (1xCO), rear connection vertical, guide frame with shutter and w/o position signalling switch, with internal voltage tap on upper stab of circuit breaker, with voltage tap module VTM680 and power supply of ETU600, able to communication, integrated metering type PMF-2 Basic Power Monitoring, Voltage, Energy, Power, Power factor, Frequency, Unbalance, Temperature, Manual operating mechanism with mechanical closing, without Spring charging motor, Ready-to-close signal. switch, Auxiliary switches 2NO+2NC, without Closing coil (CC), manual operating mechanism with mechanical closing, without Remote trip alarm reset coil (RR), without 2nd shunt trip, without 1st Shunt trip | 115800 | 1 | Z\ | 1
3WA1110-4ME32-0AA0 |  | Withdrawable circuit breaker with guide frame, IEC 60947-2, frame size 1, 3-poles, In=1000A up to 690V AC 50/60Hz, breaking capacity M Icu=85/66kA at 500/690V, Trip unit ETU600 LSI upgrade ready , colordisplay, bluetooth and USB interface, Protection LT, ST, INST, N-protection required an external N-sensor, incl. trip alarm switch (1xCO), rear connection horizontal, guide frame with shutter and w/o position signalling switch, with internal voltage tap on upper stab of circuit breaker, with voltage tap module VTM680 and power supply of ETU600, able to communication, integrated metering type PMF-2 Basic Power Monitoring, Voltage, Energy, Power, Power factor, Frequency, Unbalance, Temperature, Manual operating mechanism with mechanical closing, without Spring charging motor, Ready-to-close signal. switch, Auxiliary switches 2NO+2NC, without Closing coil (CC), manual operating mechanism with mechanical closing, without Remote trip alarm reset coil (RR), without 2nd shunt trip, without 1st Shunt trip | 112900 | 1 | Z\ | 1
3WA1110-4ME33-0AA0 |  | Withdrawable circuit breaker with guide frame, IEC 60947-2, frame size 1, 3-poles, In=1000A up to 690V AC 50/60Hz, breaking capacity M Icu=85/66kA at 500/690V, Trip unit ETU600 LSI upgrade ready , colordisplay, bluetooth and USB interface, Protection LT, ST, INST, N-protection required an external N-sensor, incl. trip alarm switch (1xCO), front connection double hole, guide frame with shutter and w/o position signalling switch, with internal voltage tap on upper stab of circuit breaker, with voltage tap module VTM680 and power supply of ETU600, able to communication, integrated metering type PMF-2 Basic Power Monitoring, Voltage, Energy, Power, Power factor, Frequency, Unbalance, Temperature, Manual operating mechanism with mechanical closing, without Spring charging motor, Ready-to-close signal. switch, Auxiliary switches 2NO+2NC, without Closing coil (CC), manual operating mechanism with mechanical closing, without Remote trip alarm reset coil (RR), without 2nd shunt trip, without 1st Shunt trip | 121700 | 1 | Z\ | 1
3WA1110-4ME34-0AA0 |  | Withdrawable circuit breaker with guide frame, IEC 60947-2, frame size 1, 3-poles, In=1000A up to 690V AC 50/60Hz, breaking capacity M Icu=85/66kA at 500/690V, Trip unit ETU600 LSI upgrade ready , colordisplay, bluetooth and USB interface, Protection LT, ST, INST, N-protection required an external N-sensor, incl. trip alarm switch (1xCO), rear connection flange, guide frame with shutter and w/o position signalling switch, with internal voltage tap on upper stab of circuit breaker, with voltage tap module VTM680 and power supply of ETU600, able to communication, integrated metering type PMF-2 Basic Power Monitoring, Voltage, Energy, Power, Power factor, Frequency, Unbalance, Temperature, Manual operating mechanism with mechanical closing, without Spring charging motor, Ready-to-close signal. switch, Auxiliary switches 2NO+2NC, without Closing coil (CC), manual operating mechanism with mechanical closing, without Remote trip alarm reset coil (RR), without 2nd shunt trip, without 1st Shunt trip | 112900 | 1 | Z\ | 1
3WA1110-4ME41-0AA0 |  | Withdrawable circuit breaker with guide frame, IEC 60947-2, frame size 1, 4-poles, N-pole left, In=1000A up to 690V AC 50/60Hz, breaking capacity M Icu=85/66kA at 500/690V, Trip unit ETU600 LSI upgrade ready , colordisplay, bluetooth and USB interface, Protection LT, ST, INST, include N-protection, (internal N-sensor available), incl. trip alarm switch (1xCO), rear connection vertical, guide frame with shutter and w/o position signalling switch, with internal voltage tap on upper stab of circuit breaker, with voltage tap module VTM680 and power supply of ETU600, able to communication, integrated metering type PMF-2 Basic Power Monitoring, Voltage, Energy, Power, Power factor, Frequency, Unbalance, Temperature, Manual operating mechanism with mechanical closing, without Spring charging motor, Ready-to-close signal. switch, Auxiliary switches 2NO+2NC, without Closing coil (CC), manual operating mechanism with mechanical closing, without Remote trip alarm reset coil (RR), without 2nd shunt trip, without 1st Shunt trip | 146700 | 1 | Z\ | 1
3WA1110-4ME42-0AA0 |  | Withdrawable circuit breaker with guide frame, IEC 60947-2, frame size 1, 4-poles, N-pole left, In=1000A up to 690V AC 50/60Hz, breaking capacity M Icu=85/66kA at 500/690V, Trip unit ETU600 LSI upgrade ready , colordisplay, bluetooth and USB interface, Protection LT, ST, INST, include N-protection, (internal N-sensor available), incl. trip alarm switch (1xCO), rear connection horizontal, guide frame with shutter and w/o position signalling switch, with internal voltage tap on upper stab of circuit breaker, with voltage tap module VTM680 and power supply of ETU600, able to communication, integrated metering type PMF-2 Basic Power Monitoring, Voltage, Energy, Power, Power factor, Frequency, Unbalance, Temperature, Manual operating mechanism with mechanical closing, without Spring charging motor, Ready-to-close signal. switch, Auxiliary switches 2NO+2NC, without Closing coil (CC), manual operating mechanism with mechanical closing, without Remote trip alarm reset coil (RR), without 2nd shunt trip, without 1st Shunt trip | 143700 | 1 | Z\ | 1
3WA1110-4ME43-0AA0 |  | Withdrawable circuit breaker with guide frame, IEC 60947-2, frame size 1, 4-poles, N-pole left, In=1000A up to 690V AC 50/60Hz, breaking capacity M Icu=85/66kA at 500/690V, Trip unit ETU600 LSI upgrade ready , colordisplay, bluetooth and USB interface, Protection LT, ST, INST, include N-protection, (internal N-sensor available), incl. trip alarm switch (1xCO), front connection double hole, guide frame with shutter and w/o position signalling switch, with internal voltage tap on upper stab of circuit breaker, with voltage tap module VTM680 and power supply of ETU600, able to communication, integrated metering type PMF-2 Basic Power Monitoring, Voltage, Energy, Power, Power factor, Frequency, Unbalance, Temperature, Manual operating mechanism with mechanical closing, without Spring charging motor, Ready-to-close signal. switch, Auxiliary switches 2NO+2NC, without Closing coil (CC), manual operating mechanism with mechanical closing, without Remote trip alarm reset coil (RR), without 2nd shunt trip, without 1st Shunt trip | 154700 | 1 | Z\ | 1
3WA1110-4ME44-0AA0 |  | Withdrawable circuit breaker with guide frame, IEC 60947-2, frame size 1, 4-poles, N-pole left, In=1000A up to 690V AC 50/60Hz, breaking capacity M Icu=85/66kA at 500/690V, Trip unit ETU600 LSI upgrade ready , colordisplay, bluetooth and USB interface, Protection LT, ST, INST, include N-protection, (internal N-sensor available), incl. trip alarm switch (1xCO), rear connection flange, guide frame with shutter and w/o position signalling switch, with internal voltage tap on upper stab of circuit breaker, with voltage tap module VTM680 and power supply of ETU600, able to communication, integrated metering type PMF-2 Basic Power Monitoring, Voltage, Energy, Power, Power factor, Frequency, Unbalance, Temperature, Manual operating mechanism with mechanical closing, without Spring charging motor, Ready-to-close signal. switch, Auxiliary switches 2NO+2NC, without Closing coil (CC), manual operating mechanism with mechanical closing, without Remote trip alarm reset coil (RR), without 2nd shunt trip, without 1st Shunt trip | 143700 | 1 | Z\ | 1
3WA1110-4MF01-0AA0 |  | Fixed-mounted circuit breaker IEC 60947-2, frame size 1, 3-poles, In=1000A up to 690V AC 50/60Hz, breaking capacity M Icu=85/66kA at 500/690V, Trip unit ETU600 LSIG upgrade ready , colordisplay, bluetooth and USB interface, Protection LT, ST, INST, GFx, N-protection required an external N-sensor, incl. trip alarm switch (1xCO), rear connection vertical, with internal voltage tap on upper stab of circuit breaker, with voltage tap module VTM680 and power supply of ETU600, able to communication, integrated metering type PMF-2 Basic Power Monitoring, Voltage, Energy, Power, Power factor, Frequency, Unbalance, Temperature, Manual operating mechanism with mechanical closing, without Spring charging motor, Ready-to-close signal. switch, Auxiliary switches 2NO+2NC, without Closing coil (CC), manual operating mechanism with mechanical closing, without Remote trip alarm reset coil (RR), without 2nd shunt trip, without 1st Shunt trip | 96900 | 1 | Z\ | 1
3WA1110-4MF02-0AA0 |  | Fixed-mounted circuit breaker IEC 60947-2, frame size 1, 3-poles, In=1000A up to 690V AC 50/60Hz, breaking capacity M Icu=85/66kA at 500/690V, Trip unit ETU600 LSIG upgrade ready , colordisplay, bluetooth and USB interface, Protection LT, ST, INST, GFx, N-protection required an external N-sensor, incl. trip alarm switch (1xCO), rear connection horizontal, with internal voltage tap on upper stab of circuit breaker, with voltage tap module VTM680 and power supply of ETU600, able to communication, integrated metering type PMF-2 Basic Power Monitoring, Voltage, Energy, Power, Power factor, Frequency, Unbalance, Temperature, Manual operating mechanism with mechanical closing, without Spring charging motor, Ready-to-close signal. switch, Auxiliary switches 2NO+2NC, without Closing coil (CC), manual operating mechanism with mechanical closing, without Remote trip alarm reset coil (RR), without 2nd shunt trip, without 1st Shunt trip | 95100 | 1 | Z\ | 1
3WA1110-4MF03-0AA0 |  | Fixed-mounted circuit breaker IEC 60947-2, frame size 1, 3-poles, In=1000A up to 690V AC 50/60Hz, breaking capacity M Icu=85/66kA at 500/690V, Trip unit ETU600 LSIG upgrade ready , colordisplay, bluetooth and USB interface, Protection LT, ST, INST, GFx, N-protection required an external N-sensor, incl. trip alarm switch (1xCO), front connection double hole, with internal voltage tap on upper stab of circuit breaker, with voltage tap module VTM680 and power supply of ETU600, able to communication, integrated metering type PMF-2 Basic Power Monitoring, Voltage, Energy, Power, Power factor, Frequency, Unbalance, Temperature, Manual operating mechanism with mechanical closing, without Spring charging motor, Ready-to-close signal. switch, Auxiliary switches 2NO+2NC, without Closing coil (CC), manual operating mechanism with mechanical closing, without Remote trip alarm reset coil (RR), without 2nd shunt trip, without 1st Shunt trip | 100500 | 1 | Z\ | 1
3WA1110-4MF11-0AA0 |  | Fixed-mounted circuit breaker IEC 60947-2, frame size 1, 4-poles, N-pole left, In=1000A up to 690V AC 50/60Hz, breaking capacity M Icu=85/66kA at 500/690V, Trip unit ETU600 LSIG upgrade ready , colordisplay, bluetooth and USB interface, Protection LT, ST, INST, GFx, include N-protection, (internal N-sensor available), incl. trip alarm switch (1xCO), rear connection vertical, with internal voltage tap on upper stab of circuit breaker, with voltage tap module VTM680 and power supply of ETU600, able to communication, integrated metering type PMF-2 Basic Power Monitoring, Voltage, Energy, Power, Power factor, Frequency, Unbalance, Temperature, Manual operating mechanism with mechanical closing, without Spring charging motor, Ready-to-close signal. switch, Auxiliary switches 2NO+2NC, without Closing coil (CC), manual operating mechanism with mechanical closing, without Remote trip alarm reset coil (RR), without 2nd shunt trip, without 1st Shunt trip | 118700 | 1 | Z\ | 1
3WA1110-4MF12-0AA0 |  | Fixed-mounted circuit breaker IEC 60947-2, frame size 1, 4-poles, N-pole left, In=1000A up to 690V AC 50/60Hz, breaking capacity M Icu=85/66kA at 500/690V, Trip unit ETU600 LSIG upgrade ready , colordisplay, bluetooth and USB interface, Protection LT, ST, INST, GFx, include N-protection, (internal N-sensor available), incl. trip alarm switch (1xCO), rear connection horizontal, with internal voltage tap on upper stab of circuit breaker, with voltage tap module VTM680 and power supply of ETU600, able to communication, integrated metering type PMF-2 Basic Power Monitoring, Voltage, Energy, Power, Power factor, Frequency, Unbalance, Temperature, Manual operating mechanism with mechanical closing, without Spring charging motor, Ready-to-close signal. switch, Auxiliary switches 2NO+2NC, without Closing coil (CC), manual operating mechanism with mechanical closing, without Remote trip alarm reset coil (RR), without 2nd shunt trip, without 1st Shunt trip | 116500 | 1 | Z\ | 1
3WA1110-4MF13-0AA0 |  | Fixed-mounted circuit breaker IEC 60947-2, frame size 1, 4-poles, N-pole left, In=1000A up to 690V AC 50/60Hz, breaking capacity M Icu=85/66kA at 500/690V, Trip unit ETU600 LSIG upgrade ready , colordisplay, bluetooth and USB interface, Protection LT, ST, INST, GFx, include N-protection, (internal N-sensor available), incl. trip alarm switch (1xCO), front connection double hole, with internal voltage tap on upper stab of circuit breaker, with voltage tap module VTM680 and power supply of ETU600, able to communication, integrated metering type PMF-2 Basic Power Monitoring, Voltage, Energy, Power, Power factor, Frequency, Unbalance, Temperature, Manual operating mechanism with mechanical closing, without Spring charging motor, Ready-to-close signal. switch, Auxiliary switches 2NO+2NC, without Closing coil (CC), manual operating mechanism with mechanical closing, without Remote trip alarm reset coil (RR), without 2nd shunt trip, without 1st Shunt trip | 123700 | 1 | Z\ | 1
3WA1110-4MF21-0AA0 |  | fixed-mounted circuit breaker, IEC 60947-2, size 1, 4-pole, N pole on right, In=1000 A up to 690 V AC 50/60 Hz, breaking capacity M Icu=85/66 kA at 500/690 V, tripping unit ETU600 LSIG upgradeable, color display, Bluetooth, USB interface, basic protection LT, ST, INST, GFx, including protection of the N conductor (internal neutral point sensor available), trip alarm switch (1 x CO), connection at rear vertical, with internal voltage tap on upper stab of circuit breaker, with voltage tap module VTM680 and power supply of ETU600, able to communication, integrated metering type PMF-2 Basic Power Monitoring, Voltage, Energy, Power, Power factor, Frequency, Unbalance, Temperature, Manual operating mechanism with mechanical closing, without Spring charging motor, Ready-to-close signal. switch, Auxiliary switches 2NO+2NC, without Closing coil (CC), manual operating mechanism with mechanical closing, without Remote trip alarm reset coil (RR), without 2nd shunt trip, without 1st Shunt trip | 118700 | 1 | Z\ | 1
3WA1110-4MF22-0AA0 |  | fixed-mounted circuit breaker, IEC 60947-2, size 1, 4-pole, N pole on right, In=1000 A up to 690 V AC 50/60 Hz, breaking capacity M Icu=85/66 kA at 500/690 V, tripping unit ETU600 LSIG upgradeable, color display, Bluetooth, USB interface, basic protection LT, ST, INST, GFx, including protection of the N conductor (internal neutral point sensor available), trip alarm switch (1 x CO), connection at rear horizontal with internal voltage tap on upper stab of circuit breaker, with voltage tap module VTM680 and power supply of ETU600, able to communication, integrated metering type PMF-2 Basic Power Monitoring, Voltage, Energy, Power, Power factor, Frequency, Unbalance, Temperature, Manual operating mechanism with mechanical closing, without Spring charging motor, Ready-to-close signal. switch, Auxiliary switches 2NO+2NC, without Closing coil (CC), manual operating mechanism with mechanical closing, without Remote trip alarm reset coil (RR), without 2nd shunt trip, without 1st Shunt trip | 116500 | 1 | Z\ | 1
3WA1110-4MF23-0AA0 |  | fixed-mounted circuit breaker, IEC 60947-2, size 1, 4-pole, N pole on right, In=1000 A up to 690 V AC 50/60 Hz, breaking capacity M Icu=85/66 kA at 500/690 V, tripping unit ETU600 LSIG upgradeable, color display, Bluetooth, USB interface, basic protection LT, ST, INST, GFx, including protection of the N conductor (internal neutral point sensor available), trip alarm switch (1 x CO), front connection double hole, with internal voltage tap on upper stab of circuit breaker, with voltage tap module VTM680 and power supply of ETU600, able to communication, integrated metering type PMF-2 Basic Power Monitoring, Voltage, Energy, Power, Power factor, Frequency, Unbalance, Temperature, Manual operating mechanism with mechanical closing, without Spring charging motor, Ready-to-close signal. switch, Auxiliary switches 2NO+2NC, without Closing coil (CC), manual operating mechanism with mechanical closing, without Remote trip alarm reset coil (RR), without 2nd shunt trip, without 1st Shunt trip | 123700 | 1 | Z\ | 1
3WA1110-4MF31-0AA0 |  | Withdrawable circuit breaker with guide frame, IEC 60947-2, frame size 1, 3-poles, In=1000A up to 690V AC 50/60Hz, breaking capacity M Icu=85/66kA at 500/690V, Trip unit ETU600 LSIG upgrade ready , colordisplay, bluetooth and USB interface, Protection LT, ST, INST, GFx, N-protection required an external N-sensor, incl. trip alarm switch (1xCO), rear connection vertical, guide frame with shutter and w/o position signalling switch, with internal voltage tap on upper stab of circuit breaker, with voltage tap module VTM680 and power supply of ETU600, able to communication, integrated metering type PMF-2 Basic Power Monitoring, Voltage, Energy, Power, Power factor, Frequency, Unbalance, Temperature, Manual operating mechanism with mechanical closing, without Spring charging motor, Ready-to-close signal. switch, Auxiliary switches 2NO+2NC, without Closing coil (CC), manual operating mechanism with mechanical closing, without Remote trip alarm reset coil (RR), without 2nd shunt trip, without 1st Shunt trip | 126700 | 1 | Z\ | 1
3WA1110-4MF32-0AA0 |  | Withdrawable circuit breaker with guide frame, IEC 60947-2, frame size 1, 3-poles, In=1000A up to 690V AC 50/60Hz, breaking capacity M Icu=85/66kA at 500/690V, Trip unit ETU600 LSIG upgrade ready , colordisplay, bluetooth and USB interface, Protection LT, ST, INST, GFx, N-protection required an external N-sensor, incl. trip alarm switch (1xCO), rear connection horizontal, guide frame with shutter and w/o position signalling switch, with internal voltage tap on upper stab of circuit breaker, with voltage tap module VTM680 and power supply of ETU600, able to communication, integrated metering type PMF-2 Basic Power Monitoring, Voltage, Energy, Power, Power factor, Frequency, Unbalance, Temperature, Manual operating mechanism with mechanical closing, without Spring charging motor, Ready-to-close signal. switch, Auxiliary switches 2NO+2NC, without Closing coil (CC), manual operating mechanism with mechanical closing, without Remote trip alarm reset coil (RR), without 2nd shunt trip, without 1st Shunt trip | 123700 | 1 | Z\ | 1
3WA1110-4MF33-0AA0 |  | Withdrawable circuit breaker with guide frame, IEC 60947-2, frame size 1, 3-poles, In=1000A up to 690V AC 50/60Hz, breaking capacity M Icu=85/66kA at 500/690V, Trip unit ETU600 LSIG upgrade ready , colordisplay, bluetooth and USB interface, Protection LT, ST, INST, GFx, N-protection required an external N-sensor, incl. trip alarm switch (1xCO), front connection double hole, guide frame with shutter and w/o position signalling switch, with internal voltage tap on upper stab of circuit breaker, with voltage tap module VTM680 and power supply of ETU600, able to communication, integrated metering type PMF-2 Basic Power Monitoring, Voltage, Energy, Power, Power factor, Frequency, Unbalance, Temperature, Manual operating mechanism with mechanical closing, without Spring charging motor, Ready-to-close signal. switch, Auxiliary switches 2NO+2NC, without Closing coil (CC), manual operating mechanism with mechanical closing, without Remote trip alarm reset coil (RR), without 2nd shunt trip, without 1st Shunt trip | 131700 | 1 | Z\ | 1
3WA1110-4MF34-0AA0 |  | Withdrawable circuit breaker with guide frame, IEC 60947-2, frame size 1, 3-poles, In=1000A up to 690V AC 50/60Hz, breaking capacity M Icu=85/66kA at 500/690V, Trip unit ETU600 LSIG upgrade ready , colordisplay, bluetooth and USB interface, Protection LT, ST, INST, GFx, N-protection required an external N-sensor, incl. trip alarm switch (1xCO), rear connection flange, guide frame with shutter and w/o position signalling switch, with internal voltage tap on upper stab of circuit breaker, with voltage tap module VTM680 and power supply of ETU600, able to communication, integrated metering type PMF-2 Basic Power Monitoring, Voltage, Energy, Power, Power factor, Frequency, Unbalance, Temperature, Manual operating mechanism with mechanical closing, without Spring charging motor, Ready-to-close signal. switch, Auxiliary switches 2NO+2NC, without Closing coil (CC), manual operating mechanism with mechanical closing, without Remote trip alarm reset coil (RR), without 2nd shunt trip, without 1st Shunt trip | 123700 | 1 | Z\ | 1
3WA1110-4MF41-0AA0 |  | Withdrawable circuit breaker with guide frame, IEC 60947-2, frame size 1, 4-poles, N-pole left, In=1000A up to 690V AC 50/60Hz, breaking capacity M Icu=85/66kA at 500/690V, Trip unit ETU600 LSIG upgrade ready , colordisplay, bluetooth and USB interface, Protection LT, ST, INST, GFx, include N-protection, (internal N-sensor available), incl. trip alarm switch (1xCO), rear connection vertical, guide frame with shutter and w/o position signalling switch, with internal voltage tap on upper stab of circuit breaker, with voltage tap module VTM680 and power supply of ETU600, able to communication, integrated metering type PMF-2 Basic Power Monitoring, Voltage, Energy, Power, Power factor, Frequency, Unbalance, Temperature, Manual operating mechanism with mechanical closing, without Spring charging motor, Ready-to-close signal. switch, Auxiliary switches 2NO+2NC, without Closing coil (CC), manual operating mechanism with mechanical closing, without Remote trip alarm reset coil (RR), without 2nd shunt trip, without 1st Shunt trip | 157700 | 1 | Z\ | 1
3WA1110-4MF42-0AA0 |  | Withdrawable circuit breaker with guide frame, IEC 60947-2, frame size 1, 4-poles, N-pole left, In=1000A up to 690V AC 50/60Hz, breaking capacity M Icu=85/66kA at 500/690V, Trip unit ETU600 LSIG upgrade ready , colordisplay, bluetooth and USB interface, Protection LT, ST, INST, GFx, include N-protection, (internal N-sensor available), incl. trip alarm switch (1xCO), rear connection horizontal, guide frame with shutter and w/o position signalling switch, with internal voltage tap on upper stab of circuit breaker, with voltage tap module VTM680 and power supply of ETU600, able to communication, integrated metering type PMF-2 Basic Power Monitoring, Voltage, Energy, Power, Power factor, Frequency, Unbalance, Temperature, Manual operating mechanism with mechanical closing, without Spring charging motor, Ready-to-close signal. switch, Auxiliary switches 2NO+2NC, without Closing coil (CC), manual operating mechanism with mechanical closing, without Remote trip alarm reset coil (RR), without 2nd shunt trip, without 1st Shunt trip | 153700 | 1 | Z\ | 1
3WA1110-4MF43-0AA0 |  | Withdrawable circuit breaker with guide frame, IEC 60947-2, frame size 1, 4-poles, N-pole left, In=1000A up to 690V AC 50/60Hz, breaking capacity M Icu=85/66kA at 500/690V, Trip unit ETU600 LSIG upgrade ready , colordisplay, bluetooth and USB interface, Protection LT, ST, INST, GFx, include N-protection, (internal N-sensor available), incl. trip alarm switch (1xCO), front connection double hole, guide frame with shutter and w/o position signalling switch, with internal voltage tap on upper stab of circuit breaker, with voltage tap module VTM680 and power supply of ETU600, able to communication, integrated metering type PMF-2 Basic Power Monitoring, Voltage, Energy, Power, Power factor, Frequency, Unbalance, Temperature, Manual operating mechanism with mechanical closing, without Spring charging motor, Ready-to-close signal. switch, Auxiliary switches 2NO+2NC, without Closing coil (CC), manual operating mechanism with mechanical closing, without Remote trip alarm reset coil (RR), without 2nd shunt trip, without 1st Shunt trip | 165700 | 1 | Z\ | 1
3WA1110-4MF44-0AA0 |  | Withdrawable circuit breaker with guide frame, IEC 60947-2, frame size 1, 4-poles, N-pole left, In=1000A up to 690V AC 50/60Hz, breaking capacity M Icu=85/66kA at 500/690V, Trip unit ETU600 LSIG upgrade ready , colordisplay, bluetooth and USB interface, Protection LT, ST, INST, GFx, include N-protection, (internal N-sensor available), incl. trip alarm switch (1xCO), rear connection flange, guide frame with shutter and w/o position signalling switch, with internal voltage tap on upper stab of circuit breaker, with voltage tap module VTM680 and power supply of ETU600, able to communication, integrated metering type PMF-2 Basic Power Monitoring, Voltage, Energy, Power, Power factor, Frequency, Unbalance, Temperature, Manual operating mechanism with mechanical closing, without Spring charging motor, Ready-to-close signal. switch, Auxiliary switches 2NO+2NC, without Closing coil (CC), manual operating mechanism with mechanical closing, without Remote trip alarm reset coil (RR), without 2nd shunt trip, without 1st Shunt trip | 153700 | 1 | Z\ | 1
3WA1110-4NE01-0AA0 |  | Fixed-mounted circuit breaker IEC 60947-2, frame size 1, 3-poles, In=1000A up to 690V AC 50/60Hz, breaking capacity M Icu=85/66kA at 500/690V, Trip unit ETU600 LSI upgrade ready , colordisplay, bluetooth and USB interface, Protection LT, ST, INST, N-protection required an external N-sensor, incl. trip alarm switch (1xCO), rear connection vertical, with internal voltage tap on upper stab of circuit breaker, with voltage tap module VTM680 and power supply of ETU600, able to communication, integrated metering type PMF-3 Advanced Power Monitor., Voltage, Energy, Power, Power factor, Frequency, Unbalance, Temperature, Power quality, Manual operating mechanism with mechanical closing, without Spring charging motor, Ready-to-close signal. switch, Auxiliary switches 2NO+2NC, without Closing coil (CC), manual operating mechanism with mechanical closing, without Remote trip alarm reset coil (RR), without 2nd shunt trip, without 1st Shunt trip | 92700 | 1 | Z\ | 1
3WA1110-4NE02-0AA0 |  | Fixed-mounted circuit breaker IEC 60947-2, frame size 1, 3-poles, In=1000A up to 690V AC 50/60Hz, breaking capacity M Icu=85/66kA at 500/690V, Trip unit ETU600 LSI upgrade ready , colordisplay, bluetooth and USB interface, Protection LT, ST, INST, N-protection required an external N-sensor, incl. trip alarm switch (1xCO), rear connection horizontal, with internal voltage tap on upper stab of circuit breaker, with voltage tap module VTM680 and power supply of ETU600, able to communication, integrated metering type PMF-3 Advanced Power Monitor., Voltage, Energy, Power, Power factor, Frequency, Unbalance, Temperature, Power quality, Manual operating mechanism with mechanical closing, without Spring charging motor, Ready-to-close signal. switch, Auxiliary switches 2NO+2NC, without Closing coil (CC), manual operating mechanism with mechanical closing, without Remote trip alarm reset coil (RR), without 2nd shunt trip, without 1st Shunt trip | 90900 | 1 | Z\ | 1
3WA1110-4NE03-0AA0 |  | Fixed-mounted circuit breaker IEC 60947-2, frame size 1, 3-poles, In=1000A up to 690V AC 50/60Hz, breaking capacity M Icu=85/66kA at 500/690V, Trip unit ETU600 LSI upgrade ready , colordisplay, bluetooth and USB interface, Protection LT, ST, INST, N-protection required an external N-sensor, incl. trip alarm switch (1xCO), front connection double hole, with internal voltage tap on upper stab of circuit breaker, with voltage tap module VTM680 and power supply of ETU600, able to communication, integrated metering type PMF-3 Advanced Power Monitor., Voltage, Energy, Power, Power factor, Frequency, Unbalance, Temperature, Power quality, Manual operating mechanism with mechanical closing, without Spring charging motor, Ready-to-close signal. switch, Auxiliary switches 2NO+2NC, without Closing coil (CC), manual operating mechanism with mechanical closing, without Remote trip alarm reset coil (RR), without 2nd shunt trip, without 1st Shunt trip | 96300 | 1 | Z\ | 1
3WA1110-4NE11-0AA0 |  | Fixed-mounted circuit breaker IEC 60947-2, frame size 1, 4-poles, N-pole left, In=1000A up to 690V AC 50/60Hz, breaking capacity M Icu=85/66kA at 500/690V, Trip unit ETU600 LSI upgrade ready , colordisplay, bluetooth and USB interface, Protection LT, ST, INST, include N-protection, (internal N-sensor available), incl. trip alarm switch (1xCO), rear connection vertical, with internal voltage tap on upper stab of circuit breaker, with voltage tap module VTM680 and power supply of ETU600, able to communication, integrated metering type PMF-3 Advanced Power Monitor., Voltage, Energy, Power, Power factor, Frequency, Unbalance, Temperature, Power quality, Manual operating mechanism with mechanical closing, without Spring charging motor, Ready-to-close signal. switch, Auxiliary switches 2NO+2NC, without Closing coil (CC), manual operating mechanism with mechanical closing, without Remote trip alarm reset coil (RR), without 2nd shunt trip, without 1st Shunt trip | 114600 | 1 | Z\ | 1
3WA1110-4NE12-0AA0 |  | Fixed-mounted circuit breaker IEC 60947-2, frame size 1, 4-poles, N-pole left, In=1000A up to 690V AC 50/60Hz, breaking capacity M Icu=85/66kA at 500/690V, Trip unit ETU600 LSI upgrade ready , colordisplay, bluetooth and USB interface, Protection LT, ST, INST, include N-protection, (internal N-sensor available), incl. trip alarm switch (1xCO), rear connection horizontal, with internal voltage tap on upper stab of circuit breaker, with voltage tap module VTM680 and power supply of ETU600, able to communication, integrated metering type PMF-3 Advanced Power Monitor., Voltage, Energy, Power, Power factor, Frequency, Unbalance, Temperature, Power quality, Manual operating mechanism with mechanical closing, without Spring charging motor, Ready-to-close signal. switch, Auxiliary switches 2NO+2NC, without Closing coil (CC), manual operating mechanism with mechanical closing, without Remote trip alarm reset coil (RR), without 2nd shunt trip, without 1st Shunt trip | 112200 | 1 | Z\ | 1
3WA1110-4NE13-0AA0 |  | Fixed-mounted circuit breaker IEC 60947-2, frame size 1, 4-poles, N-pole left, In=1000A up to 690V AC 50/60Hz, breaking capacity M Icu=85/66kA at 500/690V, Trip unit ETU600 LSI upgrade ready , colordisplay, bluetooth and USB interface, Protection LT, ST, INST, include N-protection, (internal N-sensor available), incl. trip alarm switch (1xCO), front connection double hole, with internal voltage tap on upper stab of circuit breaker, with voltage tap module VTM680 and power supply of ETU600, able to communication, integrated metering type PMF-3 Advanced Power Monitor., Voltage, Energy, Power, Power factor, Frequency, Unbalance, Temperature, Power quality, Manual operating mechanism with mechanical closing, without Spring charging motor, Ready-to-close signal. switch, Auxiliary switches 2NO+2NC, without Closing coil (CC), manual operating mechanism with mechanical closing, without Remote trip alarm reset coil (RR), without 2nd shunt trip, without 1st Shunt trip | 119500 | 1 | Z\ | 1
3WA1110-4NE21-0AA0 |  | fixed-mounted circuit breaker, IEC 60947-2, size 1, 4-pole, N pole on right, In=1000 A up to 690 V AC 50/60 Hz, breaking capacity M Icu=85/66 kA at 500/690 V, tripping unit ETU600 LSI upgradeable, color display, Bluetooth, USB interface, basic protection LT, ST, INST, including protection of the N conductor (internal neutral point sensor available), trip alarm switch (1 x CO), connection at rear vertical, with internal voltage tap on upper stab of circuit breaker, with voltage tap module VTM680 and power supply of ETU600, able to communication, integrated metering type PMF-3 Advanced Power Monitor., Voltage, Energy, Power, Power factor, Frequency, Unbalance, Temperature, Power quality, Manual operating mechanism with mechanical closing, without Spring charging motor, Ready-to-close signal. switch, Auxiliary switches 2NO+2NC, without Closing coil (CC), manual operating mechanism with mechanical closing, without Remote trip alarm reset coil (RR), without 2nd shunt trip, without 1st Shunt trip | 114600 | 1 | Z\ | 1
3WA1110-4NE22-0AA0 |  | fixed-mounted circuit breaker, IEC 60947-2, size 1, 4-pole, N pole on right, In=1000 A up to 690 V AC 50/60 Hz, breaking capacity M Icu=85/66 kA at 500/690 V, tripping unit ETU600 LSI upgradeable, color display, Bluetooth, USB interface, basic protection LT, ST, INST, including protection of the N conductor (internal neutral point sensor available), trip alarm switch (1 x CO), connection at rear horizontal with internal voltage tap on upper stab of circuit breaker, with voltage tap module VTM680 and power supply of ETU600, able to communication, integrated metering type PMF-3 Advanced Power Monitor., Voltage, Energy, Power, Power factor, Frequency, Unbalance, Temperature, Power quality, Manual operating mechanism with mechanical closing, without Spring charging motor, Ready-to-close signal. switch, Auxiliary switches 2NO+2NC, without Closing coil (CC), manual operating mechanism with mechanical closing, without Remote trip alarm reset coil (RR), without 2nd shunt trip, without 1st Shunt trip | 112200 | 1 | Z\ | 1
3WA1110-4NE23-0AA0 |  | fixed-mounted circuit breaker, IEC 60947-2, size 1, 4-pole, N pole on right, In=1000 A up to 690 V AC 50/60 Hz, breaking capacity M Icu=85/66 kA at 500/690 V, tripping unit ETU600 LSI upgradeable, color display, Bluetooth, USB interface, basic protection LT, ST, INST, including protection of the N conductor (internal neutral point sensor available), trip alarm switch (1 x CO), front connection double hole, with internal voltage tap on upper stab of circuit breaker, with voltage tap module VTM680 and power supply of ETU600, able to communication, integrated metering type PMF-3 Advanced Power Monitor., Voltage, Energy, Power, Power factor, Frequency, Unbalance, Temperature, Power quality, Manual operating mechanism with mechanical closing, without Spring charging motor, Ready-to-close signal. switch, Auxiliary switches 2NO+2NC, without Closing coil (CC), manual operating mechanism with mechanical closing, without Remote trip alarm reset coil (RR), without 2nd shunt trip, without 1st Shunt trip | 119500 | 1 | Z\ | 1
3WA1110-4NE31-0AA0 |  | Withdrawable circuit breaker with guide frame, IEC 60947-2, frame size 1, 3-poles, In=1000A up to 690V AC 50/60Hz, breaking capacity M Icu=85/66kA at 500/690V, Trip unit ETU600 LSI upgrade ready , colordisplay, bluetooth and USB interface, Protection LT, ST, INST, N-protection required an external N-sensor, incl. trip alarm switch (1xCO), rear connection vertical, guide frame with shutter and w/o position signalling switch, with internal voltage tap on upper stab of circuit breaker, with voltage tap module VTM680 and power supply of ETU600, able to communication, integrated metering type PMF-3 Advanced Power Monitor., Voltage, Energy, Power, Power factor, Frequency, Unbalance, Temperature, Power quality, Manual operating mechanism with mechanical closing, without Spring charging motor, Ready-to-close signal. switch, Auxiliary switches 2NO+2NC, without Closing coil (CC), manual operating mechanism with mechanical closing, without Remote trip alarm reset coil (RR), without 2nd shunt trip, without 1st Shunt trip | 122200 | 1 | Z\ | 1
3WA1110-4NE32-0AA0 |  | Withdrawable circuit breaker with guide frame, IEC 60947-2, frame size 1, 3-poles, In=1000A up to 690V AC 50/60Hz, breaking capacity M Icu=85/66kA at 500/690V, Trip unit ETU600 LSI upgrade ready , colordisplay, bluetooth and USB interface, Protection LT, ST, INST, N-protection required an external N-sensor, incl. trip alarm switch (1xCO), rear connection horizontal, guide frame with shutter and w/o position signalling switch, with internal voltage tap on upper stab of circuit breaker, with voltage tap module VTM680 and power supply of ETU600, able to communication, integrated metering type PMF-3 Advanced Power Monitor., Voltage, Energy, Power, Power factor, Frequency, Unbalance, Temperature, Power quality, Manual operating mechanism with mechanical closing, without Spring charging motor, Ready-to-close signal. switch, Auxiliary switches 2NO+2NC, without Closing coil (CC), manual operating mechanism with mechanical closing, without Remote trip alarm reset coil (RR), without 2nd shunt trip, without 1st Shunt trip | 119300 | 1 | Z\ | 1
3WA1110-4NE33-0AA0 |  | Withdrawable circuit breaker with guide frame, IEC 60947-2, frame size 1, 3-poles, In=1000A up to 690V AC 50/60Hz, breaking capacity M Icu=85/66kA at 500/690V, Trip unit ETU600 LSI upgrade ready , colordisplay, bluetooth and USB interface, Protection LT, ST, INST, N-protection required an external N-sensor, incl. trip alarm switch (1xCO), front connection double hole, guide frame with shutter and w/o position signalling switch, with internal voltage tap on upper stab of circuit breaker, with voltage tap module VTM680 and power supply of ETU600, able to communication, integrated metering type PMF-3 Advanced Power Monitor., Voltage, Energy, Power, Power factor, Frequency, Unbalance, Temperature, Power quality, Manual operating mechanism with mechanical closing, without Spring charging motor, Ready-to-close signal. switch, Auxiliary switches 2NO+2NC, without Closing coil (CC), manual operating mechanism with mechanical closing, without Remote trip alarm reset coil (RR), without 2nd shunt trip, without 1st Shunt trip | 128100 | 1 | Z\ | 1
3WA1110-4NE34-0AA0 |  | Withdrawable circuit breaker with guide frame, IEC 60947-2, frame size 1, 3-poles, In=1000A up to 690V AC 50/60Hz, breaking capacity M Icu=85/66kA at 500/690V, Trip unit ETU600 LSI upgrade ready , colordisplay, bluetooth and USB interface, Protection LT, ST, INST, N-protection required an external N-sensor, incl. trip alarm switch (1xCO), rear connection flange, guide frame with shutter and w/o position signalling switch, with internal voltage tap on upper stab of circuit breaker, with voltage tap module VTM680 and power supply of ETU600, able to communication, integrated metering type PMF-3 Advanced Power Monitor., Voltage, Energy, Power, Power factor, Frequency, Unbalance, Temperature, Power quality, Manual operating mechanism with mechanical closing, without Spring charging motor, Ready-to-close signal. switch, Auxiliary switches 2NO+2NC, without Closing coil (CC), manual operating mechanism with mechanical closing, without Remote trip alarm reset coil (RR), without 2nd shunt trip, without 1st Shunt trip | 119300 | 1 | Z\ | 1
3WA1110-4NE41-0AA0 |  | Withdrawable circuit breaker with guide frame, IEC 60947-2, frame size 1, 4-poles, N-pole left, In=1000A up to 690V AC 50/60Hz, breaking capacity M Icu=85/66kA at 500/690V, Trip unit ETU600 LSI upgrade ready , colordisplay, bluetooth and USB interface, Protection LT, ST, INST, include N-protection, (internal N-sensor available), incl. trip alarm switch (1xCO), rear connection vertical, guide frame with shutter and w/o position signalling switch, with internal voltage tap on upper stab of circuit breaker, with voltage tap module VTM680 and power supply of ETU600, able to communication, integrated metering type PMF-3 Advanced Power Monitor., Voltage, Energy, Power, Power factor, Frequency, Unbalance, Temperature, Power quality, Manual operating mechanism with mechanical closing, without Spring charging motor, Ready-to-close signal. switch, Auxiliary switches 2NO+2NC, without Closing coil (CC), manual operating mechanism with mechanical closing, without Remote trip alarm reset coil (RR), without 2nd shunt trip, without 1st Shunt trip | 153100 | 1 | Z\ | 1
3WA1110-4NE42-0AA0 |  | Withdrawable circuit breaker with guide frame, IEC 60947-2, frame size 1, 4-poles, N-pole left, In=1000A up to 690V AC 50/60Hz, breaking capacity M Icu=85/66kA at 500/690V, Trip unit ETU600 LSI upgrade ready , colordisplay, bluetooth and USB interface, Protection LT, ST, INST, include N-protection, (internal N-sensor available), incl. trip alarm switch (1xCO), rear connection horizontal, guide frame with shutter and w/o position signalling switch, with internal voltage tap on upper stab of circuit breaker, with voltage tap module VTM680 and power supply of ETU600, able to communication, integrated metering type PMF-3 Advanced Power Monitor., Voltage, Energy, Power, Power factor, Frequency, Unbalance, Temperature, Power quality, Manual operating mechanism with mechanical closing, without Spring charging motor, Ready-to-close signal. switch, Auxiliary switches 2NO+2NC, without Closing coil (CC), manual operating mechanism with mechanical closing, without Remote trip alarm reset coil (RR), without 2nd shunt trip, without 1st Shunt trip | 150100 | 1 | Z\ | 1
3WA1110-4NE43-0AA0 |  | Withdrawable circuit breaker with guide frame, IEC 60947-2, frame size 1, 4-poles, N-pole left, In=1000A up to 690V AC 50/60Hz, breaking capacity M Icu=85/66kA at 500/690V, Trip unit ETU600 LSI upgrade ready , colordisplay, bluetooth and USB interface, Protection LT, ST, INST, include N-protection, (internal N-sensor available), incl. trip alarm switch (1xCO), front connection double hole, guide frame with shutter and w/o position signalling switch, with internal voltage tap on upper stab of circuit breaker, with voltage tap module VTM680 and power supply of ETU600, able to communication, integrated metering type PMF-3 Advanced Power Monitor., Voltage, Energy, Power, Power factor, Frequency, Unbalance, Temperature, Power quality, Manual operating mechanism with mechanical closing, without Spring charging motor, Ready-to-close signal. switch, Auxiliary switches 2NO+2NC, without Closing coil (CC), manual operating mechanism with mechanical closing, without Remote trip alarm reset coil (RR), without 2nd shunt trip, without 1st Shunt trip | 161100 | 1 | Z\ | 1
3WA1110-4NE44-0AA0 |  | Withdrawable circuit breaker with guide frame, IEC 60947-2, frame size 1, 4-poles, N-pole left, In=1000A up to 690V AC 50/60Hz, breaking capacity M Icu=85/66kA at 500/690V, Trip unit ETU600 LSI upgrade ready , colordisplay, bluetooth and USB interface, Protection LT, ST, INST, include N-protection, (internal N-sensor available), incl. trip alarm switch (1xCO), rear connection flange, guide frame with shutter and w/o position signalling switch, with internal voltage tap on upper stab of circuit breaker, with voltage tap module VTM680 and power supply of ETU600, able to communication, integrated metering type PMF-3 Advanced Power Monitor., Voltage, Energy, Power, Power factor, Frequency, Unbalance, Temperature, Power quality, Manual operating mechanism with mechanical closing, without Spring charging motor, Ready-to-close signal. switch, Auxiliary switches 2NO+2NC, without Closing coil (CC), manual operating mechanism with mechanical closing, without Remote trip alarm reset coil (RR), without 2nd shunt trip, without 1st Shunt trip | 150100 | 1 | Z\ | 1
3WA1110-4NF01-0AA0 |  | Fixed-mounted circuit breaker IEC 60947-2, frame size 1, 3-poles, In=1000A up to 690V AC 50/60Hz, breaking capacity M Icu=85/66kA at 500/690V, Trip unit ETU600 LSIG upgrade ready , colordisplay, bluetooth and USB interface, Protection LT, ST, INST, GFx, N-protection required an external N-sensor, incl. trip alarm switch (1xCO), rear connection vertical, with internal voltage tap on upper stab of circuit breaker, with voltage tap module VTM680 and power supply of ETU600, able to communication, integrated metering type PMF-3 Advanced Power Monitor., Voltage, Energy, Power, Power factor, Frequency, Unbalance, Temperature, Power quality, Manual operating mechanism with mechanical closing, without Spring charging motor, Ready-to-close signal. switch, Auxiliary switches 2NO+2NC, without Closing coil (CC), manual operating mechanism with mechanical closing, without Remote trip alarm reset coil (RR), without 2nd shunt trip, without 1st Shunt trip | 103300 | 1 | Z\ | 1
3WA1110-4NF02-0AA0 |  | Fixed-mounted circuit breaker IEC 60947-2, frame size 1, 3-poles, In=1000A up to 690V AC 50/60Hz, breaking capacity M Icu=85/66kA at 500/690V, Trip unit ETU600 LSIG upgrade ready , colordisplay, bluetooth and USB interface, Protection LT, ST, INST, GFx, N-protection required an external N-sensor, incl. trip alarm switch (1xCO), rear connection horizontal, with internal voltage tap on upper stab of circuit breaker, with voltage tap module VTM680 and power supply of ETU600, able to communication, integrated metering type PMF-3 Advanced Power Monitor., Voltage, Energy, Power, Power factor, Frequency, Unbalance, Temperature, Power quality, Manual operating mechanism with mechanical closing, without Spring charging motor, Ready-to-close signal. switch, Auxiliary switches 2NO+2NC, without Closing coil (CC), manual operating mechanism with mechanical closing, without Remote trip alarm reset coil (RR), without 2nd shunt trip, without 1st Shunt trip | 101500 | 1 | Z\ | 1
3WA1110-4NF03-0AA0 |  | Fixed-mounted circuit breaker IEC 60947-2, frame size 1, 3-poles, In=1000A up to 690V AC 50/60Hz, breaking capacity M Icu=85/66kA at 500/690V, Trip unit ETU600 LSIG upgrade ready , colordisplay, bluetooth and USB interface, Protection LT, ST, INST, GFx, N-protection required an external N-sensor, incl. trip alarm switch (1xCO), front connection double hole, with internal voltage tap on upper stab of circuit breaker, with voltage tap module VTM680 and power supply of ETU600, able to communication, integrated metering type PMF-3 Advanced Power Monitor., Voltage, Energy, Power, Power factor, Frequency, Unbalance, Temperature, Power quality, Manual operating mechanism with mechanical closing, without Spring charging motor, Ready-to-close signal. switch, Auxiliary switches 2NO+2NC, without Closing coil (CC), manual operating mechanism with mechanical closing, without Remote trip alarm reset coil (RR), without 2nd shunt trip, without 1st Shunt trip | 106900 | 1 | Z\ | 1
3WA1110-4NF11-0AA0 |  | Fixed-mounted circuit breaker IEC 60947-2, frame size 1, 4-poles, N-pole left, In=1000A up to 690V AC 50/60Hz, breaking capacity M Icu=85/66kA at 500/690V, Trip unit ETU600 LSIG upgrade ready , colordisplay, bluetooth and USB interface, Protection LT, ST, INST, GFx, include N-protection, (internal N-sensor available), incl. trip alarm switch (1xCO), rear connection vertical, with internal voltage tap on upper stab of circuit breaker, with voltage tap module VTM680 and power supply of ETU600, able to communication, integrated metering type PMF-3 Advanced Power Monitor., Voltage, Energy, Power, Power factor, Frequency, Unbalance, Temperature, Power quality, Manual operating mechanism with mechanical closing, without Spring charging motor, Ready-to-close signal. switch, Auxiliary switches 2NO+2NC, without Closing coil (CC), manual operating mechanism with mechanical closing, without Remote trip alarm reset coil (RR), without 2nd shunt trip, without 1st Shunt trip | 125100 | 1 | Z\ | 1
3WA1110-4NF12-0AA0 |  | Fixed-mounted circuit breaker IEC 60947-2, frame size 1, 4-poles, N-pole left, In=1000A up to 690V AC 50/60Hz, breaking capacity M Icu=85/66kA at 500/690V, Trip unit ETU600 LSIG upgrade ready , colordisplay, bluetooth and USB interface, Protection LT, ST, INST, GFx, include N-protection, (internal N-sensor available), incl. trip alarm switch (1xCO), rear connection horizontal, with internal voltage tap on upper stab of circuit breaker, with voltage tap module VTM680 and power supply of ETU600, able to communication, integrated metering type PMF-3 Advanced Power Monitor., Voltage, Energy, Power, Power factor, Frequency, Unbalance, Temperature, Power quality, Manual operating mechanism with mechanical closing, without Spring charging motor, Ready-to-close signal. switch, Auxiliary switches 2NO+2NC, without Closing coil (CC), manual operating mechanism with mechanical closing, without Remote trip alarm reset coil (RR), without 2nd shunt trip, without 1st Shunt trip | 122900 | 1 | Z\ | 1
3WA1110-4NF13-0AA0 |  | Fixed-mounted circuit breaker IEC 60947-2, frame size 1, 4-poles, N-pole left, In=1000A up to 690V AC 50/60Hz, breaking capacity M Icu=85/66kA at 500/690V, Trip unit ETU600 LSIG upgrade ready , colordisplay, bluetooth and USB interface, Protection LT, ST, INST, GFx, include N-protection, (internal N-sensor available), incl. trip alarm switch (1xCO), front connection double hole, with internal voltage tap on upper stab of circuit breaker, with voltage tap module VTM680 and power supply of ETU600, able to communication, integrated metering type PMF-3 Advanced Power Monitor., Voltage, Energy, Power, Power factor, Frequency, Unbalance, Temperature, Power quality, Manual operating mechanism with mechanical closing, without Spring charging motor, Ready-to-close signal. switch, Auxiliary switches 2NO+2NC, without Closing coil (CC), manual operating mechanism with mechanical closing, without Remote trip alarm reset coil (RR), without 2nd shunt trip, without 1st Shunt trip | 130100 | 1 | Z\ | 1
3WA1110-4NF21-0AA0 |  | fixed-mounted circuit breaker, IEC 60947-2, size 1, 4-pole, N pole on right, In=1000 A up to 690 V AC 50/60 Hz, breaking capacity M Icu=85/66 kA at 500/690 V, tripping unit ETU600 LSIG upgradeable, color display, Bluetooth, USB interface, basic protection LT, ST, INST, GFx, including protection of the N conductor (internal neutral point sensor available), trip alarm switch (1 x CO), connection at rear vertical, with internal voltage tap on upper stab of circuit breaker, with voltage tap module VTM680 and power supply of ETU600, able to communication, integrated metering type PMF-3 Advanced Power Monitor., Voltage, Energy, Power, Power factor, Frequency, Unbalance, Temperature, Power quality, Manual operating mechanism with mechanical closing, without Spring charging motor, Ready-to-close signal. switch, Auxiliary switches 2NO+2NC, without Closing coil (CC), manual operating mechanism with mechanical closing, without Remote trip alarm reset coil (RR), without 2nd shunt trip, without 1st Shunt trip | 125100 | 1 | Z\ | 1
3WA1110-4NF22-0AA0 |  | fixed-mounted circuit breaker, IEC 60947-2, size 1, 4-pole, N pole on right, In=1000 A up to 690 V AC 50/60 Hz, breaking capacity M Icu=85/66 kA at 500/690 V, tripping unit ETU600 LSIG upgradeable, color display, Bluetooth, USB interface, basic protection LT, ST, INST, GFx, including protection of the N conductor (internal neutral point sensor available), trip alarm switch (1 x CO), connection at rear horizontal with internal voltage tap on upper stab of circuit breaker, with voltage tap module VTM680 and power supply of ETU600, able to communication, integrated metering type PMF-3 Advanced Power Monitor., Voltage, Energy, Power, Power factor, Frequency, Unbalance, Temperature, Power quality, Manual operating mechanism with mechanical closing, without Spring charging motor, Ready-to-close signal. switch, Auxiliary switches 2NO+2NC, without Closing coil (CC), manual operating mechanism with mechanical closing, without Remote trip alarm reset coil (RR), without 2nd shunt trip, without 1st Shunt trip | 122900 | 1 | Z\ | 1
3WA1110-4NF23-0AA0 |  | fixed-mounted circuit breaker, IEC 60947-2, size 1, 4-pole, N pole on right, In=1000 A up to 690 V AC 50/60 Hz, breaking capacity M Icu=85/66 kA at 500/690 V, tripping unit ETU600 LSIG upgradeable, color display, Bluetooth, USB interface, basic protection LT, ST, INST, GFx, including protection of the N conductor (internal neutral point sensor available), trip alarm switch (1 x CO), front connection double hole, with internal voltage tap on upper stab of circuit breaker, with voltage tap module VTM680 and power supply of ETU600, able to communication, integrated metering type PMF-3 Advanced Power Monitor., Voltage, Energy, Power, Power factor, Frequency, Unbalance, Temperature, Power quality, Manual operating mechanism with mechanical closing, without Spring charging motor, Ready-to-close signal. switch, Auxiliary switches 2NO+2NC, without Closing coil (CC), manual operating mechanism with mechanical closing, without Remote trip alarm reset coil (RR), without 2nd shunt trip, without 1st Shunt trip | 130100 | 1 | Z\ | 1
3WA1110-4NF31-0AA0 |  | Withdrawable circuit breaker with guide frame, IEC 60947-2, frame size 1, 3-poles, In=1000A up to 690V AC 50/60Hz, breaking capacity M Icu=85/66kA at 500/690V, Trip unit ETU600 LSIG upgrade ready , colordisplay, bluetooth and USB interface, Protection LT, ST, INST, GFx, N-protection required an external N-sensor, incl. trip alarm switch (1xCO), rear connection vertical, guide frame with shutter and w/o position signalling switch, with internal voltage tap on upper stab of circuit breaker, with voltage tap module VTM680 and power supply of ETU600, able to communication, integrated metering type PMF-3 Advanced Power Monitor., Voltage, Energy, Power, Power factor, Frequency, Unbalance, Temperature, Power quality, Manual operating mechanism with mechanical closing, without Spring charging motor, Ready-to-close signal. switch, Auxiliary switches 2NO+2NC, without Closing coil (CC), manual operating mechanism with mechanical closing, without Remote trip alarm reset coil (RR), without 2nd shunt trip, without 1st Shunt trip | 133100 | 1 | Z\ | 1
3WA1110-4NF32-0AA0 |  | Withdrawable circuit breaker with guide frame, IEC 60947-2, frame size 1, 3-poles, In=1000A up to 690V AC 50/60Hz, breaking capacity M Icu=85/66kA at 500/690V, Trip unit ETU600 LSIG upgrade ready , colordisplay, bluetooth and USB interface, Protection LT, ST, INST, GFx, N-protection required an external N-sensor, incl. trip alarm switch (1xCO), rear connection horizontal, guide frame with shutter and w/o position signalling switch, with internal voltage tap on upper stab of circuit breaker, with voltage tap module VTM680 and power supply of ETU600, able to communication, integrated metering type PMF-3 Advanced Power Monitor., Voltage, Energy, Power, Power factor, Frequency, Unbalance, Temperature, Power quality, Manual operating mechanism with mechanical closing, without Spring charging motor, Ready-to-close signal. switch, Auxiliary switches 2NO+2NC, without Closing coil (CC), manual operating mechanism with mechanical closing, without Remote trip alarm reset coil (RR), without 2nd shunt trip, without 1st Shunt trip | 130100 | 1 | Z\ | 1
3WA1110-4NF33-0AA0 |  | Withdrawable circuit breaker with guide frame, IEC 60947-2, frame size 1, 3-poles, In=1000A up to 690V AC 50/60Hz, breaking capacity M Icu=85/66kA at 500/690V, Trip unit ETU600 LSIG upgrade ready , colordisplay, bluetooth and USB interface, Protection LT, ST, INST, GFx, N-protection required an external N-sensor, incl. trip alarm switch (1xCO), front connection double hole, guide frame with shutter and w/o position signalling switch, with internal voltage tap on upper stab of circuit breaker, with voltage tap module VTM680 and power supply of ETU600, able to communication, integrated metering type PMF-3 Advanced Power Monitor., Voltage, Energy, Power, Power factor, Frequency, Unbalance, Temperature, Power quality, Manual operating mechanism with mechanical closing, without Spring charging motor, Ready-to-close signal. switch, Auxiliary switches 2NO+2NC, without Closing coil (CC), manual operating mechanism with mechanical closing, without Remote trip alarm reset coil (RR), without 2nd shunt trip, without 1st Shunt trip | 138100 | 1 | Z\ | 1
3WA1110-4NF34-0AA0 |  | Withdrawable circuit breaker with guide frame, IEC 60947-2, frame size 1, 3-poles, In=1000A up to 690V AC 50/60Hz, breaking capacity M Icu=85/66kA at 500/690V, Trip unit ETU600 LSIG upgrade ready , colordisplay, bluetooth and USB interface, Protection LT, ST, INST, GFx, N-protection required an external N-sensor, incl. trip alarm switch (1xCO), rear connection flange, guide frame with shutter and w/o position signalling switch, with internal voltage tap on upper stab of circuit breaker, with voltage tap module VTM680 and power supply of ETU600, able to communication, integrated metering type PMF-3 Advanced Power Monitor., Voltage, Energy, Power, Power factor, Frequency, Unbalance, Temperature, Power quality, Manual operating mechanism with mechanical closing, without Spring charging motor, Ready-to-close signal. switch, Auxiliary switches 2NO+2NC, without Closing coil (CC), manual operating mechanism with mechanical closing, without Remote trip alarm reset coil (RR), without 2nd shunt trip, without 1st Shunt trip | 130100 | 1 | Z\ | 1
3WA1110-4NF41-0AA0 |  | Withdrawable circuit breaker with guide frame, IEC 60947-2, frame size 1, 4-poles, N-pole left, In=1000A up to 690V AC 50/60Hz, breaking capacity M Icu=85/66kA at 500/690V, Trip unit ETU600 LSIG upgrade ready , colordisplay, bluetooth and USB interface, Protection LT, ST, INST, GFx, include N-protection, (internal N-sensor available), incl. trip alarm switch (1xCO), rear connection vertical, guide frame with shutter and w/o position signalling switch, with internal voltage tap on upper stab of circuit breaker, with voltage tap module VTM680 and power supply of ETU600, able to communication, integrated metering type PMF-3 Advanced Power Monitor., Voltage, Energy, Power, Power factor, Frequency, Unbalance, Temperature, Power quality, Manual operating mechanism with mechanical closing, without Spring charging motor, Ready-to-close signal. switch, Auxiliary switches 2NO+2NC, without Closing coil (CC), manual operating mechanism with mechanical closing, without Remote trip alarm reset coil (RR), without 2nd shunt trip, without 1st Shunt trip | 164100 | 1 | Z\ | 1
3WA1110-4NF42-0AA0 |  | Withdrawable circuit breaker with guide frame, IEC 60947-2, frame size 1, 4-poles, N-pole left, In=1000A up to 690V AC 50/60Hz, breaking capacity M Icu=85/66kA at 500/690V, Trip unit ETU600 LSIG upgrade ready , colordisplay, bluetooth and USB interface, Protection LT, ST, INST, GFx, include N-protection, (internal N-sensor available), incl. trip alarm switch (1xCO), rear connection horizontal, guide frame with shutter and w/o position signalling switch, with internal voltage tap on upper stab of circuit breaker, with voltage tap module VTM680 and power supply of ETU600, able to communication, integrated metering type PMF-3 Advanced Power Monitor., Voltage, Energy, Power, Power factor, Frequency, Unbalance, Temperature, Power quality, Manual operating mechanism with mechanical closing, without Spring charging motor, Ready-to-close signal. switch, Auxiliary switches 2NO+2NC, without Closing coil (CC), manual operating mechanism with mechanical closing, without Remote trip alarm reset coil (RR), without 2nd shunt trip, without 1st Shunt trip | 160100 | 1 | Z\ | 1
3WA1110-4NF43-0AA0 |  | Withdrawable circuit breaker with guide frame, IEC 60947-2, frame size 1, 4-poles, N-pole left, In=1000A up to 690V AC 50/60Hz, breaking capacity M Icu=85/66kA at 500/690V, Trip unit ETU600 LSIG upgrade ready , colordisplay, bluetooth and USB interface, Protection LT, ST, INST, GFx, include N-protection, (internal N-sensor available), incl. trip alarm switch (1xCO), front connection double hole, guide frame with shutter and w/o position signalling switch, with internal voltage tap on upper stab of circuit breaker, with voltage tap module VTM680 and power supply of ETU600, able to communication, integrated metering type PMF-3 Advanced Power Monitor., Voltage, Energy, Power, Power factor, Frequency, Unbalance, Temperature, Power quality, Manual operating mechanism with mechanical closing, without Spring charging motor, Ready-to-close signal. switch, Auxiliary switches 2NO+2NC, without Closing coil (CC), manual operating mechanism with mechanical closing, without Remote trip alarm reset coil (RR), without 2nd shunt trip, without 1st Shunt trip | 172100 | 1 | Z\ | 1
3WA1110-4NF44-0AA0 |  | Withdrawable circuit breaker with guide frame, IEC 60947-2, frame size 1, 4-poles, N-pole left, In=1000A up to 690V AC 50/60Hz, breaking capacity M Icu=85/66kA at 500/690V, Trip unit ETU600 LSIG upgrade ready , colordisplay, bluetooth and USB interface, Protection LT, ST, INST, GFx, include N-protection, (internal N-sensor available), incl. trip alarm switch (1xCO), rear connection flange, guide frame with shutter and w/o position signalling switch, with internal voltage tap on upper stab of circuit breaker, with voltage tap module VTM680 and power supply of ETU600, able to communication, integrated metering type PMF-3 Advanced Power Monitor., Voltage, Energy, Power, Power factor, Frequency, Unbalance, Temperature, Power quality, Manual operating mechanism with mechanical closing, without Spring charging motor, Ready-to-close signal. switch, Auxiliary switches 2NO+2NC, without Closing coil (CC), manual operating mechanism with mechanical closing, without Remote trip alarm reset coil (RR), without 2nd shunt trip, without 1st Shunt trip | 160100 | 1 | Z\ | 1
3WA1110-5AB01-0AA0 |  | fixed-mounted circuit breaker, IEC 60947-2, size 1, 3-pole, In=1000 A up to 690 V AC 50/60 Hz, breaking capacity H Icu=100/66 kA at 500/690 V, ETU300 LSI electronic trip unit optimized for standard applications, without display, basic protection LT, ST, INST, neutral conductor protection requires an external neutral point current sensor, trip alarm switch (1 x CO), connection at rear vertical, without Com & metering function Manual operating mechanism with mechanical closing, without Spring charging motor, Ready-to-close signal. switch, Auxiliary switches 2NO+2NC, without Closing coil (CC), manual operating mechanism with mechanical closing, without Remote trip alarm reset coil (RR), without 2nd shunt trip, without 1st Shunt trip | 71700 | 1 | Z\ | 1
3WA1110-5AB02-0AA0 |  | fixed-mounted circuit breaker, IEC 60947-2, size 1, 3-pole, In=1000 A up to 690 V AC 50/60 Hz, breaking capacity H Icu=100/66 kA at 500/690 V, ETU300 LSI electronic trip unit optimized for standard applications, without display, basic protection LT, ST, INST, neutral conductor protection requires an external neutral point current sensor, trip alarm switch (1 x CO), connection at rear horizontal without Com & metering function Manual operating mechanism with mechanical closing, without Spring charging motor, Ready-to-close signal. switch, Auxiliary switches 2NO+2NC, without Closing coil (CC), manual operating mechanism with mechanical closing, without Remote trip alarm reset coil (RR), without 2nd shunt trip, without 1st Shunt trip | 69800 | 1 | Z\ | 1
3WA1110-5AB11-0AA0 |  | fixed-mounted circuit breaker, IEC 60947-2, size 1, 4-pole, N pole on left, In=1000 A up to 690 V AC 50/60 Hz, breaking capacity H Icu=100/66 kA at 500/690 V, ETU300 LSI electronic trip unit optimized for standard applications, without display, basic protection LT, ST, INST, including protection of the N conductor (internal neutral point sensor available) trip alarm switch (1 x CO), connection at rear vertical, without Com & metering function Manual operating mechanism with mechanical closing, without Spring charging motor, Ready-to-close signal. switch, Auxiliary switches 2NO+2NC, without Closing coil (CC), manual operating mechanism with mechanical closing, without Remote trip alarm reset coil (RR), without 2nd shunt trip, without 1st Shunt trip | 96200 | 1 | Z\ | 1
3WA1110-5AB12-0AA0 |  | fixed-mounted circuit breaker, IEC 60947-2, size 1, 4-pole, N pole on left, In=1000 A up to 690 V AC 50/60 Hz, breaking capacity H Icu=100/66 kA at 500/690 V, ETU300 LSI electronic trip unit optimized for standard applications, without display, basic protection LT, ST, INST, including protection of the N conductor (internal neutral point sensor available) trip alarm switch (1 x CO), connection at rear horizontal without Com & metering function Manual operating mechanism with mechanical closing, without Spring charging motor, Ready-to-close signal. switch, Auxiliary switches 2NO+2NC, without Closing coil (CC), manual operating mechanism with mechanical closing, without Remote trip alarm reset coil (RR), without 2nd shunt trip, without 1st Shunt trip | 93800 | 1 | Z\ | 1
3WA1110-5AB21-0AA0 |  | fixed-mounted circuit breaker, IEC 60947-2, size 1, 4-pole, N pole on right, In=1000 A up to 690 V AC 50/60 Hz, breaking capacity H Icu=100/66 kA at 500/690 V, ETU300 LSI electronic trip unit optimized for standard applications, without display, basic protection LT, ST, INST, including protection of the N conductor (internal neutral point sensor available) trip alarm switch (1 x CO), connection at rear vertical, without Com & metering function Manual operating mechanism with mechanical closing, without Spring charging motor, Ready-to-close signal. switch, Auxiliary switches 2NO+2NC, without Closing coil (CC), manual operating mechanism with mechanical closing, without Remote trip alarm reset coil (RR), without 2nd shunt trip, without 1st Shunt trip | 96200 | 1 | Z\ | 1
3WA1110-5AB22-0AA0 |  | fixed-mounted circuit breaker, IEC 60947-2, size 1, 4-pole, N pole on right, In=1000 A up to 690 V AC 50/60 Hz, breaking capacity H Icu=100/66 kA at 500/690 V, ETU300 LSI electronic trip unit optimized for standard applications, without display, basic protection LT, ST, INST, including protection of the N conductor (internal neutral point sensor available) trip alarm switch (1 x CO), connection at rear horizontal without Com & metering function Manual operating mechanism with mechanical closing, without Spring charging motor, Ready-to-close signal. switch, Auxiliary switches 2NO+2NC, without Closing coil (CC), manual operating mechanism with mechanical closing, without Remote trip alarm reset coil (RR), without 2nd shunt trip, without 1st Shunt trip | 93800 | 1 | Z\ | 1
3WA1110-5AB31-0AA0 |  | withdrawable circuit breaker, with guide frame, IEC 60947-2, size 1, 3-pole, In=1000 A up to 690 V AC 50/60 Hz, breaking capacity H Icu=100/66 kA at 500/690 V, ETU300 LSI electronic trip unit optimized for standard applications, without display, basic protection LT, ST, INST, neutral conductor protection requires an external neutral point current sensor, trip alarm switch (1 x CO), connection at rear vertical, guide frame with shutter, without position signaling switch without Com & metering function Manual operating mechanism with mechanical closing, without Spring charging motor, Ready-to-close signal. switch, Auxiliary switches 2NO+2NC, without Closing coil (CC), manual operating mechanism with mechanical closing, without Remote trip alarm reset coil (RR), without 2nd shunt trip, without 1st Shunt trip | 105000 | 1 | Z\ | 1
3WA1110-5AB32-0AA0 |  | withdrawable circuit breaker, with guide frame, IEC 60947-2, size 1, 3-pole, In=1000 A up to 690 V AC 50/60 Hz, breaking capacity H Icu=100/66 kA at 500/690 V, ETU300 LSI electronic trip unit optimized for standard applications, without display, basic protection LT, ST, INST, neutral conductor protection requires an external neutral point current sensor, trip alarm switch (1 x CO), connection at rear horizontal guide frame with shutter, without position signaling switch without Com & metering function Manual operating mechanism with mechanical closing, without Spring charging motor, Ready-to-close signal. switch, Auxiliary switches 2NO+2NC, without Closing coil (CC), manual operating mechanism with mechanical closing, without Remote trip alarm reset coil (RR), without 2nd shunt trip, without 1st Shunt trip | 102000 | 1 | Z\ | 1
3WA1110-5AB34-0AA0 |  | withdrawable circuit breaker, with guide frame, IEC 60947-2, size 1, 3-pole, In=1000 A up to 690 V AC 50/60 Hz, breaking capacity H Icu=100/66 kA at 500/690 V, ETU300 LSI electronic trip unit optimized for standard applications, without display, basic protection LT, ST, INST, neutral conductor protection requires an external neutral point current sensor, trip alarm switch (1 x CO), connection at rear flange, guide frame with shutter, without position signaling switch without Com & metering function Manual operating mechanism with mechanical closing, without Spring charging motor, Ready-to-close signal. switch, Auxiliary switches 2NO+2NC, without Closing coil (CC), manual operating mechanism with mechanical closing, without Remote trip alarm reset coil (RR), without 2nd shunt trip, without 1st Shunt trip | 102000 | 1 | Z\ | 1
3WA1110-5AB41-0AA0 |  | withdrawable circuit breaker, with guide frame, IEC 60947-2, size 1, 4-pole, N pole on left, In=1000 A up to 690 V AC 50/60 Hz, breaking capacity H Icu=100/66 kA at 500/690 V, ETU300 LSI electronic trip unit optimized for standard applications, without display, basic protection LT, ST, INST, including protection of the N conductor (internal neutral point sensor available) trip alarm switch (1 x CO), connection at rear vertical, guide frame with shutter, without position signaling switch without Com & metering function Manual operating mechanism with mechanical closing, without Spring charging motor, Ready-to-close signal. switch, Auxiliary switches 2NO+2NC, without Closing coil (CC), manual operating mechanism with mechanical closing, without Remote trip alarm reset coil (RR), without 2nd shunt trip, without 1st Shunt trip | 140000 | 1 | Z\ | 1
3WA1110-5AB42-0AA0 |  | withdrawable circuit breaker, with guide frame, IEC 60947-2, size 1, 4-pole, N pole on left, In=1000 A up to 690 V AC 50/60 Hz, breaking capacity H Icu=100/66 kA at 500/690 V, ETU300 LSI electronic trip unit optimized for standard applications, without display, basic protection LT, ST, INST, including protection of the N conductor (internal neutral point sensor available) trip alarm switch (1 x CO), connection at rear horizontal guide frame with shutter, without position signaling switch without Com & metering function Manual operating mechanism with mechanical closing, without Spring charging motor, Ready-to-close signal. switch, Auxiliary switches 2NO+2NC, without Closing coil (CC), manual operating mechanism with mechanical closing, without Remote trip alarm reset coil (RR), without 2nd shunt trip, without 1st Shunt trip | 136000 | 1 | Z\ | 1
3WA1110-5AB44-0AA0 |  | withdrawable circuit breaker, with guide frame, IEC 60947-2, size 1, 4-pole, N pole on left, In=1000 A up to 690 V AC 50/60 Hz, breaking capacity H Icu=100/66 kA at 500/690 V, ETU300 LSI electronic trip unit optimized for standard applications, without display, basic protection LT, ST, INST, including protection of the N conductor (internal neutral point sensor available) trip alarm switch (1 x CO), connection at rear flange, guide frame with shutter, without position signaling switch without Com & metering function Manual operating mechanism with mechanical closing, without Spring charging motor, Ready-to-close signal. switch, Auxiliary switches 2NO+2NC, without Closing coil (CC), manual operating mechanism with mechanical closing, without Remote trip alarm reset coil (RR), without 2nd shunt trip, without 1st Shunt trip | 136000 | 1 | Z\ | 1
3WA1110-5AC01-0AA0 |  | fixed-mounted circuit breaker, IEC 60947-2, size 1, 3-pole, In=1000 A up to 690 V AC 50/60 Hz, breaking capacity H Icu=100/66 kA at 500/690 V, ETU300 LSI G electronic trip unit optimized for standard applications, without display, basic protection LT, ST, INST, GF, neutral conductor protection requires an external neutral point current sensor, trip alarm switch (1 x CO), connection at rear vertical, without Com & metering function Manual operating mechanism with mechanical closing, without Spring charging motor, Ready-to-close signal. switch, Auxiliary switches 2NO+2NC, without Closing coil (CC), manual operating mechanism with mechanical closing, without Remote trip alarm reset coil (RR), without 2nd shunt trip, without 1st Shunt trip | 77800 | 1 | Z\ | 1
3WA1110-5AC02-0AA0 |  | fixed-mounted circuit breaker, IEC 60947-2, size 1, 3-pole, In=1000 A up to 690 V AC 50/60 Hz, breaking capacity H Icu=100/66 kA at 500/690 V, ETU300 LSI G electronic trip unit optimized for standard applications, without display, basic protection LT, ST, INST, GF, neutral conductor protection requires an external neutral point current sensor, trip alarm switch (1 x CO), connection at rear horizontal without Com & metering function Manual operating mechanism with mechanical closing, without Spring charging motor, Ready-to-close signal. switch, Auxiliary switches 2NO+2NC, without Closing coil (CC), manual operating mechanism with mechanical closing, without Remote trip alarm reset coil (RR), without 2nd shunt trip, without 1st Shunt trip | 76000 | 1 | Z\ | 1
3WA1110-5AC11-0AA0 |  | fixed-mounted circuit breaker, IEC 60947-2, size 1, 4-pole, N pole on left, In=1000 A up to 690 V AC 50/60 Hz, breaking capacity H Icu=100/66 kA at 500/690 V, ETU300 LSI G electronic trip unit optimized for standard applications, without display, basic protection LT, ST, INST, GF, including protection of the N conductor (internal neutral point sensor available), trip alarm switch (1 x CO), connection at rear vertical, without Com & metering function Manual operating mechanism with mechanical closing, without Spring charging motor, Ready-to-close signal. switch, Auxiliary switches 2NO+2NC, without Closing coil (CC), manual operating mechanism with mechanical closing, without Remote trip alarm reset coil (RR), without 2nd shunt trip, without 1st Shunt trip | 102000 | 1 | Z\ | 1
3WA1110-5AC12-0AA0 |  | fixed-mounted circuit breaker, IEC 60947-2, size 1, 4-pole, N pole on left, In=1000 A up to 690 V AC 50/60 Hz, breaking capacity H Icu=100/66 kA at 500/690 V, ETU300 LSI G electronic trip unit optimized for standard applications, without display, basic protection LT, ST, INST, GF, including protection of the N conductor (internal neutral point sensor available), trip alarm switch (1 x CO), connection at rear horizontal without Com & metering function Manual operating mechanism with mechanical closing, without Spring charging motor, Ready-to-close signal. switch, Auxiliary switches 2NO+2NC, without Closing coil (CC), manual operating mechanism with mechanical closing, without Remote trip alarm reset coil (RR), without 2nd shunt trip, without 1st Shunt trip | 100000 | 1 | Z\ | 1
3WA1110-5AC21-0AA0 |  | fixed-mounted circuit breaker, IEC 60947-2, size 1, 4-pole, N pole on right, In=1000 A up to 690 V AC 50/60 Hz, breaking capacity H Icu=100/66 kA at 500/690 V, ETU300 LSI G electronic trip unit optimized for standard applications, without display, basic protection LT, ST, INST, GF, including protection of the N conductor (internal neutral point sensor available), trip alarm switch (1 x CO), connection at rear vertical, without Com & metering function Manual operating mechanism with mechanical closing, without Spring charging motor, Ready-to-close signal. switch, Auxiliary switches 2NO+2NC, without Closing coil (CC), manual operating mechanism with mechanical closing, without Remote trip alarm reset coil (RR), without 2nd shunt trip, without 1st Shunt trip | 102000 | 1 | Z\ | 1
3WA1110-5AC22-0AA0 |  | fixed-mounted circuit breaker, IEC 60947-2, size 1, 4-pole, N pole on right, In=1000 A up to 690 V AC 50/60 Hz, breaking capacity H Icu=100/66 kA at 500/690 V, ETU300 LSI G electronic trip unit optimized for standard applications, without display, basic protection LT, ST, INST, GF, including protection of the N conductor (internal neutral point sensor available), trip alarm switch (1 x CO), connection at rear horizontal without Com & metering function Manual operating mechanism with mechanical closing, without Spring charging motor, Ready-to-close signal. switch, Auxiliary switches 2NO+2NC, without Closing coil (CC), manual operating mechanism with mechanical closing, without Remote trip alarm reset coil (RR), without 2nd shunt trip, without 1st Shunt trip | 100000 | 1 | Z\ | 1
3WA1110-5AC31-0AA0 |  | withdrawable circuit breaker, with guide frame, IEC 60947-2, size 1, 3-pole, In=1000 A up to 690 V AC 50/60 Hz, breaking capacity H Icu=100/66 kA at 500/690 V, ETU300 LSI G electronic trip unit optimized for standard applications, without display, basic protection LT, ST, INST, GF, neutral conductor protection requires an external neutral point current sensor, trip alarm switch (1 x CO), connection at rear vertical, guide frame with shutter, without position signaling switch without Com & metering function Manual operating mechanism with mechanical closing, without Spring charging motor, Ready-to-close signal. switch, Auxiliary switches 2NO+2NC, without Closing coil (CC), manual operating mechanism with mechanical closing, without Remote trip alarm reset coil (RR), without 2nd shunt trip, without 1st Shunt trip | 111000 | 1 | Z\ | 1
3WA1110-5AC32-0AA0 |  | withdrawable circuit breaker, with guide frame, IEC 60947-2, size 1, 3-pole, In=1000 A up to 690 V AC 50/60 Hz, breaking capacity H Icu=100/66 kA at 500/690 V, ETU300 LSI G electronic trip unit optimized for standard applications, without display, basic protection LT, ST, INST, GF, neutral conductor protection requires an external neutral point current sensor, trip alarm switch (1 x CO), connection at rear horizontal guide frame with shutter, without position signaling switch without Com & metering function Manual operating mechanism with mechanical closing, without Spring charging motor, Ready-to-close signal. switch, Auxiliary switches 2NO+2NC, without Closing coil (CC), manual operating mechanism with mechanical closing, without Remote trip alarm reset coil (RR), without 2nd shunt trip, without 1st Shunt trip | 108000 | 1 | Z\ | 1
3WA1110-5AC34-0AA0 |  | withdrawable circuit breaker, with guide frame, IEC 60947-2, size 1, 3-pole, In=1000 A up to 690 V AC 50/60 Hz, breaking capacity H Icu=100/66 kA at 500/690 V, ETU300 LSI G electronic trip unit optimized for standard applications, without display, basic protection LT, ST, INST, GF, neutral conductor protection requires an external neutral point current sensor, trip alarm switch (1 x CO), connection at rear flange, guide frame with shutter, without position signaling switch without Com & metering function Manual operating mechanism with mechanical closing, without Spring charging motor, Ready-to-close signal. switch, Auxiliary switches 2NO+2NC, without Closing coil (CC), manual operating mechanism with mechanical closing, without Remote trip alarm reset coil (RR), without 2nd shunt trip, without 1st Shunt trip | 108000 | 1 | Z\ | 1
3WA1110-5AC41-0AA0 |  | withdrawable circuit breaker, with guide frame, IEC 60947-2, size 1, 4-pole, N pole on left, In=1000 A up to 690 V AC 50/60 Hz, breaking capacity H Icu=100/66 kA at 500/690 V, ETU300 LSI G electronic trip unit optimized for standard applications, without display, basic protection LT, ST, INST, GF, including protection of the N conductor (internal neutral point sensor available), trip alarm switch (1 x CO), connection at rear vertical, guide frame with shutter, without position signaling switch without Com & metering function Manual operating mechanism with mechanical closing, without Spring charging motor, Ready-to-close signal. switch, Auxiliary switches 2NO+2NC, without Closing coil (CC), manual operating mechanism with mechanical closing, without Remote trip alarm reset coil (RR), without 2nd shunt trip, without 1st Shunt trip | 146000 | 1 | Z\ | 1
3WA1110-5AC42-0AA0 |  | withdrawable circuit breaker, with guide frame, IEC 60947-2, size 1, 4-pole, N pole on left, In=1000 A up to 690 V AC 50/60 Hz, breaking capacity H Icu=100/66 kA at 500/690 V, ETU300 LSI G electronic trip unit optimized for standard applications, without display, basic protection LT, ST, INST, GF, including protection of the N conductor (internal neutral point sensor available), trip alarm switch (1 x CO), connection at rear horizontal guide frame with shutter, without position signaling switch without Com & metering function Manual operating mechanism with mechanical closing, without Spring charging motor, Ready-to-close signal. switch, Auxiliary switches 2NO+2NC, without Closing coil (CC), manual operating mechanism with mechanical closing, without Remote trip alarm reset coil (RR), without 2nd shunt trip, without 1st Shunt trip | 142000 | 1 | Z\ | 1
3WA1110-5AC44-0AA0 |  | withdrawable circuit breaker, with guide frame, IEC 60947-2, size 1, 4-pole, N pole on left, In=1000 A up to 690 V AC 50/60 Hz, breaking capacity H Icu=100/66 kA at 500/690 V, ETU300 LSI G electronic trip unit optimized for standard applications, without display, basic protection LT, ST, INST, GF, including protection of the N conductor (internal neutral point sensor available), trip alarm switch (1 x CO), connection at rear flange, guide frame with shutter, without position signaling switch without Com & metering function Manual operating mechanism with mechanical closing, without Spring charging motor, Ready-to-close signal. switch, Auxiliary switches 2NO+2NC, without Closing coil (CC), manual operating mechanism with mechanical closing, without Remote trip alarm reset coil (RR), without 2nd shunt trip, without 1st Shunt trip | 142000 | 1 | Z\ | 1
3WA1110-5AE01-0AA0 |  | fixed-mounted circuit breaker, IEC 60947-2, size 1, 3-pole, In=1000 A up to 690 V AC 50/60 Hz, breaking capacity H Icu=100/66 kA at 500/690 V, ETU600 LSI electronic trip unit upgradeable, color display, Bluetooth, USB interface, basic protection LT, ST, INST, neutral conductor protection requires an external neutral point current sensor, trip alarm switch (1 x CO), connection at rear vertical, without Com & metering function Manual operating mechanism with mechanical closing, without Spring charging motor, Ready-to-close signal. switch, Auxiliary switches 2NO+2NC, without Closing coil (CC), manual operating mechanism with mechanical closing, without Remote trip alarm reset coil (RR), without 2nd shunt trip, without 1st Shunt trip | 76700 | 1 | Z\ | 1
3WA1110-5AE02-0AA0 |  | fixed-mounted circuit breaker, IEC 60947-2, size 1, 3-pole, In=1000 A up to 690 V AC 50/60 Hz, breaking capacity H Icu=100/66 kA at 500/690 V, ETU600 LSI electronic trip unit upgradeable, color display, Bluetooth, USB interface, basic protection LT, ST, INST, neutral conductor protection requires an external neutral point current sensor, trip alarm switch (1 x CO), connection at rear horizontal without Com & metering function Manual operating mechanism with mechanical closing, without Spring charging motor, Ready-to-close signal. switch, Auxiliary switches 2NO+2NC, without Closing coil (CC), manual operating mechanism with mechanical closing, without Remote trip alarm reset coil (RR), without 2nd shunt trip, without 1st Shunt trip | 74900 | 1 | Z\ | 1
3WA1110-5AE11-0AA0 |  | fixed-mounted circuit breaker, IEC 60947-2, size 1, 4-pole, N pole on left, In=1000 A up to 690 V AC 50/60 Hz, breaking capacity H Icu=100/66 kA at 500/690 V, ETU600 LSI electronic trip unit upgradeable, color display, Bluetooth, USB interface, basic protection LT, ST, INST, including protection of the N conductor (internal neutral point sensor available), trip alarm switch (1 x CO), connection at rear vertical, without Com & metering function Manual operating mechanism with mechanical closing, without Spring charging motor, Ready-to-close signal. switch, Auxiliary switches 2NO+2NC, without Closing coil (CC), manual operating mechanism with mechanical closing, without Remote trip alarm reset coil (RR), without 2nd shunt trip, without 1st Shunt trip | 101000 | 1 | Z\ | 1
3WA1110-5AE12-0AA0 |  | fixed-mounted circuit breaker, IEC 60947-2, size 1, 4-pole, N pole on left, In=1000 A up to 690 V AC 50/60 Hz, breaking capacity H Icu=100/66 kA at 500/690 V, ETU600 LSI electronic trip unit upgradeable, color display, Bluetooth, USB interface, basic protection LT, ST, INST, including protection of the N conductor (internal neutral point sensor available), trip alarm switch (1 x CO), connection at rear horizontal without Com & metering function Manual operating mechanism with mechanical closing, without Spring charging motor, Ready-to-close signal. switch, Auxiliary switches 2NO+2NC, without Closing coil (CC), manual operating mechanism with mechanical closing, without Remote trip alarm reset coil (RR), without 2nd shunt trip, without 1st Shunt trip | 98900 | 1 | Z\ | 1
3WA1110-5AE21-0AA0 |  | fixed-mounted circuit breaker, IEC 60947-2, size 1, 4-pole, N pole on right, In=1000 A up to 690 V AC 50/60 Hz, breaking capacity H Icu=100/66 kA at 500/690 V, ETU600 LSI electronic trip unit upgradeable, color display, Bluetooth, USB interface, basic protection LT, ST, INST, including protection of the N conductor (internal neutral point sensor available), trip alarm switch (1 x CO), connection at rear vertical, without Com & metering function Manual operating mechanism with mechanical closing, without Spring charging motor, Ready-to-close signal. switch, Auxiliary switches 2NO+2NC, without Closing coil (CC), manual operating mechanism with mechanical closing, without Remote trip alarm reset coil (RR), without 2nd shunt trip, without 1st Shunt trip | 101000 | 1 | Z\ | 1
3WA1110-5AE22-0AA0 |  | fixed-mounted circuit breaker, IEC 60947-2, size 1, 4-pole, N pole on right, In=1000 A up to 690 V AC 50/60 Hz, breaking capacity H Icu=100/66 kA at 500/690 V, ETU600 LSI electronic trip unit upgradeable, color display, Bluetooth, USB interface, basic protection LT, ST, INST, including protection of the N conductor (internal neutral point sensor available), trip alarm switch (1 x CO), connection at rear horizontal without Com & metering function Manual operating mechanism with mechanical closing, without Spring charging motor, Ready-to-close signal. switch, Auxiliary switches 2NO+2NC, without Closing coil (CC), manual operating mechanism with mechanical closing, without Remote trip alarm reset coil (RR), without 2nd shunt trip, without 1st Shunt trip | 98900 | 1 | Z\ | 1
3WA1110-5AE31-0AA0 |  | withdrawable circuit breaker, with guide frame, IEC 60947-2, size 1, 3-pole, In=1000 A up to 690 V AC 50/60 Hz, breaking capacity H Icu=100/66 kA at 500/690 V, ETU600 LSI electronic trip unit upgradeable, color display, Bluetooth, USB interface, basic protection LT, ST, INST, neutral conductor protection requires an external neutral point current sensor, trip alarm switch (1 x CO), connection at rear vertical, guide frame with shutter, without position signaling switch without Com & metering function Manual operating mechanism with mechanical closing, without Spring charging motor, Ready-to-close signal. switch, Auxiliary switches 2NO+2NC, without Closing coil (CC), manual operating mechanism with mechanical closing, without Remote trip alarm reset coil (RR), without 2nd shunt trip, without 1st Shunt trip | 110000 | 1 | Z\ | 1
3WA1110-5AE32-0AA0 |  | withdrawable circuit breaker, with guide frame, IEC 60947-2, size 1, 3-pole, In=1000 A up to 690 V AC 50/60 Hz, breaking capacity H Icu=100/66 kA at 500/690 V, ETU600 LSI electronic trip unit upgradeable, color display, Bluetooth, USB interface, basic protection LT, ST, INST, neutral conductor protection requires an external neutral point current sensor, trip alarm switch (1 x CO), connection at rear horizontal guide frame with shutter, without position signaling switch without Com & metering function Manual operating mechanism with mechanical closing, without Spring charging motor, Ready-to-close signal. switch, Auxiliary switches 2NO+2NC, without Closing coil (CC), manual operating mechanism with mechanical closing, without Remote trip alarm reset coil (RR), without 2nd shunt trip, without 1st Shunt trip | 107000 | 1 | Z\ | 1
3WA1110-5AE34-0AA0 |  | withdrawable circuit breaker, with guide frame, IEC 60947-2, size 1, 3-pole, In=1000 A up to 690 V AC 50/60 Hz, breaking capacity H Icu=100/66 kA at 500/690 V, ETU600 LSI electronic trip unit upgradeable, color display, Bluetooth, USB interface, basic protection LT, ST, INST, neutral conductor protection requires an external neutral point current sensor, trip alarm switch (1 x CO), connection at rear flange, guide frame with shutter, without position signaling switch without Com & metering function Manual operating mechanism with mechanical closing, without Spring charging motor, Ready-to-close signal. switch, Auxiliary switches 2NO+2NC, without Closing coil (CC), manual operating mechanism with mechanical closing, without Remote trip alarm reset coil (RR), without 2nd shunt trip, without 1st Shunt trip | 107000 | 1 | Z\ | 1
3WA1110-5AE41-0AA0 |  | withdrawable circuit breaker, with guide frame, IEC 60947-2, size 1, 4-pole, N pole on left, In=1000 A up to 690 V AC 50/60 Hz, breaking capacity H Icu=100/66 kA at 500/690 V, ETU600 LSI electronic trip unit upgradeable, color display, Bluetooth, USB interface, basic protection LT, ST, INST, including protection of the N conductor (internal neutral point sensor available), trip alarm switch (1 x CO), connection at rear vertical, guide frame with shutter, without position signaling switch without Com & metering function Manual operating mechanism with mechanical closing, without Spring charging motor, Ready-to-close signal. switch, Auxiliary switches 2NO+2NC, without Closing coil (CC), manual operating mechanism with mechanical closing, without Remote trip alarm reset coil (RR), without 2nd shunt trip, without 1st Shunt trip | 145000 | 1 | Z\ | 1
3WA1110-5AE42-0AA0 |  | withdrawable circuit breaker, with guide frame, IEC 60947-2, size 1, 4-pole, N pole on left, In=1000 A up to 690 V AC 50/60 Hz, breaking capacity H Icu=100/66 kA at 500/690 V, ETU600 LSI electronic trip unit upgradeable, color display, Bluetooth, USB interface, basic protection LT, ST, INST, including protection of the N conductor (internal neutral point sensor available), trip alarm switch (1 x CO), connection at rear horizontal guide frame with shutter, without position signaling switch without Com & metering function Manual operating mechanism with mechanical closing, without Spring charging motor, Ready-to-close signal. switch, Auxiliary switches 2NO+2NC, without Closing coil (CC), manual operating mechanism with mechanical closing, without Remote trip alarm reset coil (RR), without 2nd shunt trip, without 1st Shunt trip | 141000 | 1 | Z\ | 1
3WA1110-5AE44-0AA0 |  | withdrawable circuit breaker, with guide frame, IEC 60947-2, size 1, 4-pole, N pole on left, In=1000 A up to 690 V AC 50/60 Hz, breaking capacity H Icu=100/66 kA at 500/690 V, ETU600 LSI electronic trip unit upgradeable, color display, Bluetooth, USB interface, basic protection LT, ST, INST, including protection of the N conductor (internal neutral point sensor available), trip alarm switch (1 x CO), connection at rear flange, guide frame with shutter, without position signaling switch without Com & metering function Manual operating mechanism with mechanical closing, without Spring charging motor, Ready-to-close signal. switch, Auxiliary switches 2NO+2NC, without Closing coil (CC), manual operating mechanism with mechanical closing, without Remote trip alarm reset coil (RR), without 2nd shunt trip, without 1st Shunt trip | 141000 | 1 | Z\ | 1
3WA1110-5AF01-0AA0 |  | fixed-mounted circuit breaker, IEC 60947-2, size 1, 3-pole, In=1000 A up to 690 V AC 50/60 Hz, breaking capacity H Icu=100/66 kA at 500/690 V, ETU600 LSIG electronic trip unit upgradeable, color display, Bluetooth, USB interface, basic protection LT, ST, INST, GFx, neutral conductor protection requires an external neutral point current sensor, trip alarm switch (1 x CO), connection at rear vertical, without Com & metering function Manual operating mechanism with mechanical closing, without Spring charging motor, Ready-to-close signal. switch, Auxiliary switches 2NO+2NC, without Closing coil (CC), manual operating mechanism with mechanical closing, without Remote trip alarm reset coil (RR), without 2nd shunt trip, without 1st Shunt trip | 87400 | 1 | Z\ | 1
3WA1110-5AF02-0AA0 |  | fixed-mounted circuit breaker, IEC 60947-2, size 1, 3-pole, In=1000 A up to 690 V AC 50/60 Hz, breaking capacity H Icu=100/66 kA at 500/690 V, ETU600 LSIG electronic trip unit upgradeable, color display, Bluetooth, USB interface, basic protection LT, ST, INST, GFx, neutral conductor protection requires an external neutral point current sensor, trip alarm switch (1 x CO), connection at rear horizontal without Com & metering function Manual operating mechanism with mechanical closing, without Spring charging motor, Ready-to-close signal. switch, Auxiliary switches 2NO+2NC, without Closing coil (CC), manual operating mechanism with mechanical closing, without Remote trip alarm reset coil (RR), without 2nd shunt trip, without 1st Shunt trip | 85600 | 1 | Z\ | 1
3WA1110-5AF11-0AA0 |  | fixed-mounted circuit breaker, IEC 60947-2, size 1, 4-pole, N pole on left, In=1000 A up to 690 V AC 50/60 Hz, breaking capacity H Icu=100/66 kA at 500/690 V, ETU600 LSIG electronic trip unit upgradeable, color display, Bluetooth, USB interface, basic protection LT, ST, INST, GFx, including protection of the N conductor (internal neutral point sensor available), trip alarm switch (1 x CO), connection at rear vertical, without Com & metering function Manual operating mechanism with mechanical closing, without Spring charging motor, Ready-to-close signal. switch, Auxiliary switches 2NO+2NC, without Closing coil (CC), manual operating mechanism with mechanical closing, without Remote trip alarm reset coil (RR), without 2nd shunt trip, without 1st Shunt trip | 112000 | 1 | Z\ | 1
3WA1110-5AF12-0AA0 |  | fixed-mounted circuit breaker, IEC 60947-2, size 1, 4-pole, N pole on left, In=1000 A up to 690 V AC 50/60 Hz, breaking capacity H Icu=100/66 kA at 500/690 V, ETU600 LSIG electronic trip unit upgradeable, color display, Bluetooth, USB interface, basic protection LT, ST, INST, GFx, including protection of the N conductor (internal neutral point sensor available), trip alarm switch (1 x CO), connection at rear horizontal without Com & metering function Manual operating mechanism with mechanical closing, without Spring charging motor, Ready-to-close signal. switch, Auxiliary switches 2NO+2NC, without Closing coil (CC), manual operating mechanism with mechanical closing, without Remote trip alarm reset coil (RR), without 2nd shunt trip, without 1st Shunt trip | 110000 | 1 | Z\ | 1
3WA1110-5AF21-0AA0 |  | fixed-mounted circuit breaker, IEC 60947-2, size 1, 4-pole, N pole on right, In=1000 A up to 690 V AC 50/60 Hz, breaking capacity H Icu=100/66 kA at 500/690 V, ETU600 LSIG electronic trip unit upgradeable, color display, Bluetooth, USB interface, basic protection LT, ST, INST, GFx, including protection of the N conductor (internal neutral point sensor available), trip alarm switch (1 x CO), connection at rear vertical, without Com & metering function Manual operating mechanism with mechanical closing, without Spring charging motor, Ready-to-close signal. switch, Auxiliary switches 2NO+2NC, without Closing coil (CC), manual operating mechanism with mechanical closing, without Remote trip alarm reset coil (RR), without 2nd shunt trip, without 1st Shunt trip | 112000 | 1 | Z\ | 1
3WA1110-5AF22-0AA0 |  | fixed-mounted circuit breaker, IEC 60947-2, size 1, 4-pole, N pole on right, In=1000 A up to 690 V AC 50/60 Hz, breaking capacity H Icu=100/66 kA at 500/690 V, ETU600 LSIG electronic trip unit upgradeable, color display, Bluetooth, USB interface, basic protection LT, ST, INST, GFx, including protection of the N conductor (internal neutral point sensor available), trip alarm switch (1 x CO), connection at rear horizontal without Com & metering function Manual operating mechanism with mechanical closing, without Spring charging motor, Ready-to-close signal. switch, Auxiliary switches 2NO+2NC, without Closing coil (CC), manual operating mechanism with mechanical closing, without Remote trip alarm reset coil (RR), without 2nd shunt trip, without 1st Shunt trip | 110000 | 1 | Z\ | 1
3WA1110-5AF31-0AA0 |  | withdrawable circuit breaker, with guide frame, IEC 60947-2, size 1, 3-pole, In=1000 A up to 690 V AC 50/60 Hz, breaking capacity H Icu=100/66 kA at 500/690 V, ETU600 LSIG electronic trip unit upgradeable, color display, Bluetooth, USB interface, basic protection LT, ST, INST, GFx, neutral conductor protection requires an external neutral point current sensor, trip alarm switch (1 x CO), connection at rear vertical, guide frame with shutter, without position signaling switch without Com & metering function Manual operating mechanism with mechanical closing, without Spring charging motor, Ready-to-close signal. switch, Auxiliary switches 2NO+2NC, without Closing coil (CC), manual operating mechanism with mechanical closing, without Remote trip alarm reset coil (RR), without 2nd shunt trip, without 1st Shunt trip | 120000 | 1 | Z\ | 1
3WA1110-5AF32-0AA0 |  | withdrawable circuit breaker, with guide frame, IEC 60947-2, size 1, 3-pole, In=1000 A up to 690 V AC 50/60 Hz, breaking capacity H Icu=100/66 kA at 500/690 V, ETU600 LSIG electronic trip unit upgradeable, color display, Bluetooth, USB interface, basic protection LT, ST, INST, GFx, neutral conductor protection requires an external neutral point current sensor, trip alarm switch (1 x CO), connection at rear horizontal guide frame with shutter, without position signaling switch without Com & metering function Manual operating mechanism with mechanical closing, without Spring charging motor, Ready-to-close signal. switch, Auxiliary switches 2NO+2NC, without Closing coil (CC), manual operating mechanism with mechanical closing, without Remote trip alarm reset coil (RR), without 2nd shunt trip, without 1st Shunt trip | 117000 | 1 | Z\ | 1
3WA1110-5AF34-0AA0 |  | withdrawable circuit breaker, with guide frame, IEC 60947-2, size 1, 3-pole, In=1000 A up to 690 V AC 50/60 Hz, breaking capacity H Icu=100/66 kA at 500/690 V, ETU600 LSIG electronic trip unit upgradeable, color display, Bluetooth, USB interface, basic protection LT, ST, INST, GFx, neutral conductor protection requires an external neutral point current sensor, trip alarm switch (1 x CO), connection at rear flange, guide frame with shutter, without position signaling switch without Com & metering function Manual operating mechanism with mechanical closing, without Spring charging motor, Ready-to-close signal. switch, Auxiliary switches 2NO+2NC, without Closing coil (CC), manual operating mechanism with mechanical closing, without Remote trip alarm reset coil (RR), without 2nd shunt trip, without 1st Shunt trip | 117000 | 1 | Z\ | 1
3WA1110-5AF41-0AA0 |  | withdrawable circuit breaker, with guide frame, IEC 60947-2, size 1, 4-pole, N pole on left, In=1000 A up to 690 V AC 50/60 Hz, breaking capacity H Icu=100/66 kA at 500/690 V, ETU600 LSIG electronic trip unit upgradeable, color display, Bluetooth, USB interface, basic protection LT, ST, INST, GFx, including protection of the N conductor (internal neutral point sensor available), trip alarm switch (1 x CO), connection at rear vertical, guide frame with shutter, without position signaling switch without Com & metering function Manual operating mechanism with mechanical closing, without Spring charging motor, Ready-to-close signal. switch, Auxiliary switches 2NO+2NC, without Closing coil (CC), manual operating mechanism with mechanical closing, without Remote trip alarm reset coil (RR), without 2nd shunt trip, without 1st Shunt trip | 155000 | 1 | Z\ | 1
3WA1110-5AF42-0AA0 |  | withdrawable circuit breaker, with guide frame, IEC 60947-2, size 1, 4-pole, N pole on left, In=1000 A up to 690 V AC 50/60 Hz, breaking capacity H Icu=100/66 kA at 500/690 V, ETU600 LSIG electronic trip unit upgradeable, color display, Bluetooth, USB interface, basic protection LT, ST, INST, GFx, including protection of the N conductor (internal neutral point sensor available), trip alarm switch (1 x CO), connection at rear horizontal guide frame with shutter, without position signaling switch without Com & metering function Manual operating mechanism with mechanical closing, without Spring charging motor, Ready-to-close signal. switch, Auxiliary switches 2NO+2NC, without Closing coil (CC), manual operating mechanism with mechanical closing, without Remote trip alarm reset coil (RR), without 2nd shunt trip, without 1st Shunt trip | 152000 | 1 | Z\ | 1
3WA1110-5AF44-0AA0 |  | withdrawable circuit breaker, with guide frame, IEC 60947-2, size 1, 4-pole, N pole on left, In=1000 A up to 690 V AC 50/60 Hz, breaking capacity H Icu=100/66 kA at 500/690 V, ETU600 LSIG electronic trip unit upgradeable, color display, Bluetooth, USB interface, basic protection LT, ST, INST, GFx, including protection of the N conductor (internal neutral point sensor available), trip alarm switch (1 x CO), connection at rear flange, guide frame with shutter, without position signaling switch without Com & metering function Manual operating mechanism with mechanical closing, without Spring charging motor, Ready-to-close signal. switch, Auxiliary switches 2NO+2NC, without Closing coil (CC), manual operating mechanism with mechanical closing, without Remote trip alarm reset coil (RR), without 2nd shunt trip, without 1st Shunt trip | 152000 | 1 | Z\ | 1
3WA1110-5EE01-0AA0 |  | fixed-mounted circuit breaker, IEC 60947-2, size 1, 3-pole, In=1000 A up to 690 V AC 50/60 Hz, breaking capacity H Icu=100/66 kA at 500/690 V, ETU600 LSI electronic trip unit upgradeable, color display, Bluetooth, USB interface, basic protection LT, ST, INST, neutral conductor protection requires an external neutral point current sensor, trip alarm switch (1 x CO), connection at rear vertical, with internal voltage tap on lower stab of circuit breaker, with voltage tap module VTM680 and power supply of ETU600, able to communication, integrated metering type PMF-1 Energy Efficiency, Voltage, Active energy Ea Manual operating mechanism with mechanical closing, without Spring charging motor, Ready-to-close signal. switch, Auxiliary switches 2NO+2NC, without Closing coil (CC), manual operating mechanism with mechanical closing, without Remote trip alarm reset coil (RR), without 2nd shunt trip, without 1st Shunt trip | 85570 | 1 | Z\ | 1
3WA1110-5EE02-0AA0 |  | fixed-mounted circuit breaker, IEC 60947-2, size 1, 3-pole, In=1000 A up to 690 V AC 50/60 Hz, breaking capacity H Icu=100/66 kA at 500/690 V, ETU600 LSI electronic trip unit upgradeable, color display, Bluetooth, USB interface, basic protection LT, ST, INST, neutral conductor protection requires an external neutral point current sensor, trip alarm switch (1 x CO), connection at rear horizontal with internal voltage tap on lower stab of circuit breaker, with voltage tap module VTM680 and power supply of ETU600, able to communication, integrated metering type PMF-1 Energy Efficiency, Voltage, Active energy Ea Manual operating mechanism with mechanical closing, without Spring charging motor, Ready-to-close signal. switch, Auxiliary switches 2NO+2NC, without Closing coil (CC), manual operating mechanism with mechanical closing, without Remote trip alarm reset coil (RR), without 2nd shunt trip, without 1st Shunt trip | 83770 | 1 | Z\ | 1
3WA1110-5EE11-0AA0 |  | fixed-mounted circuit breaker, IEC 60947-2, size 1, 4-pole, N pole on left, In=1000 A up to 690 V AC 50/60 Hz, breaking capacity H Icu=100/66 kA at 500/690 V, ETU600 LSI electronic trip unit upgradeable, color display, Bluetooth, USB interface, basic protection LT, ST, INST, including protection of the N conductor (internal neutral point sensor available), trip alarm switch (1 x CO), connection at rear vertical, with internal voltage tap on lower stab of circuit breaker, with voltage tap module VTM680 and power supply of ETU600, able to communication, integrated metering type PMF-1 Energy Efficiency, Voltage, Active energy Ea Manual operating mechanism with mechanical closing, without Spring charging motor, Ready-to-close signal. switch, Auxiliary switches 2NO+2NC, without Closing coil (CC), manual operating mechanism with mechanical closing, without Remote trip alarm reset coil (RR), without 2nd shunt trip, without 1st Shunt trip | 109870 | 1 | Z\ | 1
3WA1110-5EE12-0AA0 |  | fixed-mounted circuit breaker, IEC 60947-2, size 1, 4-pole, N pole on left, In=1000 A up to 690 V AC 50/60 Hz, breaking capacity H Icu=100/66 kA at 500/690 V, ETU600 LSI electronic trip unit upgradeable, color display, Bluetooth, USB interface, basic protection LT, ST, INST, including protection of the N conductor (internal neutral point sensor available), trip alarm switch (1 x CO), connection at rear horizontal with internal voltage tap on lower stab of circuit breaker, with voltage tap module VTM680 and power supply of ETU600, able to communication, integrated metering type PMF-1 Energy Efficiency, Voltage, Active energy Ea Manual operating mechanism with mechanical closing, without Spring charging motor, Ready-to-close signal. switch, Auxiliary switches 2NO+2NC, without Closing coil (CC), manual operating mechanism with mechanical closing, without Remote trip alarm reset coil (RR), without 2nd shunt trip, without 1st Shunt trip | 107770 | 1 | Z\ | 1
3WA1110-5EE21-0AA0 |  | fixed-mounted circuit breaker, IEC 60947-2, size 1, 4-pole, N pole on right, In=1000 A up to 690 V AC 50/60 Hz, breaking capacity H Icu=100/66 kA at 500/690 V, ETU600 LSI electronic trip unit upgradeable, color display, Bluetooth, USB interface, basic protection LT, ST, INST, including protection of the N conductor (internal neutral point sensor available), trip alarm switch (1 x CO), connection at rear vertical, with internal voltage tap on lower stab of circuit breaker, with voltage tap module VTM680 and power supply of ETU600, able to communication, integrated metering type PMF-1 Energy Efficiency, Voltage, Active energy Ea Manual operating mechanism with mechanical closing, without Spring charging motor, Ready-to-close signal. switch, Auxiliary switches 2NO+2NC, without Closing coil (CC), manual operating mechanism with mechanical closing, without Remote trip alarm reset coil (RR), without 2nd shunt trip, without 1st Shunt trip | 109870 | 1 | Z\ | 1
3WA1110-5EE22-0AA0 |  | fixed-mounted circuit breaker, IEC 60947-2, size 1, 4-pole, N pole on right, In=1000 A up to 690 V AC 50/60 Hz, breaking capacity H Icu=100/66 kA at 500/690 V, ETU600 LSI electronic trip unit upgradeable, color display, Bluetooth, USB interface, basic protection LT, ST, INST, including protection of the N conductor (internal neutral point sensor available), trip alarm switch (1 x CO), connection at rear horizontal with internal voltage tap on lower stab of circuit breaker, with voltage tap module VTM680 and power supply of ETU600, able to communication, integrated metering type PMF-1 Energy Efficiency, Voltage, Active energy Ea Manual operating mechanism with mechanical closing, without Spring charging motor, Ready-to-close signal. switch, Auxiliary switches 2NO+2NC, without Closing coil (CC), manual operating mechanism with mechanical closing, without Remote trip alarm reset coil (RR), without 2nd shunt trip, without 1st Shunt trip | 107770 | 1 | Z\ | 1
3WA1110-5EE31-0AA0 |  | withdrawable circuit breaker, with guide frame, IEC 60947-2, size 1, 3-pole, In=1000 A up to 690 V AC 50/60 Hz, breaking capacity H Icu=100/66 kA at 500/690 V, ETU600 LSI electronic trip unit upgradeable, color display, Bluetooth, USB interface, basic protection LT, ST, INST, neutral conductor protection requires an external neutral point current sensor, trip alarm switch (1 x CO), connection at rear vertical, guide frame with shutter, without position signaling switch with internal voltage tap on lower stab of circuit breaker, with voltage tap module VTM680 and power supply of ETU600, able to communication, integrated metering type PMF-1 Energy Efficiency, Voltage, Active energy Ea Manual operating mechanism with mechanical closing, without Spring charging motor, Ready-to-close signal. switch, Auxiliary switches 2NO+2NC, without Closing coil (CC), manual operating mechanism with mechanical closing, without Remote trip alarm reset coil (RR), without 2nd shunt trip, without 1st Shunt trip | 118870 | 1 | Z\ | 1
3WA1110-5EE32-0AA0 |  | withdrawable circuit breaker, with guide frame, IEC 60947-2, size 1, 3-pole, In=1000 A up to 690 V AC 50/60 Hz, breaking capacity H Icu=100/66 kA at 500/690 V, ETU600 LSI electronic trip unit upgradeable, color display, Bluetooth, USB interface, basic protection LT, ST, INST, neutral conductor protection requires an external neutral point current sensor, trip alarm switch (1 x CO), connection at rear horizontal guide frame with shutter, without position signaling switch with internal voltage tap on lower stab of circuit breaker, with voltage tap module VTM680 and power supply of ETU600, able to communication, integrated metering type PMF-1 Energy Efficiency, Voltage, Active energy Ea Manual operating mechanism with mechanical closing, without Spring charging motor, Ready-to-close signal. switch, Auxiliary switches 2NO+2NC, without Closing coil (CC), manual operating mechanism with mechanical closing, without Remote trip alarm reset coil (RR), without 2nd shunt trip, without 1st Shunt trip | 115870 | 1 | Z\ | 1
3WA1110-5EE34-0AA0 |  | withdrawable circuit breaker, with guide frame, IEC 60947-2, size 1, 3-pole, In=1000 A up to 690 V AC 50/60 Hz, breaking capacity H Icu=100/66 kA at 500/690 V, ETU600 LSI electronic trip unit upgradeable, color display, Bluetooth, USB interface, basic protection LT, ST, INST, neutral conductor protection requires an external neutral point current sensor, trip alarm switch (1 x CO), connection at rear flange, guide frame with shutter, without position signaling switch with internal voltage tap on lower stab of circuit breaker, with voltage tap module VTM680 and power supply of ETU600, able to communication, integrated metering type PMF-1 Energy Efficiency, Voltage, Active energy Ea Manual operating mechanism with mechanical closing, without Spring charging motor, Ready-to-close signal. switch, Auxiliary switches 2NO+2NC, without Closing coil (CC), manual operating mechanism with mechanical closing, without Remote trip alarm reset coil (RR), without 2nd shunt trip, without 1st Shunt trip | 115870 | 1 | Z\ | 1
3WA1110-5EE41-0AA0 |  | withdrawable circuit breaker, with guide frame, IEC 60947-2, size 1, 4-pole, N pole on left, In=1000 A up to 690 V AC 50/60 Hz, breaking capacity H Icu=100/66 kA at 500/690 V, ETU600 LSI electronic trip unit upgradeable, color display, Bluetooth, USB interface, basic protection LT, ST, INST, including protection of the N conductor (internal neutral point sensor available), trip alarm switch (1 x CO), connection at rear vertical, guide frame with shutter, without position signaling switch with internal voltage tap on lower stab of circuit breaker, with voltage tap module VTM680 and power supply of ETU600, able to communication, integrated metering type PMF-1 Energy Efficiency, Voltage, Active energy Ea Manual operating mechanism with mechanical closing, without Spring charging motor, Ready-to-close signal. switch, Auxiliary switches 2NO+2NC, without Closing coil (CC), manual operating mechanism with mechanical closing, without Remote trip alarm reset coil (RR), without 2nd shunt trip, without 1st Shunt trip | 153870 | 1 | Z\ | 1
3WA1110-5EE42-0AA0 |  | withdrawable circuit breaker, with guide frame, IEC 60947-2, size 1, 4-pole, N pole on left, In=1000 A up to 690 V AC 50/60 Hz, breaking capacity H Icu=100/66 kA at 500/690 V, ETU600 LSI electronic trip unit upgradeable, color display, Bluetooth, USB interface, basic protection LT, ST, INST, including protection of the N conductor (internal neutral point sensor available), trip alarm switch (1 x CO), connection at rear horizontal guide frame with shutter, without position signaling switch with internal voltage tap on lower stab of circuit breaker, with voltage tap module VTM680 and power supply of ETU600, able to communication, integrated metering type PMF-1 Energy Efficiency, Voltage, Active energy Ea Manual operating mechanism with mechanical closing, without Spring charging motor, Ready-to-close signal. switch, Auxiliary switches 2NO+2NC, without Closing coil (CC), manual operating mechanism with mechanical closing, without Remote trip alarm reset coil (RR), without 2nd shunt trip, without 1st Shunt trip | 149870 | 1 | Z\ | 1
3WA1110-5EE44-0AA0 |  | withdrawable circuit breaker, with guide frame, IEC 60947-2, size 1, 4-pole, N pole on left, In=1000 A up to 690 V AC 50/60 Hz, breaking capacity H Icu=100/66 kA at 500/690 V, ETU600 LSI electronic trip unit upgradeable, color display, Bluetooth, USB interface, basic protection LT, ST, INST, including protection of the N conductor (internal neutral point sensor available), trip alarm switch (1 x CO), connection at rear flange, guide frame with shutter, without position signaling switch with internal voltage tap on lower stab of circuit breaker, with voltage tap module VTM680 and power supply of ETU600, able to communication, integrated metering type PMF-1 Energy Efficiency, Voltage, Active energy Ea Manual operating mechanism with mechanical closing, without Spring charging motor, Ready-to-close signal. switch, Auxiliary switches 2NO+2NC, without Closing coil (CC), manual operating mechanism with mechanical closing, without Remote trip alarm reset coil (RR), without 2nd shunt trip, without 1st Shunt trip | 149870 | 1 | Z\ | 1
3WA1110-5EF01-0AA0 |  | fixed-mounted circuit breaker, IEC 60947-2, size 1, 3-pole, In=1000 A up to 690 V AC 50/60 Hz, breaking capacity H Icu=100/66 kA at 500/690 V, ETU600 LSIG electronic trip unit upgradeable, color display, Bluetooth, USB interface, basic protection LT, ST, INST, GFx, neutral conductor protection requires an external neutral point current sensor, trip alarm switch (1 x CO), connection at rear vertical, with internal voltage tap on lower stab of circuit breaker, with voltage tap module VTM680 and power supply of ETU600, able to communication, integrated metering type PMF-1 Energy Efficiency, Voltage, Active energy Ea Manual operating mechanism with mechanical closing, without Spring charging motor, Ready-to-close signal. switch, Auxiliary switches 2NO+2NC, without Closing coil (CC), manual operating mechanism with mechanical closing, without Remote trip alarm reset coil (RR), without 2nd shunt trip, without 1st Shunt trip | 96270 | 1 | Z\ | 1
3WA1110-5EF02-0AA0 |  | fixed-mounted circuit breaker, IEC 60947-2, size 1, 3-pole, In=1000 A up to 690 V AC 50/60 Hz, breaking capacity H Icu=100/66 kA at 500/690 V, ETU600 LSIG electronic trip unit upgradeable, color display, Bluetooth, USB interface, basic protection LT, ST, INST, GFx, neutral conductor protection requires an external neutral point current sensor, trip alarm switch (1 x CO), connection at rear horizontal with internal voltage tap on lower stab of circuit breaker, with voltage tap module VTM680 and power supply of ETU600, able to communication, integrated metering type PMF-1 Energy Efficiency, Voltage, Active energy Ea Manual operating mechanism with mechanical closing, without Spring charging motor, Ready-to-close signal. switch, Auxiliary switches 2NO+2NC, without Closing coil (CC), manual operating mechanism with mechanical closing, without Remote trip alarm reset coil (RR), without 2nd shunt trip, without 1st Shunt trip | 94470 | 1 | Z\ | 1
3WA1110-5EF11-0AA0 |  | fixed-mounted circuit breaker, IEC 60947-2, size 1, 4-pole, N pole on left, In=1000 A up to 690 V AC 50/60 Hz, breaking capacity H Icu=100/66 kA at 500/690 V, ETU600 LSIG electronic trip unit upgradeable, color display, Bluetooth, USB interface, basic protection LT, ST, INST, GFx, including protection of the N conductor (internal neutral point sensor available), trip alarm switch (1 x CO), connection at rear vertical, with internal voltage tap on lower stab of circuit breaker, with voltage tap module VTM680 and power supply of ETU600, able to communication, integrated metering type PMF-1 Energy Efficiency, Voltage, Active energy Ea Manual operating mechanism with mechanical closing, without Spring charging motor, Ready-to-close signal. switch, Auxiliary switches 2NO+2NC, without Closing coil (CC), manual operating mechanism with mechanical closing, without Remote trip alarm reset coil (RR), without 2nd shunt trip, without 1st Shunt trip | 120870 | 1 | Z\ | 1
3WA1110-5EF12-0AA0 |  | fixed-mounted circuit breaker, IEC 60947-2, size 1, 4-pole, N pole on left, In=1000 A up to 690 V AC 50/60 Hz, breaking capacity H Icu=100/66 kA at 500/690 V, ETU600 LSIG electronic trip unit upgradeable, color display, Bluetooth, USB interface, basic protection LT, ST, INST, GFx, including protection of the N conductor (internal neutral point sensor available), trip alarm switch (1 x CO), connection at rear horizontal with internal voltage tap on lower stab of circuit breaker, with voltage tap module VTM680 and power supply of ETU600, able to communication, integrated metering type PMF-1 Energy Efficiency, Voltage, Active energy Ea Manual operating mechanism with mechanical closing, without Spring charging motor, Ready-to-close signal. switch, Auxiliary switches 2NO+2NC, without Closing coil (CC), manual operating mechanism with mechanical closing, without Remote trip alarm reset coil (RR), without 2nd shunt trip, without 1st Shunt trip | 118870 | 1 | Z\ | 1
3WA1110-5EF21-0AA0 |  | fixed-mounted circuit breaker, IEC 60947-2, size 1, 4-pole, N pole on right, In=1000 A up to 690 V AC 50/60 Hz, breaking capacity H Icu=100/66 kA at 500/690 V, ETU600 LSIG electronic trip unit upgradeable, color display, Bluetooth, USB interface, basic protection LT, ST, INST, GFx, including protection of the N conductor (internal neutral point sensor available), trip alarm switch (1 x CO), connection at rear vertical, with internal voltage tap on lower stab of circuit breaker, with voltage tap module VTM680 and power supply of ETU600, able to communication, integrated metering type PMF-1 Energy Efficiency, Voltage, Active energy Ea Manual operating mechanism with mechanical closing, without Spring charging motor, Ready-to-close signal. switch, Auxiliary switches 2NO+2NC, without Closing coil (CC), manual operating mechanism with mechanical closing, without Remote trip alarm reset coil (RR), without 2nd shunt trip, without 1st Shunt trip | 120870 | 1 | Z\ | 1
3WA1110-5EF22-0AA0 |  | fixed-mounted circuit breaker, IEC 60947-2, size 1, 4-pole, N pole on right, In=1000 A up to 690 V AC 50/60 Hz, breaking capacity H Icu=100/66 kA at 500/690 V, ETU600 LSIG electronic trip unit upgradeable, color display, Bluetooth, USB interface, basic protection LT, ST, INST, GFx, including protection of the N conductor (internal neutral point sensor available), trip alarm switch (1 x CO), connection at rear horizontal with internal voltage tap on lower stab of circuit breaker, with voltage tap module VTM680 and power supply of ETU600, able to communication, integrated metering type PMF-1 Energy Efficiency, Voltage, Active energy Ea Manual operating mechanism with mechanical closing, without Spring charging motor, Ready-to-close signal. switch, Auxiliary switches 2NO+2NC, without Closing coil (CC), manual operating mechanism with mechanical closing, without Remote trip alarm reset coil (RR), without 2nd shunt trip, without 1st Shunt trip | 118870 | 1 | Z\ | 1
3WA1110-5EF31-0AA0 |  | withdrawable circuit breaker, with guide frame, IEC 60947-2, size 1, 3-pole, In=1000 A up to 690 V AC 50/60 Hz, breaking capacity H Icu=100/66 kA at 500/690 V, ETU600 LSIG electronic trip unit upgradeable, color display, Bluetooth, USB interface, basic protection LT, ST, INST, GFx, neutral conductor protection requires an external neutral point current sensor, trip alarm switch (1 x CO), connection at rear vertical, guide frame with shutter, without position signaling switch with internal voltage tap on lower stab of circuit breaker, with voltage tap module VTM680 and power supply of ETU600, able to communication, integrated metering type PMF-1 Energy Efficiency, Voltage, Active energy Ea Manual operating mechanism with mechanical closing, without Spring charging motor, Ready-to-close signal. switch, Auxiliary switches 2NO+2NC, without Closing coil (CC), manual operating mechanism with mechanical closing, without Remote trip alarm reset coil (RR), without 2nd shunt trip, without 1st Shunt trip | 128870 | 1 | Z\ | 1
3WA1110-5EF32-0AA0 |  | withdrawable circuit breaker, with guide frame, IEC 60947-2, size 1, 3-pole, In=1000 A up to 690 V AC 50/60 Hz, breaking capacity H Icu=100/66 kA at 500/690 V, ETU600 LSIG electronic trip unit upgradeable, color display, Bluetooth, USB interface, basic protection LT, ST, INST, GFx, neutral conductor protection requires an external neutral point current sensor, trip alarm switch (1 x CO), connection at rear horizontal guide frame with shutter, without position signaling switch with internal voltage tap on lower stab of circuit breaker, with voltage tap module VTM680 and power supply of ETU600, able to communication, integrated metering type PMF-1 Energy Efficiency, Voltage, Active energy Ea Manual operating mechanism with mechanical closing, without Spring charging motor, Ready-to-close signal. switch, Auxiliary switches 2NO+2NC, without Closing coil (CC), manual operating mechanism with mechanical closing, without Remote trip alarm reset coil (RR), without 2nd shunt trip, without 1st Shunt trip | 125870 | 1 | Z\ | 1
3WA1110-5EF34-0AA0 |  | withdrawable circuit breaker, with guide frame, IEC 60947-2, size 1, 3-pole, In=1000 A up to 690 V AC 50/60 Hz, breaking capacity H Icu=100/66 kA at 500/690 V, ETU600 LSIG electronic trip unit upgradeable, color display, Bluetooth, USB interface, basic protection LT, ST, INST, GFx, neutral conductor protection requires an external neutral point current sensor, trip alarm switch (1 x CO), connection at rear flange, guide frame with shutter, without position signaling switch with internal voltage tap on lower stab of circuit breaker, with voltage tap module VTM680 and power supply of ETU600, able to communication, integrated metering type PMF-1 Energy Efficiency, Voltage, Active energy Ea Manual operating mechanism with mechanical closing, without Spring charging motor, Ready-to-close signal. switch, Auxiliary switches 2NO+2NC, without Closing coil (CC), manual operating mechanism with mechanical closing, without Remote trip alarm reset coil (RR), without 2nd shunt trip, without 1st Shunt trip | 125870 | 1 | Z\ | 1
3WA1110-5EF41-0AA0 |  | withdrawable circuit breaker, with guide frame, IEC 60947-2, size 1, 4-pole, N pole on left, In=1000 A up to 690 V AC 50/60 Hz, breaking capacity H Icu=100/66 kA at 500/690 V, ETU600 LSIG electronic trip unit upgradeable, color display, Bluetooth, USB interface, basic protection LT, ST, INST, GFx, including protection of the N conductor (internal neutral point sensor available), trip alarm switch (1 x CO), connection at rear vertical, guide frame with shutter, without position signaling switch with internal voltage tap on lower stab of circuit breaker, with voltage tap module VTM680 and power supply of ETU600, able to communication, integrated metering type PMF-1 Energy Efficiency, Voltage, Active energy Ea Manual operating mechanism with mechanical closing, without Spring charging motor, Ready-to-close signal. switch, Auxiliary switches 2NO+2NC, without Closing coil (CC), manual operating mechanism with mechanical closing, without Remote trip alarm reset coil (RR), without 2nd shunt trip, without 1st Shunt trip | 163870 | 1 | Z\ | 1
3WA1110-5EF42-0AA0 |  | withdrawable circuit breaker, with guide frame, IEC 60947-2, size 1, 4-pole, N pole on left, In=1000 A up to 690 V AC 50/60 Hz, breaking capacity H Icu=100/66 kA at 500/690 V, ETU600 LSIG electronic trip unit upgradeable, color display, Bluetooth, USB interface, basic protection LT, ST, INST, GFx, including protection of the N conductor (internal neutral point sensor available), trip alarm switch (1 x CO), connection at rear horizontal guide frame with shutter, without position signaling switch with internal voltage tap on lower stab of circuit breaker, with voltage tap module VTM680 and power supply of ETU600, able to communication, integrated metering type PMF-1 Energy Efficiency, Voltage, Active energy Ea Manual operating mechanism with mechanical closing, without Spring charging motor, Ready-to-close signal. switch, Auxiliary switches 2NO+2NC, without Closing coil (CC), manual operating mechanism with mechanical closing, without Remote trip alarm reset coil (RR), without 2nd shunt trip, without 1st Shunt trip | 160870 | 1 | Z\ | 1
3WA1110-5EF44-0AA0 |  | withdrawable circuit breaker, with guide frame, IEC 60947-2, size 1, 4-pole, N pole on left, In=1000 A up to 690 V AC 50/60 Hz, breaking capacity H Icu=100/66 kA at 500/690 V, ETU600 LSIG electronic trip unit upgradeable, color display, Bluetooth, USB interface, basic protection LT, ST, INST, GFx, including protection of the N conductor (internal neutral point sensor available), trip alarm switch (1 x CO), connection at rear flange, guide frame with shutter, without position signaling switch with internal voltage tap on lower stab of circuit breaker, with voltage tap module VTM680 and power supply of ETU600, able to communication, integrated metering type PMF-1 Energy Efficiency, Voltage, Active energy Ea Manual operating mechanism with mechanical closing, without Spring charging motor, Ready-to-close signal. switch, Auxiliary switches 2NO+2NC, without Closing coil (CC), manual operating mechanism with mechanical closing, without Remote trip alarm reset coil (RR), without 2nd shunt trip, without 1st Shunt trip | 160870 | 1 | Z\ | 1
3WA1110-5FE01-0AA0 |  | fixed-mounted circuit breaker, IEC 60947-2, size 1, 3-pole, In=1000 A up to 690 V AC 50/60 Hz, breaking capacity H Icu=100/66 kA at 500/690 V, ETU600 LSI electronic trip unit upgradeable, color display, Bluetooth, USB interface, basic protection LT, ST, INST, neutral conductor protection requires an external neutral point current sensor, trip alarm switch (1 x CO), connection at rear vertical, with internal voltage tap on lower stab of circuit breaker, with voltage tap module VTM680 and power supply of ETU600, able to communication, integrated metering type PMF-2 Basic Power Monitoring, Voltage, Energy, Power, Power factor, Frequency, Unbalance, Temperature, Manual operating mechanism with mechanical closing, without Spring charging motor, Ready-to-close signal. switch, Auxiliary switches 2NO+2NC, without Closing coil (CC), manual operating mechanism with mechanical closing, without Remote trip alarm reset coil (RR), without 2nd shunt trip, without 1st Shunt trip | 94400 | 1 | Z\ | 1
3WA1110-5FE02-0AA0 |  | fixed-mounted circuit breaker, IEC 60947-2, size 1, 3-pole, In=1000 A up to 690 V AC 50/60 Hz, breaking capacity H Icu=100/66 kA at 500/690 V, ETU600 LSI electronic trip unit upgradeable, color display, Bluetooth, USB interface, basic protection LT, ST, INST, neutral conductor protection requires an external neutral point current sensor, trip alarm switch (1 x CO), connection at rear horizontal with internal voltage tap on lower stab of circuit breaker, with voltage tap module VTM680 and power supply of ETU600, able to communication, integrated metering type PMF-2 Basic Power Monitoring, Voltage, Energy, Power, Power factor, Frequency, Unbalance, Temperature, Manual operating mechanism with mechanical closing, without Spring charging motor, Ready-to-close signal. switch, Auxiliary switches 2NO+2NC, without Closing coil (CC), manual operating mechanism with mechanical closing, without Remote trip alarm reset coil (RR), without 2nd shunt trip, without 1st Shunt trip | 92600 | 1 | Z\ | 1
3WA1110-5FE11-0AA0 |  | fixed-mounted circuit breaker, IEC 60947-2, size 1, 4-pole, N pole on left, In=1000 A up to 690 V AC 50/60 Hz, breaking capacity H Icu=100/66 kA at 500/690 V, ETU600 LSI electronic trip unit upgradeable, color display, Bluetooth, USB interface, basic protection LT, ST, INST, including protection of the N conductor (internal neutral point sensor available), trip alarm switch (1 x CO), connection at rear vertical, with internal voltage tap on lower stab of circuit breaker, with voltage tap module VTM680 and power supply of ETU600, able to communication, integrated metering type PMF-2 Basic Power Monitoring, Voltage, Energy, Power, Power factor, Frequency, Unbalance, Temperature, Manual operating mechanism with mechanical closing, without Spring charging motor, Ready-to-close signal. switch, Auxiliary switches 2NO+2NC, without Closing coil (CC), manual operating mechanism with mechanical closing, without Remote trip alarm reset coil (RR), without 2nd shunt trip, without 1st Shunt trip | 118700 | 1 | Z\ | 1
3WA1110-5FE12-0AA0 |  | fixed-mounted circuit breaker, IEC 60947-2, size 1, 4-pole, N pole on left, In=1000 A up to 690 V AC 50/60 Hz, breaking capacity H Icu=100/66 kA at 500/690 V, ETU600 LSI electronic trip unit upgradeable, color display, Bluetooth, USB interface, basic protection LT, ST, INST, including protection of the N conductor (internal neutral point sensor available), trip alarm switch (1 x CO), connection at rear horizontal with internal voltage tap on lower stab of circuit breaker, with voltage tap module VTM680 and power supply of ETU600, able to communication, integrated metering type PMF-2 Basic Power Monitoring, Voltage, Energy, Power, Power factor, Frequency, Unbalance, Temperature, Manual operating mechanism with mechanical closing, without Spring charging motor, Ready-to-close signal. switch, Auxiliary switches 2NO+2NC, without Closing coil (CC), manual operating mechanism with mechanical closing, without Remote trip alarm reset coil (RR), without 2nd shunt trip, without 1st Shunt trip | 116600 | 1 | Z\ | 1
3WA1110-5FE21-0AA0 |  | fixed-mounted circuit breaker, IEC 60947-2, size 1, 4-pole, N pole on right, In=1000 A up to 690 V AC 50/60 Hz, breaking capacity H Icu=100/66 kA at 500/690 V, ETU600 LSI electronic trip unit upgradeable, color display, Bluetooth, USB interface, basic protection LT, ST, INST, including protection of the N conductor (internal neutral point sensor available), trip alarm switch (1 x CO), connection at rear vertical, with internal voltage tap on lower stab of circuit breaker, with voltage tap module VTM680 and power supply of ETU600, able to communication, integrated metering type PMF-2 Basic Power Monitoring, Voltage, Energy, Power, Power factor, Frequency, Unbalance, Temperature, Manual operating mechanism with mechanical closing, without Spring charging motor, Ready-to-close signal. switch, Auxiliary switches 2NO+2NC, without Closing coil (CC), manual operating mechanism with mechanical closing, without Remote trip alarm reset coil (RR), without 2nd shunt trip, without 1st Shunt trip | 118700 | 1 | Z\ | 1
3WA1110-5FE22-0AA0 |  | fixed-mounted circuit breaker, IEC 60947-2, size 1, 4-pole, N pole on right, In=1000 A up to 690 V AC 50/60 Hz, breaking capacity H Icu=100/66 kA at 500/690 V, ETU600 LSI electronic trip unit upgradeable, color display, Bluetooth, USB interface, basic protection LT, ST, INST, including protection of the N conductor (internal neutral point sensor available), trip alarm switch (1 x CO), connection at rear horizontal with internal voltage tap on lower stab of circuit breaker, with voltage tap module VTM680 and power supply of ETU600, able to communication, integrated metering type PMF-2 Basic Power Monitoring, Voltage, Energy, Power, Power factor, Frequency, Unbalance, Temperature, Manual operating mechanism with mechanical closing, without Spring charging motor, Ready-to-close signal. switch, Auxiliary switches 2NO+2NC, without Closing coil (CC), manual operating mechanism with mechanical closing, without Remote trip alarm reset coil (RR), without 2nd shunt trip, without 1st Shunt trip | 116600 | 1 | Z\ | 1
3WA1110-5FE31-0AA0 |  | withdrawable circuit breaker, with guide frame, IEC 60947-2, size 1, 3-pole, In=1000 A up to 690 V AC 50/60 Hz, breaking capacity H Icu=100/66 kA at 500/690 V, ETU600 LSI electronic trip unit upgradeable, color display, Bluetooth, USB interface, basic protection LT, ST, INST, neutral conductor protection requires an external neutral point current sensor, trip alarm switch (1 x CO), connection at rear vertical, guide frame with shutter, without position signaling switch with internal voltage tap on lower stab of circuit breaker, with voltage tap module VTM680 and power supply of ETU600, able to communication, integrated metering type PMF-2 Basic Power Monitoring, Voltage, Energy, Power, Power factor, Frequency, Unbalance, Temperature, Manual operating mechanism with mechanical closing, without Spring charging motor, Ready-to-close signal. switch, Auxiliary switches 2NO+2NC, without Closing coil (CC), manual operating mechanism with mechanical closing, without Remote trip alarm reset coil (RR), without 2nd shunt trip, without 1st Shunt trip | 127700 | 1 | Z\ | 1
3WA1110-5FE32-0AA0 |  | withdrawable circuit breaker, with guide frame, IEC 60947-2, size 1, 3-pole, In=1000 A up to 690 V AC 50/60 Hz, breaking capacity H Icu=100/66 kA at 500/690 V, ETU600 LSI electronic trip unit upgradeable, color display, Bluetooth, USB interface, basic protection LT, ST, INST, neutral conductor protection requires an external neutral point current sensor, trip alarm switch (1 x CO), connection at rear horizontal guide frame with shutter, without position signaling switch with internal voltage tap on lower stab of circuit breaker, with voltage tap module VTM680 and power supply of ETU600, able to communication, integrated metering type PMF-2 Basic Power Monitoring, Voltage, Energy, Power, Power factor, Frequency, Unbalance, Temperature, Manual operating mechanism with mechanical closing, without Spring charging motor, Ready-to-close signal. switch, Auxiliary switches 2NO+2NC, without Closing coil (CC), manual operating mechanism with mechanical closing, without Remote trip alarm reset coil (RR), without 2nd shunt trip, without 1st Shunt trip | 124700 | 1 | Z\ | 1
3WA1110-5FE34-0AA0 |  | withdrawable circuit breaker, with guide frame, IEC 60947-2, size 1, 3-pole, In=1000 A up to 690 V AC 50/60 Hz, breaking capacity H Icu=100/66 kA at 500/690 V, ETU600 LSI electronic trip unit upgradeable, color display, Bluetooth, USB interface, basic protection LT, ST, INST, neutral conductor protection requires an external neutral point current sensor, trip alarm switch (1 x CO), connection at rear flange, guide frame with shutter, without position signaling switch with internal voltage tap on lower stab of circuit breaker, with voltage tap module VTM680 and power supply of ETU600, able to communication, integrated metering type PMF-2 Basic Power Monitoring, Voltage, Energy, Power, Power factor, Frequency, Unbalance, Temperature, Manual operating mechanism with mechanical closing, without Spring charging motor, Ready-to-close signal. switch, Auxiliary switches 2NO+2NC, without Closing coil (CC), manual operating mechanism with mechanical closing, without Remote trip alarm reset coil (RR), without 2nd shunt trip, without 1st Shunt trip | 124700 | 1 | Z\ | 1
3WA1110-5FE41-0AA0 |  | withdrawable circuit breaker, with guide frame, IEC 60947-2, size 1, 4-pole, N pole on left, In=1000 A up to 690 V AC 50/60 Hz, breaking capacity H Icu=100/66 kA at 500/690 V, ETU600 LSI electronic trip unit upgradeable, color display, Bluetooth, USB interface, basic protection LT, ST, INST, including protection of the N conductor (internal neutral point sensor available), trip alarm switch (1 x CO), connection at rear vertical, guide frame with shutter, without position signaling switch with internal voltage tap on lower stab of circuit breaker, with voltage tap module VTM680 and power supply of ETU600, able to communication, integrated metering type PMF-2 Basic Power Monitoring, Voltage, Energy, Power, Power factor, Frequency, Unbalance, Temperature, Manual operating mechanism with mechanical closing, without Spring charging motor, Ready-to-close signal. switch, Auxiliary switches 2NO+2NC, without Closing coil (CC), manual operating mechanism with mechanical closing, without Remote trip alarm reset coil (RR), without 2nd shunt trip, without 1st Shunt trip | 162700 | 1 | Z\ | 1
3WA1110-5FE42-0AA0 |  | withdrawable circuit breaker, with guide frame, IEC 60947-2, size 1, 4-pole, N pole on left, In=1000 A up to 690 V AC 50/60 Hz, breaking capacity H Icu=100/66 kA at 500/690 V, ETU600 LSI electronic trip unit upgradeable, color display, Bluetooth, USB interface, basic protection LT, ST, INST, including protection of the N conductor (internal neutral point sensor available), trip alarm switch (1 x CO), connection at rear horizontal guide frame with shutter, without position signaling switch with internal voltage tap on lower stab of circuit breaker, with voltage tap module VTM680 and power supply of ETU600, able to communication, integrated metering type PMF-2 Basic Power Monitoring, Voltage, Energy, Power, Power factor, Frequency, Unbalance, Temperature, Manual operating mechanism with mechanical closing, without Spring charging motor, Ready-to-close signal. switch, Auxiliary switches 2NO+2NC, without Closing coil (CC), manual operating mechanism with mechanical closing, without Remote trip alarm reset coil (RR), without 2nd shunt trip, without 1st Shunt trip | 158700 | 1 | Z\ | 1
3WA1110-5FE44-0AA0 |  | withdrawable circuit breaker, with guide frame, IEC 60947-2, size 1, 4-pole, N pole on left, In=1000 A up to 690 V AC 50/60 Hz, breaking capacity H Icu=100/66 kA at 500/690 V, ETU600 LSI electronic trip unit upgradeable, color display, Bluetooth, USB interface, basic protection LT, ST, INST, including protection of the N conductor (internal neutral point sensor available), trip alarm switch (1 x CO), connection at rear flange, guide frame with shutter, without position signaling switch with internal voltage tap on lower stab of circuit breaker, with voltage tap module VTM680 and power supply of ETU600, able to communication, integrated metering type PMF-2 Basic Power Monitoring, Voltage, Energy, Power, Power factor, Frequency, Unbalance, Temperature, Manual operating mechanism with mechanical closing, without Spring charging motor, Ready-to-close signal. switch, Auxiliary switches 2NO+2NC, without Closing coil (CC), manual operating mechanism with mechanical closing, without Remote trip alarm reset coil (RR), without 2nd shunt trip, without 1st Shunt trip | 158700 | 1 | Z\ | 1
3WA1110-5FF01-0AA0 |  | fixed-mounted circuit breaker, IEC 60947-2, size 1, 3-pole, In=1000 A up to 690 V AC 50/60 Hz, breaking capacity H Icu=100/66 kA at 500/690 V, ETU600 LSIG electronic trip unit upgradeable, color display, Bluetooth, USB interface, basic protection LT, ST, INST, GFx, neutral conductor protection requires an external neutral point current sensor, trip alarm switch (1 x CO), connection at rear vertical, with internal voltage tap on lower stab of circuit breaker, with voltage tap module VTM680 and power supply of ETU600, able to communication, integrated metering type PMF-2 Basic Power Monitoring, Voltage, Energy, Power, Power factor, Frequency, Unbalance, Temperature, Manual operating mechanism with mechanical closing, without Spring charging motor, Ready-to-close signal. switch, Auxiliary switches 2NO+2NC, without Closing coil (CC), manual operating mechanism with mechanical closing, without Remote trip alarm reset coil (RR), without 2nd shunt trip, without 1st Shunt trip | 105100 | 1 | Z\ | 1
3WA1110-5FF02-0AA0 |  | fixed-mounted circuit breaker, IEC 60947-2, size 1, 3-pole, In=1000 A up to 690 V AC 50/60 Hz, breaking capacity H Icu=100/66 kA at 500/690 V, ETU600 LSIG electronic trip unit upgradeable, color display, Bluetooth, USB interface, basic protection LT, ST, INST, GFx, neutral conductor protection requires an external neutral point current sensor, trip alarm switch (1 x CO), connection at rear horizontal with internal voltage tap on lower stab of circuit breaker, with voltage tap module VTM680 and power supply of ETU600, able to communication, integrated metering type PMF-2 Basic Power Monitoring, Voltage, Energy, Power, Power factor, Frequency, Unbalance, Temperature, Manual operating mechanism with mechanical closing, without Spring charging motor, Ready-to-close signal. switch, Auxiliary switches 2NO+2NC, without Closing coil (CC), manual operating mechanism with mechanical closing, without Remote trip alarm reset coil (RR), without 2nd shunt trip, without 1st Shunt trip | 103300 | 1 | Z\ | 1
3WA1110-5FF11-0AA0 |  | fixed-mounted circuit breaker, IEC 60947-2, size 1, 4-pole, N pole on left, In=1000 A up to 690 V AC 50/60 Hz, breaking capacity H Icu=100/66 kA at 500/690 V, ETU600 LSIG electronic trip unit upgradeable, color display, Bluetooth, USB interface, basic protection LT, ST, INST, GFx, including protection of the N conductor (internal neutral point sensor available), trip alarm switch (1 x CO), connection at rear vertical, with internal voltage tap on lower stab of circuit breaker, with voltage tap module VTM680 and power supply of ETU600, able to communication, integrated metering type PMF-2 Basic Power Monitoring, Voltage, Energy, Power, Power factor, Frequency, Unbalance, Temperature, Manual operating mechanism with mechanical closing, without Spring charging motor, Ready-to-close signal. switch, Auxiliary switches 2NO+2NC, without Closing coil (CC), manual operating mechanism with mechanical closing, without Remote trip alarm reset coil (RR), without 2nd shunt trip, without 1st Shunt trip | 129700 | 1 | Z\ | 1
3WA1110-5FF12-0AA0 |  | fixed-mounted circuit breaker, IEC 60947-2, size 1, 4-pole, N pole on left, In=1000 A up to 690 V AC 50/60 Hz, breaking capacity H Icu=100/66 kA at 500/690 V, ETU600 LSIG electronic trip unit upgradeable, color display, Bluetooth, USB interface, basic protection LT, ST, INST, GFx, including protection of the N conductor (internal neutral point sensor available), trip alarm switch (1 x CO), connection at rear horizontal with internal voltage tap on lower stab of circuit breaker, with voltage tap module VTM680 and power supply of ETU600, able to communication, integrated metering type PMF-2 Basic Power Monitoring, Voltage, Energy, Power, Power factor, Frequency, Unbalance, Temperature, Manual operating mechanism with mechanical closing, without Spring charging motor, Ready-to-close signal. switch, Auxiliary switches 2NO+2NC, without Closing coil (CC), manual operating mechanism with mechanical closing, without Remote trip alarm reset coil (RR), without 2nd shunt trip, without 1st Shunt trip | 127700 | 1 | Z\ | 1
3WA1110-5FF21-0AA0 |  | fixed-mounted circuit breaker, IEC 60947-2, size 1, 4-pole, N pole on right, In=1000 A up to 690 V AC 50/60 Hz, breaking capacity H Icu=100/66 kA at 500/690 V, ETU600 LSIG electronic trip unit upgradeable, color display, Bluetooth, USB interface, basic protection LT, ST, INST, GFx, including protection of the N conductor (internal neutral point sensor available), trip alarm switch (1 x CO), connection at rear vertical, with internal voltage tap on lower stab of circuit breaker, with voltage tap module VTM680 and power supply of ETU600, able to communication, integrated metering type PMF-2 Basic Power Monitoring, Voltage, Energy, Power, Power factor, Frequency, Unbalance, Temperature, Manual operating mechanism with mechanical closing, without Spring charging motor, Ready-to-close signal. switch, Auxiliary switches 2NO+2NC, without Closing coil (CC), manual operating mechanism with mechanical closing, without Remote trip alarm reset coil (RR), without 2nd shunt trip, without 1st Shunt trip | 129700 | 1 | Z\ | 1
3WA1110-5FF22-0AA0 |  | fixed-mounted circuit breaker, IEC 60947-2, size 1, 4-pole, N pole on right, In=1000 A up to 690 V AC 50/60 Hz, breaking capacity H Icu=100/66 kA at 500/690 V, ETU600 LSIG electronic trip unit upgradeable, color display, Bluetooth, USB interface, basic protection LT, ST, INST, GFx, including protection of the N conductor (internal neutral point sensor available), trip alarm switch (1 x CO), connection at rear horizontal with internal voltage tap on lower stab of circuit breaker, with voltage tap module VTM680 and power supply of ETU600, able to communication, integrated metering type PMF-2 Basic Power Monitoring, Voltage, Energy, Power, Power factor, Frequency, Unbalance, Temperature, Manual operating mechanism with mechanical closing, without Spring charging motor, Ready-to-close signal. switch, Auxiliary switches 2NO+2NC, without Closing coil (CC), manual operating mechanism with mechanical closing, without Remote trip alarm reset coil (RR), without 2nd shunt trip, without 1st Shunt trip | 127700 | 1 | Z\ | 1
3WA1110-5FF31-0AA0 |  | withdrawable circuit breaker, with guide frame, IEC 60947-2, size 1, 3-pole, In=1000 A up to 690 V AC 50/60 Hz, breaking capacity H Icu=100/66 kA at 500/690 V, ETU600 LSIG electronic trip unit upgradeable, color display, Bluetooth, USB interface, basic protection LT, ST, INST, GFx, neutral conductor protection requires an external neutral point current sensor, trip alarm switch (1 x CO), connection at rear vertical, guide frame with shutter, without position signaling switch with internal voltage tap on lower stab of circuit breaker, with voltage tap module VTM680 and power supply of ETU600, able to communication, integrated metering type PMF-2 Basic Power Monitoring, Voltage, Energy, Power, Power factor, Frequency, Unbalance, Temperature, Manual operating mechanism with mechanical closing, without Spring charging motor, Ready-to-close signal. switch, Auxiliary switches 2NO+2NC, without Closing coil (CC), manual operating mechanism with mechanical closing, without Remote trip alarm reset coil (RR), without 2nd shunt trip, without 1st Shunt trip | 137700 | 1 | Z\ | 1
3WA1110-5FF32-0AA0 |  | withdrawable circuit breaker, with guide frame, IEC 60947-2, size 1, 3-pole, In=1000 A up to 690 V AC 50/60 Hz, breaking capacity H Icu=100/66 kA at 500/690 V, ETU600 LSIG electronic trip unit upgradeable, color display, Bluetooth, USB interface, basic protection LT, ST, INST, GFx, neutral conductor protection requires an external neutral point current sensor, trip alarm switch (1 x CO), connection at rear horizontal guide frame with shutter, without position signaling switch with internal voltage tap on lower stab of circuit breaker, with voltage tap module VTM680 and power supply of ETU600, able to communication, integrated metering type PMF-2 Basic Power Monitoring, Voltage, Energy, Power, Power factor, Frequency, Unbalance, Temperature, Manual operating mechanism with mechanical closing, without Spring charging motor, Ready-to-close signal. switch, Auxiliary switches 2NO+2NC, without Closing coil (CC), manual operating mechanism with mechanical closing, without Remote trip alarm reset coil (RR), without 2nd shunt trip, without 1st Shunt trip | 134700 | 1 | Z\ | 1
3WA1110-5FF34-0AA0 |  | withdrawable circuit breaker, with guide frame, IEC 60947-2, size 1, 3-pole, In=1000 A up to 690 V AC 50/60 Hz, breaking capacity H Icu=100/66 kA at 500/690 V, ETU600 LSIG electronic trip unit upgradeable, color display, Bluetooth, USB interface, basic protection LT, ST, INST, GFx, neutral conductor protection requires an external neutral point current sensor, trip alarm switch (1 x CO), connection at rear flange, guide frame with shutter, without position signaling switch with internal voltage tap on lower stab of circuit breaker, with voltage tap module VTM680 and power supply of ETU600, able to communication, integrated metering type PMF-2 Basic Power Monitoring, Voltage, Energy, Power, Power factor, Frequency, Unbalance, Temperature, Manual operating mechanism with mechanical closing, without Spring charging motor, Ready-to-close signal. switch, Auxiliary switches 2NO+2NC, without Closing coil (CC), manual operating mechanism with mechanical closing, without Remote trip alarm reset coil (RR), without 2nd shunt trip, without 1st Shunt trip | 134700 | 1 | Z\ | 1
3WA1110-5FF41-0AA0 |  | withdrawable circuit breaker, with guide frame, IEC 60947-2, size 1, 4-pole, N pole on left, In=1000 A up to 690 V AC 50/60 Hz, breaking capacity H Icu=100/66 kA at 500/690 V, ETU600 LSIG electronic trip unit upgradeable, color display, Bluetooth, USB interface, basic protection LT, ST, INST, GFx, including protection of the N conductor (internal neutral point sensor available), trip alarm switch (1 x CO), connection at rear vertical, guide frame with shutter, without position signaling switch with internal voltage tap on lower stab of circuit breaker, with voltage tap module VTM680 and power supply of ETU600, able to communication, integrated metering type PMF-2 Basic Power Monitoring, Voltage, Energy, Power, Power factor, Frequency, Unbalance, Temperature, Manual operating mechanism with mechanical closing, without Spring charging motor, Ready-to-close signal. switch, Auxiliary switches 2NO+2NC, without Closing coil (CC), manual operating mechanism with mechanical closing, without Remote trip alarm reset coil (RR), without 2nd shunt trip, without 1st Shunt trip | 172700 | 1 | Z\ | 1
3WA1110-5FF42-0AA0 |  | withdrawable circuit breaker, with guide frame, IEC 60947-2, size 1, 4-pole, N pole on left, In=1000 A up to 690 V AC 50/60 Hz, breaking capacity H Icu=100/66 kA at 500/690 V, ETU600 LSIG electronic trip unit upgradeable, color display, Bluetooth, USB interface, basic protection LT, ST, INST, GFx, including protection of the N conductor (internal neutral point sensor available), trip alarm switch (1 x CO), connection at rear horizontal guide frame with shutter, without position signaling switch with internal voltage tap on lower stab of circuit breaker, with voltage tap module VTM680 and power supply of ETU600, able to communication, integrated metering type PMF-2 Basic Power Monitoring, Voltage, Energy, Power, Power factor, Frequency, Unbalance, Temperature, Manual operating mechanism with mechanical closing, without Spring charging motor, Ready-to-close signal. switch, Auxiliary switches 2NO+2NC, without Closing coil (CC), manual operating mechanism with mechanical closing, without Remote trip alarm reset coil (RR), without 2nd shunt trip, without 1st Shunt trip | 169700 | 1 | Z\ | 1
3WA1110-5FF44-0AA0 |  | withdrawable circuit breaker, with guide frame, IEC 60947-2, size 1, 4-pole, N pole on left, In=1000 A up to 690 V AC 50/60 Hz, breaking capacity H Icu=100/66 kA at 500/690 V, ETU600 LSIG electronic trip unit upgradeable, color display, Bluetooth, USB interface, basic protection LT, ST, INST, GFx, including protection of the N conductor (internal neutral point sensor available), trip alarm switch (1 x CO), connection at rear flange, guide frame with shutter, without position signaling switch with internal voltage tap on lower stab of circuit breaker, with voltage tap module VTM680 and power supply of ETU600, able to communication, integrated metering type PMF-2 Basic Power Monitoring, Voltage, Energy, Power, Power factor, Frequency, Unbalance, Temperature, Manual operating mechanism with mechanical closing, without Spring charging motor, Ready-to-close signal. switch, Auxiliary switches 2NO+2NC, without Closing coil (CC), manual operating mechanism with mechanical closing, without Remote trip alarm reset coil (RR), without 2nd shunt trip, without 1st Shunt trip | 169700 | 1 | Z\ | 1
3WA1110-5GE01-0AA0 |  | fixed-mounted circuit breaker, IEC 60947-2, size 1, 3-pole, In=1000 A up to 690 V AC 50/60 Hz, breaking capacity H Icu=100/66 kA at 500/690 V, ETU600 LSI electronic trip unit upgradeable, color display, Bluetooth, USB interface, basic protection LT, ST, INST, neutral conductor protection requires an external neutral point current sensor, trip alarm switch (1 x CO), connection at rear vertical, with internal voltage tap on lower stab of circuit breaker, with voltage tap module VTM680 and power supply of ETU600, able to communication, integrated metering type PMF-3 Advanced Power Monitor., Voltage, Energy, Power, Power factor, Frequency, Unbalance, Temperature, Power quality, Manual operating mechanism with mechanical closing, without Spring charging motor, Ready-to-close signal. switch, Auxiliary switches 2NO+2NC, without Closing coil (CC), manual operating mechanism with mechanical closing, without Remote trip alarm reset coil (RR), without 2nd shunt trip, without 1st Shunt trip | 100800 | 1 | Z\ | 1
3WA1110-5GE02-0AA0 |  | fixed-mounted circuit breaker, IEC 60947-2, size 1, 3-pole, In=1000 A up to 690 V AC 50/60 Hz, breaking capacity H Icu=100/66 kA at 500/690 V, ETU600 LSI electronic trip unit upgradeable, color display, Bluetooth, USB interface, basic protection LT, ST, INST, neutral conductor protection requires an external neutral point current sensor, trip alarm switch (1 x CO), connection at rear horizontal with internal voltage tap on lower stab of circuit breaker, with voltage tap module VTM680 and power supply of ETU600, able to communication, integrated metering type PMF-3 Advanced Power Monitor., Voltage, Energy, Power, Power factor, Frequency, Unbalance, Temperature, Power quality, Manual operating mechanism with mechanical closing, without Spring charging motor, Ready-to-close signal. switch, Auxiliary switches 2NO+2NC, without Closing coil (CC), manual operating mechanism with mechanical closing, without Remote trip alarm reset coil (RR), without 2nd shunt trip, without 1st Shunt trip | 99000 | 1 | Z\ | 1
3WA1110-5GE11-0AA0 |  | fixed-mounted circuit breaker, IEC 60947-2, size 1, 4-pole, N pole on left, In=1000 A up to 690 V AC 50/60 Hz, breaking capacity H Icu=100/66 kA at 500/690 V, ETU600 LSI electronic trip unit upgradeable, color display, Bluetooth, USB interface, basic protection LT, ST, INST, including protection of the N conductor (internal neutral point sensor available), trip alarm switch (1 x CO), connection at rear vertical, with internal voltage tap on lower stab of circuit breaker, with voltage tap module VTM680 and power supply of ETU600, able to communication, integrated metering type PMF-3 Advanced Power Monitor., Voltage, Energy, Power, Power factor, Frequency, Unbalance, Temperature, Power quality, Manual operating mechanism with mechanical closing, without Spring charging motor, Ready-to-close signal. switch, Auxiliary switches 2NO+2NC, without Closing coil (CC), manual operating mechanism with mechanical closing, without Remote trip alarm reset coil (RR), without 2nd shunt trip, without 1st Shunt trip | 125100 | 1 | Z\ | 1
3WA1110-5GE12-0AA0 |  | fixed-mounted circuit breaker, IEC 60947-2, size 1, 4-pole, N pole on left, In=1000 A up to 690 V AC 50/60 Hz, breaking capacity H Icu=100/66 kA at 500/690 V, ETU600 LSI electronic trip unit upgradeable, color display, Bluetooth, USB interface, basic protection LT, ST, INST, including protection of the N conductor (internal neutral point sensor available), trip alarm switch (1 x CO), connection at rear horizontal with internal voltage tap on lower stab of circuit breaker, with voltage tap module VTM680 and power supply of ETU600, able to communication, integrated metering type PMF-3 Advanced Power Monitor., Voltage, Energy, Power, Power factor, Frequency, Unbalance, Temperature, Power quality, Manual operating mechanism with mechanical closing, without Spring charging motor, Ready-to-close signal. switch, Auxiliary switches 2NO+2NC, without Closing coil (CC), manual operating mechanism with mechanical closing, without Remote trip alarm reset coil (RR), without 2nd shunt trip, without 1st Shunt trip | 123000 | 1 | Z\ | 1
3WA1110-5GE21-0AA0 |  | fixed-mounted circuit breaker, IEC 60947-2, size 1, 4-pole, N pole on right, In=1000 A up to 690 V AC 50/60 Hz, breaking capacity H Icu=100/66 kA at 500/690 V, ETU600 LSI electronic trip unit upgradeable, color display, Bluetooth, USB interface, basic protection LT, ST, INST, including protection of the N conductor (internal neutral point sensor available), trip alarm switch (1 x CO), connection at rear vertical, with internal voltage tap on lower stab of circuit breaker, with voltage tap module VTM680 and power supply of ETU600, able to communication, integrated metering type PMF-3 Advanced Power Monitor., Voltage, Energy, Power, Power factor, Frequency, Unbalance, Temperature, Power quality, Manual operating mechanism with mechanical closing, without Spring charging motor, Ready-to-close signal. switch, Auxiliary switches 2NO+2NC, without Closing coil (CC), manual operating mechanism with mechanical closing, without Remote trip alarm reset coil (RR), without 2nd shunt trip, without 1st Shunt trip | 125100 | 1 | Z\ | 1
3WA1110-5GE22-0AA0 |  | fixed-mounted circuit breaker, IEC 60947-2, size 1, 4-pole, N pole on right, In=1000 A up to 690 V AC 50/60 Hz, breaking capacity H Icu=100/66 kA at 500/690 V, ETU600 LSI electronic trip unit upgradeable, color display, Bluetooth, USB interface, basic protection LT, ST, INST, including protection of the N conductor (internal neutral point sensor available), trip alarm switch (1 x CO), connection at rear horizontal with internal voltage tap on lower stab of circuit breaker, with voltage tap module VTM680 and power supply of ETU600, able to communication, integrated metering type PMF-3 Advanced Power Monitor., Voltage, Energy, Power, Power factor, Frequency, Unbalance, Temperature, Power quality, Manual operating mechanism with mechanical closing, without Spring charging motor, Ready-to-close signal. switch, Auxiliary switches 2NO+2NC, without Closing coil (CC), manual operating mechanism with mechanical closing, without Remote trip alarm reset coil (RR), without 2nd shunt trip, without 1st Shunt trip | 123000 | 1 | Z\ | 1
3WA1110-5GE31-0AA0 |  | withdrawable circuit breaker, with guide frame, IEC 60947-2, size 1, 3-pole, In=1000 A up to 690 V AC 50/60 Hz, breaking capacity H Icu=100/66 kA at 500/690 V, ETU600 LSI electronic trip unit upgradeable, color display, Bluetooth, USB interface, basic protection LT, ST, INST, neutral conductor protection requires an external neutral point current sensor, trip alarm switch (1 x CO), connection at rear vertical, guide frame with shutter, without position signaling switch with internal voltage tap on lower stab of circuit breaker, with voltage tap module VTM680 and power supply of ETU600, able to communication, integrated metering type PMF-3 Advanced Power Monitor., Voltage, Energy, Power, Power factor, Frequency, Unbalance, Temperature, Power quality, Manual operating mechanism with mechanical closing, without Spring charging motor, Ready-to-close signal. switch, Auxiliary switches 2NO+2NC, without Closing coil (CC), manual operating mechanism with mechanical closing, without Remote trip alarm reset coil (RR), without 2nd shunt trip, without 1st Shunt trip | 134100 | 1 | Z\ | 1
3WA1110-5GE32-0AA0 |  | withdrawable circuit breaker, with guide frame, IEC 60947-2, size 1, 3-pole, In=1000 A up to 690 V AC 50/60 Hz, breaking capacity H Icu=100/66 kA at 500/690 V, ETU600 LSI electronic trip unit upgradeable, color display, Bluetooth, USB interface, basic protection LT, ST, INST, neutral conductor protection requires an external neutral point current sensor, trip alarm switch (1 x CO), connection at rear horizontal guide frame with shutter, without position signaling switch with internal voltage tap on lower stab of circuit breaker, with voltage tap module VTM680 and power supply of ETU600, able to communication, integrated metering type PMF-3 Advanced Power Monitor., Voltage, Energy, Power, Power factor, Frequency, Unbalance, Temperature, Power quality, Manual operating mechanism with mechanical closing, without Spring charging motor, Ready-to-close signal. switch, Auxiliary switches 2NO+2NC, without Closing coil (CC), manual operating mechanism with mechanical closing, without Remote trip alarm reset coil (RR), without 2nd shunt trip, without 1st Shunt trip | 131100 | 1 | Z\ | 1
3WA1110-5GE34-0AA0 |  | withdrawable circuit breaker, with guide frame, IEC 60947-2, size 1, 3-pole, In=1000 A up to 690 V AC 50/60 Hz, breaking capacity H Icu=100/66 kA at 500/690 V, ETU600 LSI electronic trip unit upgradeable, color display, Bluetooth, USB interface, basic protection LT, ST, INST, neutral conductor protection requires an external neutral point current sensor, trip alarm switch (1 x CO), connection at rear flange, guide frame with shutter, without position signaling switch with internal voltage tap on lower stab of circuit breaker, with voltage tap module VTM680 and power supply of ETU600, able to communication, integrated metering type PMF-3 Advanced Power Monitor., Voltage, Energy, Power, Power factor, Frequency, Unbalance, Temperature, Power quality, Manual operating mechanism with mechanical closing, without Spring charging motor, Ready-to-close signal. switch, Auxiliary switches 2NO+2NC, without Closing coil (CC), manual operating mechanism with mechanical closing, without Remote trip alarm reset coil (RR), without 2nd shunt trip, without 1st Shunt trip | 131100 | 1 | Z\ | 1
3WA1110-5GE41-0AA0 |  | withdrawable circuit breaker, with guide frame, IEC 60947-2, size 1, 4-pole, N pole on left, In=1000 A up to 690 V AC 50/60 Hz, breaking capacity H Icu=100/66 kA at 500/690 V, ETU600 LSI electronic trip unit upgradeable, color display, Bluetooth, USB interface, basic protection LT, ST, INST, including protection of the N conductor (internal neutral point sensor available), trip alarm switch (1 x CO), connection at rear vertical, guide frame with shutter, without position signaling switch with internal voltage tap on lower stab of circuit breaker, with voltage tap module VTM680 and power supply of ETU600, able to communication, integrated metering type PMF-3 Advanced Power Monitor., Voltage, Energy, Power, Power factor, Frequency, Unbalance, Temperature, Power quality, Manual operating mechanism with mechanical closing, without Spring charging motor, Ready-to-close signal. switch, Auxiliary switches 2NO+2NC, without Closing coil (CC), manual operating mechanism with mechanical closing, without Remote trip alarm reset coil (RR), without 2nd shunt trip, without 1st Shunt trip | 169100 | 1 | Z\ | 1
3WA1110-5GE42-0AA0 |  | withdrawable circuit breaker, with guide frame, IEC 60947-2, size 1, 4-pole, N pole on left, In=1000 A up to 690 V AC 50/60 Hz, breaking capacity H Icu=100/66 kA at 500/690 V, ETU600 LSI electronic trip unit upgradeable, color display, Bluetooth, USB interface, basic protection LT, ST, INST, including protection of the N conductor (internal neutral point sensor available), trip alarm switch (1 x CO), connection at rear horizontal guide frame with shutter, without position signaling switch with internal voltage tap on lower stab of circuit breaker, with voltage tap module VTM680 and power supply of ETU600, able to communication, integrated metering type PMF-3 Advanced Power Monitor., Voltage, Energy, Power, Power factor, Frequency, Unbalance, Temperature, Power quality, Manual operating mechanism with mechanical closing, without Spring charging motor, Ready-to-close signal. switch, Auxiliary switches 2NO+2NC, without Closing coil (CC), manual operating mechanism with mechanical closing, without Remote trip alarm reset coil (RR), without 2nd shunt trip, without 1st Shunt trip | 165100 | 1 | Z\ | 1
3WA1110-5GE44-0AA0 |  | withdrawable circuit breaker, with guide frame, IEC 60947-2, size 1, 4-pole, N pole on left, In=1000 A up to 690 V AC 50/60 Hz, breaking capacity H Icu=100/66 kA at 500/690 V, ETU600 LSI electronic trip unit upgradeable, color display, Bluetooth, USB interface, basic protection LT, ST, INST, including protection of the N conductor (internal neutral point sensor available), trip alarm switch (1 x CO), connection at rear flange, guide frame with shutter, without position signaling switch with internal voltage tap on lower stab of circuit breaker, with voltage tap module VTM680 and power supply of ETU600, able to communication, integrated metering type PMF-3 Advanced Power Monitor., Voltage, Energy, Power, Power factor, Frequency, Unbalance, Temperature, Power quality, Manual operating mechanism with mechanical closing, without Spring charging motor, Ready-to-close signal. switch, Auxiliary switches 2NO+2NC, without Closing coil (CC), manual operating mechanism with mechanical closing, without Remote trip alarm reset coil (RR), without 2nd shunt trip, without 1st Shunt trip | 165100 | 1 | Z\ | 1
3WA1110-5GF01-0AA0 |  | fixed-mounted circuit breaker, IEC 60947-2, size 1, 3-pole, In=1000 A up to 690 V AC 50/60 Hz, breaking capacity H Icu=100/66 kA at 500/690 V, ETU600 LSIG electronic trip unit upgradeable, color display, Bluetooth, USB interface, basic protection LT, ST, INST, GFx, neutral conductor protection requires an external neutral point current sensor, trip alarm switch (1 x CO), connection at rear vertical, with internal voltage tap on lower stab of circuit breaker, with voltage tap module VTM680 and power supply of ETU600, able to communication, integrated metering type PMF-3 Advanced Power Monitor., Voltage, Energy, Power, Power factor, Frequency, Unbalance, Temperature, Power quality, Manual operating mechanism with mechanical closing, without Spring charging motor, Ready-to-close signal. switch, Auxiliary switches 2NO+2NC, without Closing coil (CC), manual operating mechanism with mechanical closing, without Remote trip alarm reset coil (RR), without 2nd shunt trip, without 1st Shunt trip | 111500 | 1 | Z\ | 1
3WA1110-5GF02-0AA0 |  | fixed-mounted circuit breaker, IEC 60947-2, size 1, 3-pole, In=1000 A up to 690 V AC 50/60 Hz, breaking capacity H Icu=100/66 kA at 500/690 V, ETU600 LSIG electronic trip unit upgradeable, color display, Bluetooth, USB interface, basic protection LT, ST, INST, GFx, neutral conductor protection requires an external neutral point current sensor, trip alarm switch (1 x CO), connection at rear horizontal with internal voltage tap on lower stab of circuit breaker, with voltage tap module VTM680 and power supply of ETU600, able to communication, integrated metering type PMF-3 Advanced Power Monitor., Voltage, Energy, Power, Power factor, Frequency, Unbalance, Temperature, Power quality, Manual operating mechanism with mechanical closing, without Spring charging motor, Ready-to-close signal. switch, Auxiliary switches 2NO+2NC, without Closing coil (CC), manual operating mechanism with mechanical closing, without Remote trip alarm reset coil (RR), without 2nd shunt trip, without 1st Shunt trip | 109700 | 1 | Z\ | 1
3WA1110-5GF11-0AA0 |  | fixed-mounted circuit breaker, IEC 60947-2, size 1, 4-pole, N pole on left, In=1000 A up to 690 V AC 50/60 Hz, breaking capacity H Icu=100/66 kA at 500/690 V, ETU600 LSIG electronic trip unit upgradeable, color display, Bluetooth, USB interface, basic protection LT, ST, INST, GFx, including protection of the N conductor (internal neutral point sensor available), trip alarm switch (1 x CO), connection at rear vertical, with internal voltage tap on lower stab of circuit breaker, with voltage tap module VTM680 and power supply of ETU600, able to communication, integrated metering type PMF-3 Advanced Power Monitor., Voltage, Energy, Power, Power factor, Frequency, Unbalance, Temperature, Power quality, Manual operating mechanism with mechanical closing, without Spring charging motor, Ready-to-close signal. switch, Auxiliary switches 2NO+2NC, without Closing coil (CC), manual operating mechanism with mechanical closing, without Remote trip alarm reset coil (RR), without 2nd shunt trip, without 1st Shunt trip | 136100 | 1 | Z\ | 1
3WA1110-5GF12-0AA0 |  | fixed-mounted circuit breaker, IEC 60947-2, size 1, 4-pole, N pole on left, In=1000 A up to 690 V AC 50/60 Hz, breaking capacity H Icu=100/66 kA at 500/690 V, ETU600 LSIG electronic trip unit upgradeable, color display, Bluetooth, USB interface, basic protection LT, ST, INST, GFx, including protection of the N conductor (internal neutral point sensor available), trip alarm switch (1 x CO), connection at rear horizontal with internal voltage tap on lower stab of circuit breaker, with voltage tap module VTM680 and power supply of ETU600, able to communication, integrated metering type PMF-3 Advanced Power Monitor., Voltage, Energy, Power, Power factor, Frequency, Unbalance, Temperature, Power quality, Manual operating mechanism with mechanical closing, without Spring charging motor, Ready-to-close signal. switch, Auxiliary switches 2NO+2NC, without Closing coil (CC), manual operating mechanism with mechanical closing, without Remote trip alarm reset coil (RR), without 2nd shunt trip, without 1st Shunt trip | 134100 | 1 | Z\ | 1
3WA1110-5GF21-0AA0 |  | fixed-mounted circuit breaker, IEC 60947-2, size 1, 4-pole, N pole on right, In=1000 A up to 690 V AC 50/60 Hz, breaking capacity H Icu=100/66 kA at 500/690 V, ETU600 LSIG electronic trip unit upgradeable, color display, Bluetooth, USB interface, basic protection LT, ST, INST, GFx, including protection of the N conductor (internal neutral point sensor available), trip alarm switch (1 x CO), connection at rear vertical, with internal voltage tap on lower stab of circuit breaker, with voltage tap module VTM680 and power supply of ETU600, able to communication, integrated metering type PMF-3 Advanced Power Monitor., Voltage, Energy, Power, Power factor, Frequency, Unbalance, Temperature, Power quality, Manual operating mechanism with mechanical closing, without Spring charging motor, Ready-to-close signal. switch, Auxiliary switches 2NO+2NC, without Closing coil (CC), manual operating mechanism with mechanical closing, without Remote trip alarm reset coil (RR), without 2nd shunt trip, without 1st Shunt trip | 136100 | 1 | Z\ | 1
3WA1110-5GF22-0AA0 |  | fixed-mounted circuit breaker, IEC 60947-2, size 1, 4-pole, N pole on right, In=1000 A up to 690 V AC 50/60 Hz, breaking capacity H Icu=100/66 kA at 500/690 V, ETU600 LSIG electronic trip unit upgradeable, color display, Bluetooth, USB interface, basic protection LT, ST, INST, GFx, including protection of the N conductor (internal neutral point sensor available), trip alarm switch (1 x CO), connection at rear horizontal with internal voltage tap on lower stab of circuit breaker, with voltage tap module VTM680 and power supply of ETU600, able to communication, integrated metering type PMF-3 Advanced Power Monitor., Voltage, Energy, Power, Power factor, Frequency, Unbalance, Temperature, Power quality, Manual operating mechanism with mechanical closing, without Spring charging motor, Ready-to-close signal. switch, Auxiliary switches 2NO+2NC, without Closing coil (CC), manual operating mechanism with mechanical closing, without Remote trip alarm reset coil (RR), without 2nd shunt trip, without 1st Shunt trip | 134100 | 1 | Z\ | 1
3WA1110-5GF31-0AA0 |  | withdrawable circuit breaker, with guide frame, IEC 60947-2, size 1, 3-pole, In=1000 A up to 690 V AC 50/60 Hz, breaking capacity H Icu=100/66 kA at 500/690 V, ETU600 LSIG electronic trip unit upgradeable, color display, Bluetooth, USB interface, basic protection LT, ST, INST, GFx, neutral conductor protection requires an external neutral point current sensor, trip alarm switch (1 x CO), connection at rear vertical, guide frame with shutter, without position signaling switch with internal voltage tap on lower stab of circuit breaker, with voltage tap module VTM680 and power supply of ETU600, able to communication, integrated metering type PMF-3 Advanced Power Monitor., Voltage, Energy, Power, Power factor, Frequency, Unbalance, Temperature, Power quality, Manual operating mechanism with mechanical closing, without Spring charging motor, Ready-to-close signal. switch, Auxiliary switches 2NO+2NC, without Closing coil (CC), manual operating mechanism with mechanical closing, without Remote trip alarm reset coil (RR), without 2nd shunt trip, without 1st Shunt trip | 144100 | 1 | Z\ | 1
3WA1110-5GF32-0AA0 |  | withdrawable circuit breaker, with guide frame, IEC 60947-2, size 1, 3-pole, In=1000 A up to 690 V AC 50/60 Hz, breaking capacity H Icu=100/66 kA at 500/690 V, ETU600 LSIG electronic trip unit upgradeable, color display, Bluetooth, USB interface, basic protection LT, ST, INST, GFx, neutral conductor protection requires an external neutral point current sensor, trip alarm switch (1 x CO), connection at rear horizontal guide frame with shutter, without position signaling switch with internal voltage tap on lower stab of circuit breaker, with voltage tap module VTM680 and power supply of ETU600, able to communication, integrated metering type PMF-3 Advanced Power Monitor., Voltage, Energy, Power, Power factor, Frequency, Unbalance, Temperature, Power quality, Manual operating mechanism with mechanical closing, without Spring charging motor, Ready-to-close signal. switch, Auxiliary switches 2NO+2NC, without Closing coil (CC), manual operating mechanism with mechanical closing, without Remote trip alarm reset coil (RR), without 2nd shunt trip, without 1st Shunt trip | 141100 | 1 | Z\ | 1
3WA1110-5GF34-0AA0 |  | withdrawable circuit breaker, with guide frame, IEC 60947-2, size 1, 3-pole, In=1000 A up to 690 V AC 50/60 Hz, breaking capacity H Icu=100/66 kA at 500/690 V, ETU600 LSIG electronic trip unit upgradeable, color display, Bluetooth, USB interface, basic protection LT, ST, INST, GFx, neutral conductor protection requires an external neutral point current sensor, trip alarm switch (1 x CO), connection at rear flange, guide frame with shutter, without position signaling switch with internal voltage tap on lower stab of circuit breaker, with voltage tap module VTM680 and power supply of ETU600, able to communication, integrated metering type PMF-3 Advanced Power Monitor., Voltage, Energy, Power, Power factor, Frequency, Unbalance, Temperature, Power quality, Manual operating mechanism with mechanical closing, without Spring charging motor, Ready-to-close signal. switch, Auxiliary switches 2NO+2NC, without Closing coil (CC), manual operating mechanism with mechanical closing, without Remote trip alarm reset coil (RR), without 2nd shunt trip, without 1st Shunt trip | 141100 | 1 | Z\ | 1
3WA1110-5GF41-0AA0 |  | withdrawable circuit breaker, with guide frame, IEC 60947-2, size 1, 4-pole, N pole on left, In=1000 A up to 690 V AC 50/60 Hz, breaking capacity H Icu=100/66 kA at 500/690 V, ETU600 LSIG electronic trip unit upgradeable, color display, Bluetooth, USB interface, basic protection LT, ST, INST, GFx, including protection of the N conductor (internal neutral point sensor available), trip alarm switch (1 x CO), connection at rear vertical, guide frame with shutter, without position signaling switch with internal voltage tap on lower stab of circuit breaker, with voltage tap module VTM680 and power supply of ETU600, able to communication, integrated metering type PMF-3 Advanced Power Monitor., Voltage, Energy, Power, Power factor, Frequency, Unbalance, Temperature, Power quality, Manual operating mechanism with mechanical closing, without Spring charging motor, Ready-to-close signal. switch, Auxiliary switches 2NO+2NC, without Closing coil (CC), manual operating mechanism with mechanical closing, without Remote trip alarm reset coil (RR), without 2nd shunt trip, without 1st Shunt trip | 179100 | 1 | Z\ | 1
3WA1110-5GF42-0AA0 |  | withdrawable circuit breaker, with guide frame, IEC 60947-2, size 1, 4-pole, N pole on left, In=1000 A up to 690 V AC 50/60 Hz, breaking capacity H Icu=100/66 kA at 500/690 V, ETU600 LSIG electronic trip unit upgradeable, color display, Bluetooth, USB interface, basic protection LT, ST, INST, GFx, including protection of the N conductor (internal neutral point sensor available), trip alarm switch (1 x CO), connection at rear horizontal guide frame with shutter, without position signaling switch with internal voltage tap on lower stab of circuit breaker, with voltage tap module VTM680 and power supply of ETU600, able to communication, integrated metering type PMF-3 Advanced Power Monitor., Voltage, Energy, Power, Power factor, Frequency, Unbalance, Temperature, Power quality, Manual operating mechanism with mechanical closing, without Spring charging motor, Ready-to-close signal. switch, Auxiliary switches 2NO+2NC, without Closing coil (CC), manual operating mechanism with mechanical closing, without Remote trip alarm reset coil (RR), without 2nd shunt trip, without 1st Shunt trip | 176100 | 1 | Z\ | 1
3WA1110-5GF44-0AA0 |  | withdrawable circuit breaker, with guide frame, IEC 60947-2, size 1, 4-pole, N pole on left, In=1000 A up to 690 V AC 50/60 Hz, breaking capacity H Icu=100/66 kA at 500/690 V, ETU600 LSIG electronic trip unit upgradeable, color display, Bluetooth, USB interface, basic protection LT, ST, INST, GFx, including protection of the N conductor (internal neutral point sensor available), trip alarm switch (1 x CO), connection at rear flange, guide frame with shutter, without position signaling switch with internal voltage tap on lower stab of circuit breaker, with voltage tap module VTM680 and power supply of ETU600, able to communication, integrated metering type PMF-3 Advanced Power Monitor., Voltage, Energy, Power, Power factor, Frequency, Unbalance, Temperature, Power quality, Manual operating mechanism with mechanical closing, without Spring charging motor, Ready-to-close signal. switch, Auxiliary switches 2NO+2NC, without Closing coil (CC), manual operating mechanism with mechanical closing, without Remote trip alarm reset coil (RR), without 2nd shunt trip, without 1st Shunt trip | 176100 | 1 | Z\ | 1
3WA1110-5LE01-0AA0 |  | fixed-mounted circuit breaker, IEC 60947-2, size 1, 3-pole, In=1000 A up to 690 V AC 50/60 Hz, breaking capacity H Icu=100/66 kA at 500/690 V, ETU600 LSI electronic trip unit upgradeable, color display, Bluetooth, USB interface, basic protection LT, ST, INST, neutral conductor protection requires an external neutral point current sensor, trip alarm switch (1 x CO), connection at rear vertical, with internal voltage tap on upper stab of circuit breaker, with voltage tap module VTM680 and power supply of ETU600, able to communication, integrated metering type PMF-1 Energy Efficiency, Voltage, Active energy Ea Manual operating mechanism with mechanical closing, without Spring charging motor, Ready-to-close signal. switch, Auxiliary switches 2NO+2NC, without Closing coil (CC), manual operating mechanism with mechanical closing, without Remote trip alarm reset coil (RR), without 2nd shunt trip, without 1st Shunt trip | 85570 | 1 | Z\ | 1
3WA1110-5LE02-0AA0 |  | fixed-mounted circuit breaker, IEC 60947-2, size 1, 3-pole, In=1000 A up to 690 V AC 50/60 Hz, breaking capacity H Icu=100/66 kA at 500/690 V, ETU600 LSI electronic trip unit upgradeable, color display, Bluetooth, USB interface, basic protection LT, ST, INST, neutral conductor protection requires an external neutral point current sensor, trip alarm switch (1 x CO), connection at rear horizontal with internal voltage tap on upper stab of circuit breaker, with voltage tap module VTM680 and power supply of ETU600, able to communication, integrated metering type PMF-1 Energy Efficiency, Voltage, Active energy Ea Manual operating mechanism with mechanical closing, without Spring charging motor, Ready-to-close signal. switch, Auxiliary switches 2NO+2NC, without Closing coil (CC), manual operating mechanism with mechanical closing, without Remote trip alarm reset coil (RR), without 2nd shunt trip, without 1st Shunt trip | 83770 | 1 | Z\ | 1
3WA1110-5LE11-0AA0 |  | fixed-mounted circuit breaker, IEC 60947-2, size 1, 4-pole, N pole on left, In=1000 A up to 690 V AC 50/60 Hz, breaking capacity H Icu=100/66 kA at 500/690 V, ETU600 LSI electronic trip unit upgradeable, color display, Bluetooth, USB interface, basic protection LT, ST, INST, including protection of the N conductor (internal neutral point sensor available), trip alarm switch (1 x CO), connection at rear vertical, with internal voltage tap on upper stab of circuit breaker, with voltage tap module VTM680 and power supply of ETU600, able to communication, integrated metering type PMF-1 Energy Efficiency, Voltage, Active energy Ea Manual operating mechanism with mechanical closing, without Spring charging motor, Ready-to-close signal. switch, Auxiliary switches 2NO+2NC, without Closing coil (CC), manual operating mechanism with mechanical closing, without Remote trip alarm reset coil (RR), without 2nd shunt trip, without 1st Shunt trip | 109870 | 1 | Z\ | 1
3WA1110-5LE12-0AA0 |  | fixed-mounted circuit breaker, IEC 60947-2, size 1, 4-pole, N pole on left, In=1000 A up to 690 V AC 50/60 Hz, breaking capacity H Icu=100/66 kA at 500/690 V, ETU600 LSI electronic trip unit upgradeable, color display, Bluetooth, USB interface, basic protection LT, ST, INST, including protection of the N conductor (internal neutral point sensor available), trip alarm switch (1 x CO), connection at rear horizontal with internal voltage tap on upper stab of circuit breaker, with voltage tap module VTM680 and power supply of ETU600, able to communication, integrated metering type PMF-1 Energy Efficiency, Voltage, Active energy Ea Manual operating mechanism with mechanical closing, without Spring charging motor, Ready-to-close signal. switch, Auxiliary switches 2NO+2NC, without Closing coil (CC), manual operating mechanism with mechanical closing, without Remote trip alarm reset coil (RR), without 2nd shunt trip, without 1st Shunt trip | 107770 | 1 | Z\ | 1
3WA1110-5LE21-0AA0 |  | fixed-mounted circuit breaker, IEC 60947-2, size 1, 4-pole, N pole on right, In=1000 A up to 690 V AC 50/60 Hz, breaking capacity H Icu=100/66 kA at 500/690 V, ETU600 LSI electronic trip unit upgradeable, color display, Bluetooth, USB interface, basic protection LT, ST, INST, including protection of the N conductor (internal neutral point sensor available), trip alarm switch (1 x CO), connection at rear vertical, with internal voltage tap on upper stab of circuit breaker, with voltage tap module VTM680 and power supply of ETU600, able to communication, integrated metering type PMF-1 Energy Efficiency, Voltage, Active energy Ea Manual operating mechanism with mechanical closing, without Spring charging motor, Ready-to-close signal. switch, Auxiliary switches 2NO+2NC, without Closing coil (CC), manual operating mechanism with mechanical closing, without Remote trip alarm reset coil (RR), without 2nd shunt trip, without 1st Shunt trip | 109870 | 1 | Z\ | 1
3WA1110-5LE22-0AA0 |  | fixed-mounted circuit breaker, IEC 60947-2, size 1, 4-pole, N pole on right, In=1000 A up to 690 V AC 50/60 Hz, breaking capacity H Icu=100/66 kA at 500/690 V, ETU600 LSI electronic trip unit upgradeable, color display, Bluetooth, USB interface, basic protection LT, ST, INST, including protection of the N conductor (internal neutral point sensor available), trip alarm switch (1 x CO), connection at rear horizontal with internal voltage tap on upper stab of circuit breaker, with voltage tap module VTM680 and power supply of ETU600, able to communication, integrated metering type PMF-1 Energy Efficiency, Voltage, Active energy Ea Manual operating mechanism with mechanical closing, without Spring charging motor, Ready-to-close signal. switch, Auxiliary switches 2NO+2NC, without Closing coil (CC), manual operating mechanism with mechanical closing, without Remote trip alarm reset coil (RR), without 2nd shunt trip, without 1st Shunt trip | 107770 | 1 | Z\ | 1
3WA1110-5LE31-0AA0 |  | withdrawable circuit breaker, with guide frame, IEC 60947-2, size 1, 3-pole, In=1000 A up to 690 V AC 50/60 Hz, breaking capacity H Icu=100/66 kA at 500/690 V, ETU600 LSI electronic trip unit upgradeable, color display, Bluetooth, USB interface, basic protection LT, ST, INST, neutral conductor protection requires an external neutral point current sensor, trip alarm switch (1 x CO), connection at rear vertical, guide frame with shutter, without position signaling switch with internal voltage tap on upper stab of circuit breaker, with voltage tap module VTM680 and power supply of ETU600, able to communication, integrated metering type PMF-1 Energy Efficiency, Voltage, Active energy Ea Manual operating mechanism with mechanical closing, without Spring charging motor, Ready-to-close signal. switch, Auxiliary switches 2NO+2NC, without Closing coil (CC), manual operating mechanism with mechanical closing, without Remote trip alarm reset coil (RR), without 2nd shunt trip, without 1st Shunt trip | 118870 | 1 | Z\ | 1
3WA1110-5LE32-0AA0 |  | withdrawable circuit breaker, with guide frame, IEC 60947-2, size 1, 3-pole, In=1000 A up to 690 V AC 50/60 Hz, breaking capacity H Icu=100/66 kA at 500/690 V, ETU600 LSI electronic trip unit upgradeable, color display, Bluetooth, USB interface, basic protection LT, ST, INST, neutral conductor protection requires an external neutral point current sensor, trip alarm switch (1 x CO), connection at rear horizontal guide frame with shutter, without position signaling switch with internal voltage tap on upper stab of circuit breaker, with voltage tap module VTM680 and power supply of ETU600, able to communication, integrated metering type PMF-1 Energy Efficiency, Voltage, Active energy Ea Manual operating mechanism with mechanical closing, without Spring charging motor, Ready-to-close signal. switch, Auxiliary switches 2NO+2NC, without Closing coil (CC), manual operating mechanism with mechanical closing, without Remote trip alarm reset coil (RR), without 2nd shunt trip, without 1st Shunt trip | 115870 | 1 | Z\ | 1
3WA1110-5LE34-0AA0 |  | withdrawable circuit breaker, with guide frame, IEC 60947-2, size 1, 3-pole, In=1000 A up to 690 V AC 50/60 Hz, breaking capacity H Icu=100/66 kA at 500/690 V, ETU600 LSI electronic trip unit upgradeable, color display, Bluetooth, USB interface, basic protection LT, ST, INST, neutral conductor protection requires an external neutral point current sensor, trip alarm switch (1 x CO), connection at rear flange, guide frame with shutter, without position signaling switch with internal voltage tap on upper stab of circuit breaker, with voltage tap module VTM680 and power supply of ETU600, able to communication, integrated metering type PMF-1 Energy Efficiency, Voltage, Active energy Ea Manual operating mechanism with mechanical closing, without Spring charging motor, Ready-to-close signal. switch, Auxiliary switches 2NO+2NC, without Closing coil (CC), manual operating mechanism with mechanical closing, without Remote trip alarm reset coil (RR), without 2nd shunt trip, without 1st Shunt trip | 115870 | 1 | Z\ | 1
3WA1110-5LE41-0AA0 |  | withdrawable circuit breaker, with guide frame, IEC 60947-2, size 1, 4-pole, N pole on left, In=1000 A up to 690 V AC 50/60 Hz, breaking capacity H Icu=100/66 kA at 500/690 V, ETU600 LSI electronic trip unit upgradeable, color display, Bluetooth, USB interface, basic protection LT, ST, INST, including protection of the N conductor (internal neutral point sensor available), trip alarm switch (1 x CO), connection at rear vertical, guide frame with shutter, without position signaling switch with internal voltage tap on upper stab of circuit breaker, with voltage tap module VTM680 and power supply of ETU600, able to communication, integrated metering type PMF-1 Energy Efficiency, Voltage, Active energy Ea Manual operating mechanism with mechanical closing, without Spring charging motor, Ready-to-close signal. switch, Auxiliary switches 2NO+2NC, without Closing coil (CC), manual operating mechanism with mechanical closing, without Remote trip alarm reset coil (RR), without 2nd shunt trip, without 1st Shunt trip | 153870 | 1 | Z\ | 1
3WA1110-5LE42-0AA0 |  | withdrawable circuit breaker, with guide frame, IEC 60947-2, size 1, 4-pole, N pole on left, In=1000 A up to 690 V AC 50/60 Hz, breaking capacity H Icu=100/66 kA at 500/690 V, ETU600 LSI electronic trip unit upgradeable, color display, Bluetooth, USB interface, basic protection LT, ST, INST, including protection of the N conductor (internal neutral point sensor available), trip alarm switch (1 x CO), connection at rear horizontal guide frame with shutter, without position signaling switch with internal voltage tap on upper stab of circuit breaker, with voltage tap module VTM680 and power supply of ETU600, able to communication, integrated metering type PMF-1 Energy Efficiency, Voltage, Active energy Ea Manual operating mechanism with mechanical closing, without Spring charging motor, Ready-to-close signal. switch, Auxiliary switches 2NO+2NC, without Closing coil (CC), manual operating mechanism with mechanical closing, without Remote trip alarm reset coil (RR), without 2nd shunt trip, without 1st Shunt trip | 149870 | 1 | Z\ | 1
3WA1110-5LE44-0AA0 |  | withdrawable circuit breaker, with guide frame, IEC 60947-2, size 1, 4-pole, N pole on left, In=1000 A up to 690 V AC 50/60 Hz, breaking capacity H Icu=100/66 kA at 500/690 V, ETU600 LSI electronic trip unit upgradeable, color display, Bluetooth, USB interface, basic protection LT, ST, INST, including protection of the N conductor (internal neutral point sensor available), trip alarm switch (1 x CO), connection at rear flange, guide frame with shutter, without position signaling switch with internal voltage tap on upper stab of circuit breaker, with voltage tap module VTM680 and power supply of ETU600, able to communication, integrated metering type PMF-1 Energy Efficiency, Voltage, Active energy Ea Manual operating mechanism with mechanical closing, without Spring charging motor, Ready-to-close signal. switch, Auxiliary switches 2NO+2NC, without Closing coil (CC), manual operating mechanism with mechanical closing, without Remote trip alarm reset coil (RR), without 2nd shunt trip, without 1st Shunt trip | 149870 | 1 | Z\ | 1
3WA1110-5LF01-0AA0 |  | fixed-mounted circuit breaker, IEC 60947-2, size 1, 3-pole, In=1000 A up to 690 V AC 50/60 Hz, breaking capacity H Icu=100/66 kA at 500/690 V, ETU600 LSIG electronic trip unit upgradeable, color display, Bluetooth, USB interface, basic protection LT, ST, INST, GFx, neutral conductor protection requires an external neutral point current sensor, trip alarm switch (1 x CO), connection at rear vertical, with internal voltage tap on upper stab of circuit breaker, with voltage tap module VTM680 and power supply of ETU600, able to communication, integrated metering type PMF-1 Energy Efficiency, Voltage, Active energy Ea Manual operating mechanism with mechanical closing, without Spring charging motor, Ready-to-close signal. switch, Auxiliary switches 2NO+2NC, without Closing coil (CC), manual operating mechanism with mechanical closing, without Remote trip alarm reset coil (RR), without 2nd shunt trip, without 1st Shunt trip | 96270 | 1 | Z\ | 1
3WA1110-5LF02-0AA0 |  | fixed-mounted circuit breaker, IEC 60947-2, size 1, 3-pole, In=1000 A up to 690 V AC 50/60 Hz, breaking capacity H Icu=100/66 kA at 500/690 V, ETU600 LSIG electronic trip unit upgradeable, color display, Bluetooth, USB interface, basic protection LT, ST, INST, GFx, neutral conductor protection requires an external neutral point current sensor, trip alarm switch (1 x CO), connection at rear horizontal with internal voltage tap on upper stab of circuit breaker, with voltage tap module VTM680 and power supply of ETU600, able to communication, integrated metering type PMF-1 Energy Efficiency, Voltage, Active energy Ea Manual operating mechanism with mechanical closing, without Spring charging motor, Ready-to-close signal. switch, Auxiliary switches 2NO+2NC, without Closing coil (CC), manual operating mechanism with mechanical closing, without Remote trip alarm reset coil (RR), without 2nd shunt trip, without 1st Shunt trip | 94470 | 1 | Z\ | 1
3WA1110-5LF11-0AA0 |  | fixed-mounted circuit breaker, IEC 60947-2, size 1, 4-pole, N pole on left, In=1000 A up to 690 V AC 50/60 Hz, breaking capacity H Icu=100/66 kA at 500/690 V, ETU600 LSIG electronic trip unit upgradeable, color display, Bluetooth, USB interface, basic protection LT, ST, INST, GFx, including protection of the N conductor (internal neutral point sensor available), trip alarm switch (1 x CO), connection at rear vertical, with internal voltage tap on upper stab of circuit breaker, with voltage tap module VTM680 and power supply of ETU600, able to communication, integrated metering type PMF-1 Energy Efficiency, Voltage, Active energy Ea Manual operating mechanism with mechanical closing, without Spring charging motor, Ready-to-close signal. switch, Auxiliary switches 2NO+2NC, without Closing coil (CC), manual operating mechanism with mechanical closing, without Remote trip alarm reset coil (RR), without 2nd shunt trip, without 1st Shunt trip | 120870 | 1 | Z\ | 1
3WA1110-5LF12-0AA0 |  | fixed-mounted circuit breaker, IEC 60947-2, size 1, 4-pole, N pole on left, In=1000 A up to 690 V AC 50/60 Hz, breaking capacity H Icu=100/66 kA at 500/690 V, ETU600 LSIG electronic trip unit upgradeable, color display, Bluetooth, USB interface, basic protection LT, ST, INST, GFx, including protection of the N conductor (internal neutral point sensor available), trip alarm switch (1 x CO), connection at rear horizontal with internal voltage tap on upper stab of circuit breaker, with voltage tap module VTM680 and power supply of ETU600, able to communication, integrated metering type PMF-1 Energy Efficiency, Voltage, Active energy Ea Manual operating mechanism with mechanical closing, without Spring charging motor, Ready-to-close signal. switch, Auxiliary switches 2NO+2NC, without Closing coil (CC), manual operating mechanism with mechanical closing, without Remote trip alarm reset coil (RR), without 2nd shunt trip, without 1st Shunt trip | 118870 | 1 | Z\ | 1
3WA1110-5LF21-0AA0 |  | fixed-mounted circuit breaker, IEC 60947-2, size 1, 4-pole, N pole on right, In=1000 A up to 690 V AC 50/60 Hz, breaking capacity H Icu=100/66 kA at 500/690 V, ETU600 LSIG electronic trip unit upgradeable, color display, Bluetooth, USB interface, basic protection LT, ST, INST, GFx, including protection of the N conductor (internal neutral point sensor available), trip alarm switch (1 x CO), connection at rear vertical, with internal voltage tap on upper stab of circuit breaker, with voltage tap module VTM680 and power supply of ETU600, able to communication, integrated metering type PMF-1 Energy Efficiency, Voltage, Active energy Ea Manual operating mechanism with mechanical closing, without Spring charging motor, Ready-to-close signal. switch, Auxiliary switches 2NO+2NC, without Closing coil (CC), manual operating mechanism with mechanical closing, without Remote trip alarm reset coil (RR), without 2nd shunt trip, without 1st Shunt trip | 120870 | 1 | Z\ | 1
3WA1110-5LF22-0AA0 |  | fixed-mounted circuit breaker, IEC 60947-2, size 1, 4-pole, N pole on right, In=1000 A up to 690 V AC 50/60 Hz, breaking capacity H Icu=100/66 kA at 500/690 V, ETU600 LSIG electronic trip unit upgradeable, color display, Bluetooth, USB interface, basic protection LT, ST, INST, GFx, including protection of the N conductor (internal neutral point sensor available), trip alarm switch (1 x CO), connection at rear horizontal with internal voltage tap on upper stab of circuit breaker, with voltage tap module VTM680 and power supply of ETU600, able to communication, integrated metering type PMF-1 Energy Efficiency, Voltage, Active energy Ea Manual operating mechanism with mechanical closing, without Spring charging motor, Ready-to-close signal. switch, Auxiliary switches 2NO+2NC, without Closing coil (CC), manual operating mechanism with mechanical closing, without Remote trip alarm reset coil (RR), without 2nd shunt trip, without 1st Shunt trip | 118870 | 1 | Z\ | 1
3WA1110-5LF31-0AA0 |  | withdrawable circuit breaker, with guide frame, IEC 60947-2, size 1, 3-pole, In=1000 A up to 690 V AC 50/60 Hz, breaking capacity H Icu=100/66 kA at 500/690 V, ETU600 LSIG electronic trip unit upgradeable, color display, Bluetooth, USB interface, basic protection LT, ST, INST, GFx, neutral conductor protection requires an external neutral point current sensor, trip alarm switch (1 x CO), connection at rear vertical, guide frame with shutter, without position signaling switch with internal voltage tap on upper stab of circuit breaker, with voltage tap module VTM680 and power supply of ETU600, able to communication, integrated metering type PMF-1 Energy Efficiency, Voltage, Active energy Ea Manual operating mechanism with mechanical closing, without Spring charging motor, Ready-to-close signal. switch, Auxiliary switches 2NO+2NC, without Closing coil (CC), manual operating mechanism with mechanical closing, without Remote trip alarm reset coil (RR), without 2nd shunt trip, without 1st Shunt trip | 128870 | 1 | Z\ | 1
3WA1110-5LF32-0AA0 |  | withdrawable circuit breaker, with guide frame, IEC 60947-2, size 1, 3-pole, In=1000 A up to 690 V AC 50/60 Hz, breaking capacity H Icu=100/66 kA at 500/690 V, ETU600 LSIG electronic trip unit upgradeable, color display, Bluetooth, USB interface, basic protection LT, ST, INST, GFx, neutral conductor protection requires an external neutral point current sensor, trip alarm switch (1 x CO), connection at rear horizontal guide frame with shutter, without position signaling switch with internal voltage tap on upper stab of circuit breaker, with voltage tap module VTM680 and power supply of ETU600, able to communication, integrated metering type PMF-1 Energy Efficiency, Voltage, Active energy Ea Manual operating mechanism with mechanical closing, without Spring charging motor, Ready-to-close signal. switch, Auxiliary switches 2NO+2NC, without Closing coil (CC), manual operating mechanism with mechanical closing, without Remote trip alarm reset coil (RR), without 2nd shunt trip, without 1st Shunt trip | 125870 | 1 | Z\ | 1
3WA1110-5LF34-0AA0 |  | withdrawable circuit breaker, with guide frame, IEC 60947-2, size 1, 3-pole, In=1000 A up to 690 V AC 50/60 Hz, breaking capacity H Icu=100/66 kA at 500/690 V, ETU600 LSIG electronic trip unit upgradeable, color display, Bluetooth, USB interface, basic protection LT, ST, INST, GFx, neutral conductor protection requires an external neutral point current sensor, trip alarm switch (1 x CO), connection at rear flange, guide frame with shutter, without position signaling switch with internal voltage tap on upper stab of circuit breaker, with voltage tap module VTM680 and power supply of ETU600, able to communication, integrated metering type PMF-1 Energy Efficiency, Voltage, Active energy Ea Manual operating mechanism with mechanical closing, without Spring charging motor, Ready-to-close signal. switch, Auxiliary switches 2NO+2NC, without Closing coil (CC), manual operating mechanism with mechanical closing, without Remote trip alarm reset coil (RR), without 2nd shunt trip, without 1st Shunt trip | 125870 | 1 | Z\ | 1
3WA1110-5LF41-0AA0 |  | withdrawable circuit breaker, with guide frame, IEC 60947-2, size 1, 4-pole, N pole on left, In=1000 A up to 690 V AC 50/60 Hz, breaking capacity H Icu=100/66 kA at 500/690 V, ETU600 LSIG electronic trip unit upgradeable, color display, Bluetooth, USB interface, basic protection LT, ST, INST, GFx, including protection of the N conductor (internal neutral point sensor available), trip alarm switch (1 x CO), connection at rear vertical, guide frame with shutter, without position signaling switch with internal voltage tap on upper stab of circuit breaker, with voltage tap module VTM680 and power supply of ETU600, able to communication, integrated metering type PMF-1 Energy Efficiency, Voltage, Active energy Ea Manual operating mechanism with mechanical closing, without Spring charging motor, Ready-to-close signal. switch, Auxiliary switches 2NO+2NC, without Closing coil (CC), manual operating mechanism with mechanical closing, without Remote trip alarm reset coil (RR), without 2nd shunt trip, without 1st Shunt trip | 163870 | 1 | Z\ | 1
3WA1110-5LF42-0AA0 |  | withdrawable circuit breaker, with guide frame, IEC 60947-2, size 1, 4-pole, N pole on left, In=1000 A up to 690 V AC 50/60 Hz, breaking capacity H Icu=100/66 kA at 500/690 V, ETU600 LSIG electronic trip unit upgradeable, color display, Bluetooth, USB interface, basic protection LT, ST, INST, GFx, including protection of the N conductor (internal neutral point sensor available), trip alarm switch (1 x CO), connection at rear horizontal guide frame with shutter, without position signaling switch with internal voltage tap on upper stab of circuit breaker, with voltage tap module VTM680 and power supply of ETU600, able to communication, integrated metering type PMF-1 Energy Efficiency, Voltage, Active energy Ea Manual operating mechanism with mechanical closing, without Spring charging motor, Ready-to-close signal. switch, Auxiliary switches 2NO+2NC, without Closing coil (CC), manual operating mechanism with mechanical closing, without Remote trip alarm reset coil (RR), without 2nd shunt trip, without 1st Shunt trip | 160870 | 1 | Z\ | 1
3WA1110-5LF44-0AA0 |  | withdrawable circuit breaker, with guide frame, IEC 60947-2, size 1, 4-pole, N pole on left, In=1000 A up to 690 V AC 50/60 Hz, breaking capacity H Icu=100/66 kA at 500/690 V, ETU600 LSIG electronic trip unit upgradeable, color display, Bluetooth, USB interface, basic protection LT, ST, INST, GFx, including protection of the N conductor (internal neutral point sensor available), trip alarm switch (1 x CO), connection at rear flange, guide frame with shutter, without position signaling switch with internal voltage tap on upper stab of circuit breaker, with voltage tap module VTM680 and power supply of ETU600, able to communication, integrated metering type PMF-1 Energy Efficiency, Voltage, Active energy Ea Manual operating mechanism with mechanical closing, without Spring charging motor, Ready-to-close signal. switch, Auxiliary switches 2NO+2NC, without Closing coil (CC), manual operating mechanism with mechanical closing, without Remote trip alarm reset coil (RR), without 2nd shunt trip, without 1st Shunt trip | 160870 | 1 | Z\ | 1
3WA1110-5ME01-0AA0 |  | fixed-mounted circuit breaker, IEC 60947-2, size 1, 3-pole, In=1000 A up to 690 V AC 50/60 Hz, breaking capacity H Icu=100/66 kA at 500/690 V, ETU600 LSI electronic trip unit upgradeable, color display, Bluetooth, USB interface, basic protection LT, ST, INST, neutral conductor protection requires an external neutral point current sensor, trip alarm switch (1 x CO), connection at rear vertical, with internal voltage tap on upper stab of circuit breaker, with voltage tap module VTM680 and power supply of ETU600, able to communication, integrated metering type PMF-2 Basic Power Monitoring, Voltage, Energy, Power, Power factor, Frequency, Unbalance, Temperature, Manual operating mechanism with mechanical closing, without Spring charging motor, Ready-to-close signal. switch, Auxiliary switches 2NO+2NC, without Closing coil (CC), manual operating mechanism with mechanical closing, without Remote trip alarm reset coil (RR), without 2nd shunt trip, without 1st Shunt trip | 94400 | 1 | Z\ | 1
3WA1110-5ME02-0AA0 |  | fixed-mounted circuit breaker, IEC 60947-2, size 1, 3-pole, In=1000 A up to 690 V AC 50/60 Hz, breaking capacity H Icu=100/66 kA at 500/690 V, ETU600 LSI electronic trip unit upgradeable, color display, Bluetooth, USB interface, basic protection LT, ST, INST, neutral conductor protection requires an external neutral point current sensor, trip alarm switch (1 x CO), connection at rear horizontal with internal voltage tap on upper stab of circuit breaker, with voltage tap module VTM680 and power supply of ETU600, able to communication, integrated metering type PMF-2 Basic Power Monitoring, Voltage, Energy, Power, Power factor, Frequency, Unbalance, Temperature, Manual operating mechanism with mechanical closing, without Spring charging motor, Ready-to-close signal. switch, Auxiliary switches 2NO+2NC, without Closing coil (CC), manual operating mechanism with mechanical closing, without Remote trip alarm reset coil (RR), without 2nd shunt trip, without 1st Shunt trip | 92600 | 1 | Z\ | 1
3WA1110-5ME11-0AA0 |  | fixed-mounted circuit breaker, IEC 60947-2, size 1, 4-pole, N pole on left, In=1000 A up to 690 V AC 50/60 Hz, breaking capacity H Icu=100/66 kA at 500/690 V, ETU600 LSI electronic trip unit upgradeable, color display, Bluetooth, USB interface, basic protection LT, ST, INST, including protection of the N conductor (internal neutral point sensor available), trip alarm switch (1 x CO), connection at rear vertical, with internal voltage tap on upper stab of circuit breaker, with voltage tap module VTM680 and power supply of ETU600, able to communication, integrated metering type PMF-2 Basic Power Monitoring, Voltage, Energy, Power, Power factor, Frequency, Unbalance, Temperature, Manual operating mechanism with mechanical closing, without Spring charging motor, Ready-to-close signal. switch, Auxiliary switches 2NO+2NC, without Closing coil (CC), manual operating mechanism with mechanical closing, without Remote trip alarm reset coil (RR), without 2nd shunt trip, without 1st Shunt trip | 118700 | 1 | Z\ | 1
3WA1110-5ME12-0AA0 |  | fixed-mounted circuit breaker, IEC 60947-2, size 1, 4-pole, N pole on left, In=1000 A up to 690 V AC 50/60 Hz, breaking capacity H Icu=100/66 kA at 500/690 V, ETU600 LSI electronic trip unit upgradeable, color display, Bluetooth, USB interface, basic protection LT, ST, INST, including protection of the N conductor (internal neutral point sensor available), trip alarm switch (1 x CO), connection at rear horizontal with internal voltage tap on upper stab of circuit breaker, with voltage tap module VTM680 and power supply of ETU600, able to communication, integrated metering type PMF-2 Basic Power Monitoring, Voltage, Energy, Power, Power factor, Frequency, Unbalance, Temperature, Manual operating mechanism with mechanical closing, without Spring charging motor, Ready-to-close signal. switch, Auxiliary switches 2NO+2NC, without Closing coil (CC), manual operating mechanism with mechanical closing, without Remote trip alarm reset coil (RR), without 2nd shunt trip, without 1st Shunt trip | 116600 | 1 | Z\ | 1
3WA1110-5ME21-0AA0 |  | fixed-mounted circuit breaker, IEC 60947-2, size 1, 4-pole, N pole on right, In=1000 A up to 690 V AC 50/60 Hz, breaking capacity H Icu=100/66 kA at 500/690 V, ETU600 LSI electronic trip unit upgradeable, color display, Bluetooth, USB interface, basic protection LT, ST, INST, including protection of the N conductor (internal neutral point sensor available), trip alarm switch (1 x CO), connection at rear vertical, with internal voltage tap on upper stab of circuit breaker, with voltage tap module VTM680 and power supply of ETU600, able to communication, integrated metering type PMF-2 Basic Power Monitoring, Voltage, Energy, Power, Power factor, Frequency, Unbalance, Temperature, Manual operating mechanism with mechanical closing, without Spring charging motor, Ready-to-close signal. switch, Auxiliary switches 2NO+2NC, without Closing coil (CC), manual operating mechanism with mechanical closing, without Remote trip alarm reset coil (RR), without 2nd shunt trip, without 1st Shunt trip | 118700 | 1 | Z\ | 1
3WA1110-5ME22-0AA0 |  | fixed-mounted circuit breaker, IEC 60947-2, size 1, 4-pole, N pole on right, In=1000 A up to 690 V AC 50/60 Hz, breaking capacity H Icu=100/66 kA at 500/690 V, ETU600 LSI electronic trip unit upgradeable, color display, Bluetooth, USB interface, basic protection LT, ST, INST, including protection of the N conductor (internal neutral point sensor available), trip alarm switch (1 x CO), connection at rear horizontal with internal voltage tap on upper stab of circuit breaker, with voltage tap module VTM680 and power supply of ETU600, able to communication, integrated metering type PMF-2 Basic Power Monitoring, Voltage, Energy, Power, Power factor, Frequency, Unbalance, Temperature, Manual operating mechanism with mechanical closing, without Spring charging motor, Ready-to-close signal. switch, Auxiliary switches 2NO+2NC, without Closing coil (CC), manual operating mechanism with mechanical closing, without Remote trip alarm reset coil (RR), without 2nd shunt trip, without 1st Shunt trip | 116600 | 1 | Z\ | 1
3WA1110-5ME31-0AA0 |  | withdrawable circuit breaker, with guide frame, IEC 60947-2, size 1, 3-pole, In=1000 A up to 690 V AC 50/60 Hz, breaking capacity H Icu=100/66 kA at 500/690 V, ETU600 LSI electronic trip unit upgradeable, color display, Bluetooth, USB interface, basic protection LT, ST, INST, neutral conductor protection requires an external neutral point current sensor, trip alarm switch (1 x CO), connection at rear vertical, guide frame with shutter, without position signaling switch with internal voltage tap on upper stab of circuit breaker, with voltage tap module VTM680 and power supply of ETU600, able to communication, integrated metering type PMF-2 Basic Power Monitoring, Voltage, Energy, Power, Power factor, Frequency, Unbalance, Temperature, Manual operating mechanism with mechanical closing, without Spring charging motor, Ready-to-close signal. switch, Auxiliary switches 2NO+2NC, without Closing coil (CC), manual operating mechanism with mechanical closing, without Remote trip alarm reset coil (RR), without 2nd shunt trip, without 1st Shunt trip | 127700 | 1 | Z\ | 1
3WA1110-5ME32-0AA0 |  | withdrawable circuit breaker, with guide frame, IEC 60947-2, size 1, 3-pole, In=1000 A up to 690 V AC 50/60 Hz, breaking capacity H Icu=100/66 kA at 500/690 V, ETU600 LSI electronic trip unit upgradeable, color display, Bluetooth, USB interface, basic protection LT, ST, INST, neutral conductor protection requires an external neutral point current sensor, trip alarm switch (1 x CO), connection at rear horizontal guide frame with shutter, without position signaling switch with internal voltage tap on upper stab of circuit breaker, with voltage tap module VTM680 and power supply of ETU600, able to communication, integrated metering type PMF-2 Basic Power Monitoring, Voltage, Energy, Power, Power factor, Frequency, Unbalance, Temperature, Manual operating mechanism with mechanical closing, without Spring charging motor, Ready-to-close signal. switch, Auxiliary switches 2NO+2NC, without Closing coil (CC), manual operating mechanism with mechanical closing, without Remote trip alarm reset coil (RR), without 2nd shunt trip, without 1st Shunt trip | 124700 | 1 | Z\ | 1
3WA1110-5ME34-0AA0 |  | withdrawable circuit breaker, with guide frame, IEC 60947-2, size 1, 3-pole, In=1000 A up to 690 V AC 50/60 Hz, breaking capacity H Icu=100/66 kA at 500/690 V, ETU600 LSI electronic trip unit upgradeable, color display, Bluetooth, USB interface, basic protection LT, ST, INST, neutral conductor protection requires an external neutral point current sensor, trip alarm switch (1 x CO), connection at rear flange, guide frame with shutter, without position signaling switch with internal voltage tap on upper stab of circuit breaker, with voltage tap module VTM680 and power supply of ETU600, able to communication, integrated metering type PMF-2 Basic Power Monitoring, Voltage, Energy, Power, Power factor, Frequency, Unbalance, Temperature, Manual operating mechanism with mechanical closing, without Spring charging motor, Ready-to-close signal. switch, Auxiliary switches 2NO+2NC, without Closing coil (CC), manual operating mechanism with mechanical closing, without Remote trip alarm reset coil (RR), without 2nd shunt trip, without 1st Shunt trip | 124700 | 1 | Z\ | 1
3WA1110-5ME41-0AA0 |  | withdrawable circuit breaker, with guide frame, IEC 60947-2, size 1, 4-pole, N pole on left, In=1000 A up to 690 V AC 50/60 Hz, breaking capacity H Icu=100/66 kA at 500/690 V, ETU600 LSI electronic trip unit upgradeable, color display, Bluetooth, USB interface, basic protection LT, ST, INST, including protection of the N conductor (internal neutral point sensor available), trip alarm switch (1 x CO), connection at rear vertical, guide frame with shutter, without position signaling switch with internal voltage tap on upper stab of circuit breaker, with voltage tap module VTM680 and power supply of ETU600, able to communication, integrated metering type PMF-2 Basic Power Monitoring, Voltage, Energy, Power, Power factor, Frequency, Unbalance, Temperature, Manual operating mechanism with mechanical closing, without Spring charging motor, Ready-to-close signal. switch, Auxiliary switches 2NO+2NC, without Closing coil (CC), manual operating mechanism with mechanical closing, without Remote trip alarm reset coil (RR), without 2nd shunt trip, without 1st Shunt trip | 162700 | 1 | Z\ | 1
3WA1110-5ME42-0AA0 |  | withdrawable circuit breaker, with guide frame, IEC 60947-2, size 1, 4-pole, N pole on left, In=1000 A up to 690 V AC 50/60 Hz, breaking capacity H Icu=100/66 kA at 500/690 V, ETU600 LSI electronic trip unit upgradeable, color display, Bluetooth, USB interface, basic protection LT, ST, INST, including protection of the N conductor (internal neutral point sensor available), trip alarm switch (1 x CO), connection at rear horizontal guide frame with shutter, without position signaling switch with internal voltage tap on upper stab of circuit breaker, with voltage tap module VTM680 and power supply of ETU600, able to communication, integrated metering type PMF-2 Basic Power Monitoring, Voltage, Energy, Power, Power factor, Frequency, Unbalance, Temperature, Manual operating mechanism with mechanical closing, without Spring charging motor, Ready-to-close signal. switch, Auxiliary switches 2NO+2NC, without Closing coil (CC), manual operating mechanism with mechanical closing, without Remote trip alarm reset coil (RR), without 2nd shunt trip, without 1st Shunt trip | 158700 | 1 | Z\ | 1
3WA1110-5ME44-0AA0 |  | withdrawable circuit breaker, with guide frame, IEC 60947-2, size 1, 4-pole, N pole on left, In=1000 A up to 690 V AC 50/60 Hz, breaking capacity H Icu=100/66 kA at 500/690 V, ETU600 LSI electronic trip unit upgradeable, color display, Bluetooth, USB interface, basic protection LT, ST, INST, including protection of the N conductor (internal neutral point sensor available), trip alarm switch (1 x CO), connection at rear flange, guide frame with shutter, without position signaling switch with internal voltage tap on upper stab of circuit breaker, with voltage tap module VTM680 and power supply of ETU600, able to communication, integrated metering type PMF-2 Basic Power Monitoring, Voltage, Energy, Power, Power factor, Frequency, Unbalance, Temperature, Manual operating mechanism with mechanical closing, without Spring charging motor, Ready-to-close signal. switch, Auxiliary switches 2NO+2NC, without Closing coil (CC), manual operating mechanism with mechanical closing, without Remote trip alarm reset coil (RR), without 2nd shunt trip, without 1st Shunt trip | 158700 | 1 | Z\ | 1
3WA1110-5MF01-0AA0 |  | fixed-mounted circuit breaker, IEC 60947-2, size 1, 3-pole, In=1000 A up to 690 V AC 50/60 Hz, breaking capacity H Icu=100/66 kA at 500/690 V, ETU600 LSIG electronic trip unit upgradeable, color display, Bluetooth, USB interface, basic protection LT, ST, INST, GFx, neutral conductor protection requires an external neutral point current sensor, trip alarm switch (1 x CO), connection at rear vertical, with internal voltage tap on upper stab of circuit breaker, with voltage tap module VTM680 and power supply of ETU600, able to communication, integrated metering type PMF-2 Basic Power Monitoring, Voltage, Energy, Power, Power factor, Frequency, Unbalance, Temperature, Manual operating mechanism with mechanical closing, without Spring charging motor, Ready-to-close signal. switch, Auxiliary switches 2NO+2NC, without Closing coil (CC), manual operating mechanism with mechanical closing, without Remote trip alarm reset coil (RR), without 2nd shunt trip, without 1st Shunt trip | 105100 | 1 | Z\ | 1
3WA1110-5MF02-0AA0 |  | fixed-mounted circuit breaker, IEC 60947-2, size 1, 3-pole, In=1000 A up to 690 V AC 50/60 Hz, breaking capacity H Icu=100/66 kA at 500/690 V, ETU600 LSIG electronic trip unit upgradeable, color display, Bluetooth, USB interface, basic protection LT, ST, INST, GFx, neutral conductor protection requires an external neutral point current sensor, trip alarm switch (1 x CO), connection at rear horizontal with internal voltage tap on upper stab of circuit breaker, with voltage tap module VTM680 and power supply of ETU600, able to communication, integrated metering type PMF-2 Basic Power Monitoring, Voltage, Energy, Power, Power factor, Frequency, Unbalance, Temperature, Manual operating mechanism with mechanical closing, without Spring charging motor, Ready-to-close signal. switch, Auxiliary switches 2NO+2NC, without Closing coil (CC), manual operating mechanism with mechanical closing, without Remote trip alarm reset coil (RR), without 2nd shunt trip, without 1st Shunt trip | 103300 | 1 | Z\ | 1
3WA1110-5MF11-0AA0 |  | fixed-mounted circuit breaker, IEC 60947-2, size 1, 4-pole, N pole on left, In=1000 A up to 690 V AC 50/60 Hz, breaking capacity H Icu=100/66 kA at 500/690 V, ETU600 LSIG electronic trip unit upgradeable, color display, Bluetooth, USB interface, basic protection LT, ST, INST, GFx, including protection of the N conductor (internal neutral point sensor available), trip alarm switch (1 x CO), connection at rear vertical, with internal voltage tap on upper stab of circuit breaker, with voltage tap module VTM680 and power supply of ETU600, able to communication, integrated metering type PMF-2 Basic Power Monitoring, Voltage, Energy, Power, Power factor, Frequency, Unbalance, Temperature, Manual operating mechanism with mechanical closing, without Spring charging motor, Ready-to-close signal. switch, Auxiliary switches 2NO+2NC, without Closing coil (CC), manual operating mechanism with mechanical closing, without Remote trip alarm reset coil (RR), without 2nd shunt trip, without 1st Shunt trip | 129700 | 1 | Z\ | 1
3WA1110-5MF12-0AA0 |  | fixed-mounted circuit breaker, IEC 60947-2, size 1, 4-pole, N pole on left, In=1000 A up to 690 V AC 50/60 Hz, breaking capacity H Icu=100/66 kA at 500/690 V, ETU600 LSIG electronic trip unit upgradeable, color display, Bluetooth, USB interface, basic protection LT, ST, INST, GFx, including protection of the N conductor (internal neutral point sensor available), trip alarm switch (1 x CO), connection at rear horizontal with internal voltage tap on upper stab of circuit breaker, with voltage tap module VTM680 and power supply of ETU600, able to communication, integrated metering type PMF-2 Basic Power Monitoring, Voltage, Energy, Power, Power factor, Frequency, Unbalance, Temperature, Manual operating mechanism with mechanical closing, without Spring charging motor, Ready-to-close signal. switch, Auxiliary switches 2NO+2NC, without Closing coil (CC), manual operating mechanism with mechanical closing, without Remote trip alarm reset coil (RR), without 2nd shunt trip, without 1st Shunt trip | 127700 | 1 | Z\ | 1
3WA1110-5MF21-0AA0 |  | fixed-mounted circuit breaker, IEC 60947-2, size 1, 4-pole, N pole on right, In=1000 A up to 690 V AC 50/60 Hz, breaking capacity H Icu=100/66 kA at 500/690 V, ETU600 LSIG electronic trip unit upgradeable, color display, Bluetooth, USB interface, basic protection LT, ST, INST, GFx, including protection of the N conductor (internal neutral point sensor available), trip alarm switch (1 x CO), connection at rear vertical, with internal voltage tap on upper stab of circuit breaker, with voltage tap module VTM680 and power supply of ETU600, able to communication, integrated metering type PMF-2 Basic Power Monitoring, Voltage, Energy, Power, Power factor, Frequency, Unbalance, Temperature, Manual operating mechanism with mechanical closing, without Spring charging motor, Ready-to-close signal. switch, Auxiliary switches 2NO+2NC, without Closing coil (CC), manual operating mechanism with mechanical closing, without Remote trip alarm reset coil (RR), without 2nd shunt trip, without 1st Shunt trip | 129700 | 1 | Z\ | 1
3WA1110-5MF22-0AA0 |  | fixed-mounted circuit breaker, IEC 60947-2, size 1, 4-pole, N pole on right, In=1000 A up to 690 V AC 50/60 Hz, breaking capacity H Icu=100/66 kA at 500/690 V, ETU600 LSIG electronic trip unit upgradeable, color display, Bluetooth, USB interface, basic protection LT, ST, INST, GFx, including protection of the N conductor (internal neutral point sensor available), trip alarm switch (1 x CO), connection at rear horizontal with internal voltage tap on upper stab of circuit breaker, with voltage tap module VTM680 and power supply of ETU600, able to communication, integrated metering type PMF-2 Basic Power Monitoring, Voltage, Energy, Power, Power factor, Frequency, Unbalance, Temperature, Manual operating mechanism with mechanical closing, without Spring charging motor, Ready-to-close signal. switch, Auxiliary switches 2NO+2NC, without Closing coil (CC), manual operating mechanism with mechanical closing, without Remote trip alarm reset coil (RR), without 2nd shunt trip, without 1st Shunt trip | 127700 | 1 | Z\ | 1
3WA1110-5MF31-0AA0 |  | withdrawable circuit breaker, with guide frame, IEC 60947-2, size 1, 3-pole, In=1000 A up to 690 V AC 50/60 Hz, breaking capacity H Icu=100/66 kA at 500/690 V, ETU600 LSIG electronic trip unit upgradeable, color display, Bluetooth, USB interface, basic protection LT, ST, INST, GFx, neutral conductor protection requires an external neutral point current sensor, trip alarm switch (1 x CO), connection at rear vertical, guide frame with shutter, without position signaling switch with internal voltage tap on upper stab of circuit breaker, with voltage tap module VTM680 and power supply of ETU600, able to communication, integrated metering type PMF-2 Basic Power Monitoring, Voltage, Energy, Power, Power factor, Frequency, Unbalance, Temperature, Manual operating mechanism with mechanical closing, without Spring charging motor, Ready-to-close signal. switch, Auxiliary switches 2NO+2NC, without Closing coil (CC), manual operating mechanism with mechanical closing, without Remote trip alarm reset coil (RR), without 2nd shunt trip, without 1st Shunt trip | 137700 | 1 | Z\ | 1
3WA1110-5MF32-0AA0 |  | withdrawable circuit breaker, with guide frame, IEC 60947-2, size 1, 3-pole, In=1000 A up to 690 V AC 50/60 Hz, breaking capacity H Icu=100/66 kA at 500/690 V, ETU600 LSIG electronic trip unit upgradeable, color display, Bluetooth, USB interface, basic protection LT, ST, INST, GFx, neutral conductor protection requires an external neutral point current sensor, trip alarm switch (1 x CO), connection at rear horizontal guide frame with shutter, without position signaling switch with internal voltage tap on upper stab of circuit breaker, with voltage tap module VTM680 and power supply of ETU600, able to communication, integrated metering type PMF-2 Basic Power Monitoring, Voltage, Energy, Power, Power factor, Frequency, Unbalance, Temperature, Manual operating mechanism with mechanical closing, without Spring charging motor, Ready-to-close signal. switch, Auxiliary switches 2NO+2NC, without Closing coil (CC), manual operating mechanism with mechanical closing, without Remote trip alarm reset coil (RR), without 2nd shunt trip, without 1st Shunt trip | 134700 | 1 | Z\ | 1
3WA1110-5MF34-0AA0 |  | withdrawable circuit breaker, with guide frame, IEC 60947-2, size 1, 3-pole, In=1000 A up to 690 V AC 50/60 Hz, breaking capacity H Icu=100/66 kA at 500/690 V, ETU600 LSIG electronic trip unit upgradeable, color display, Bluetooth, USB interface, basic protection LT, ST, INST, GFx, neutral conductor protection requires an external neutral point current sensor, trip alarm switch (1 x CO), connection at rear flange, guide frame with shutter, without position signaling switch with internal voltage tap on upper stab of circuit breaker, with voltage tap module VTM680 and power supply of ETU600, able to communication, integrated metering type PMF-2 Basic Power Monitoring, Voltage, Energy, Power, Power factor, Frequency, Unbalance, Temperature, Manual operating mechanism with mechanical closing, without Spring charging motor, Ready-to-close signal. switch, Auxiliary switches 2NO+2NC, without Closing coil (CC), manual operating mechanism with mechanical closing, without Remote trip alarm reset coil (RR), without 2nd shunt trip, without 1st Shunt trip | 134700 | 1 | Z\ | 1
3WA1110-5MF41-0AA0 |  | withdrawable circuit breaker, with guide frame, IEC 60947-2, size 1, 4-pole, N pole on left, In=1000 A up to 690 V AC 50/60 Hz, breaking capacity H Icu=100/66 kA at 500/690 V, ETU600 LSIG electronic trip unit upgradeable, color display, Bluetooth, USB interface, basic protection LT, ST, INST, GFx, including protection of the N conductor (internal neutral point sensor available), trip alarm switch (1 x CO), connection at rear vertical, guide frame with shutter, without position signaling switch with internal voltage tap on upper stab of circuit breaker, with voltage tap module VTM680 and power supply of ETU600, able to communication, integrated metering type PMF-2 Basic Power Monitoring, Voltage, Energy, Power, Power factor, Frequency, Unbalance, Temperature, Manual operating mechanism with mechanical closing, without Spring charging motor, Ready-to-close signal. switch, Auxiliary switches 2NO+2NC, without Closing coil (CC), manual operating mechanism with mechanical closing, without Remote trip alarm reset coil (RR), without 2nd shunt trip, without 1st Shunt trip | 172700 | 1 | Z\ | 1
3WA1110-5MF42-0AA0 |  | withdrawable circuit breaker, with guide frame, IEC 60947-2, size 1, 4-pole, N pole on left, In=1000 A up to 690 V AC 50/60 Hz, breaking capacity H Icu=100/66 kA at 500/690 V, ETU600 LSIG electronic trip unit upgradeable, color display, Bluetooth, USB interface, basic protection LT, ST, INST, GFx, including protection of the N conductor (internal neutral point sensor available), trip alarm switch (1 x CO), connection at rear horizontal guide frame with shutter, without position signaling switch with internal voltage tap on upper stab of circuit breaker, with voltage tap module VTM680 and power supply of ETU600, able to communication, integrated metering type PMF-2 Basic Power Monitoring, Voltage, Energy, Power, Power factor, Frequency, Unbalance, Temperature, Manual operating mechanism with mechanical closing, without Spring charging motor, Ready-to-close signal. switch, Auxiliary switches 2NO+2NC, without Closing coil (CC), manual operating mechanism with mechanical closing, without Remote trip alarm reset coil (RR), without 2nd shunt trip, without 1st Shunt trip | 169700 | 1 | Z\ | 1
3WA1110-5MF44-0AA0 |  | withdrawable circuit breaker, with guide frame, IEC 60947-2, size 1, 4-pole, N pole on left, In=1000 A up to 690 V AC 50/60 Hz, breaking capacity H Icu=100/66 kA at 500/690 V, ETU600 LSIG electronic trip unit upgradeable, color display, Bluetooth, USB interface, basic protection LT, ST, INST, GFx, including protection of the N conductor (internal neutral point sensor available), trip alarm switch (1 x CO), connection at rear flange, guide frame with shutter, without position signaling switch with internal voltage tap on upper stab of circuit breaker, with voltage tap module VTM680 and power supply of ETU600, able to communication, integrated metering type PMF-2 Basic Power Monitoring, Voltage, Energy, Power, Power factor, Frequency, Unbalance, Temperature, Manual operating mechanism with mechanical closing, without Spring charging motor, Ready-to-close signal. switch, Auxiliary switches 2NO+2NC, without Closing coil (CC), manual operating mechanism with mechanical closing, without Remote trip alarm reset coil (RR), without 2nd shunt trip, without 1st Shunt trip | 169700 | 1 | Z\ | 1
3WA1110-5NE01-0AA0 |  | fixed-mounted circuit breaker, IEC 60947-2, size 1, 3-pole, In=1000 A up to 690 V AC 50/60 Hz, breaking capacity H Icu=100/66 kA at 500/690 V, ETU600 LSI electronic trip unit upgradeable, color display, Bluetooth, USB interface, basic protection LT, ST, INST, neutral conductor protection requires an external neutral point current sensor, trip alarm switch (1 x CO), connection at rear vertical, with internal voltage tap on upper stab of circuit breaker, with voltage tap module VTM680 and power supply of ETU600, able to communication, integrated metering type PMF-3 Advanced Power Monitor., Voltage, Energy, Power, Power factor, Frequency, Unbalance, Temperature, Power quality, Manual operating mechanism with mechanical closing, without Spring charging motor, Ready-to-close signal. switch, Auxiliary switches 2NO+2NC, without Closing coil (CC), manual operating mechanism with mechanical closing, without Remote trip alarm reset coil (RR), without 2nd shunt trip, without 1st Shunt trip | 100800 | 1 | Z\ | 1
3WA1110-5NE02-0AA0 |  | fixed-mounted circuit breaker, IEC 60947-2, size 1, 3-pole, In=1000 A up to 690 V AC 50/60 Hz, breaking capacity H Icu=100/66 kA at 500/690 V, ETU600 LSI electronic trip unit upgradeable, color display, Bluetooth, USB interface, basic protection LT, ST, INST, neutral conductor protection requires an external neutral point current sensor, trip alarm switch (1 x CO), connection at rear horizontal with internal voltage tap on upper stab of circuit breaker, with voltage tap module VTM680 and power supply of ETU600, able to communication, integrated metering type PMF-3 Advanced Power Monitor., Voltage, Energy, Power, Power factor, Frequency, Unbalance, Temperature, Power quality, Manual operating mechanism with mechanical closing, without Spring charging motor, Ready-to-close signal. switch, Auxiliary switches 2NO+2NC, without Closing coil (CC), manual operating mechanism with mechanical closing, without Remote trip alarm reset coil (RR), without 2nd shunt trip, without 1st Shunt trip | 99000 | 1 | Z\ | 1
3WA1110-5NE11-0AA0 |  | fixed-mounted circuit breaker, IEC 60947-2, size 1, 4-pole, N pole on left, In=1000 A up to 690 V AC 50/60 Hz, breaking capacity H Icu=100/66 kA at 500/690 V, ETU600 LSI electronic trip unit upgradeable, color display, Bluetooth, USB interface, basic protection LT, ST, INST, including protection of the N conductor (internal neutral point sensor available), trip alarm switch (1 x CO), connection at rear vertical, with internal voltage tap on upper stab of circuit breaker, with voltage tap module VTM680 and power supply of ETU600, able to communication, integrated metering type PMF-3 Advanced Power Monitor., Voltage, Energy, Power, Power factor, Frequency, Unbalance, Temperature, Power quality, Manual operating mechanism with mechanical closing, without Spring charging motor, Ready-to-close signal. switch, Auxiliary switches 2NO+2NC, without Closing coil (CC), manual operating mechanism with mechanical closing, without Remote trip alarm reset coil (RR), without 2nd shunt trip, without 1st Shunt trip | 125100 | 1 | Z\ | 1
3WA1110-5NE12-0AA0 |  | fixed-mounted circuit breaker, IEC 60947-2, size 1, 4-pole, N pole on left, In=1000 A up to 690 V AC 50/60 Hz, breaking capacity H Icu=100/66 kA at 500/690 V, ETU600 LSI electronic trip unit upgradeable, color display, Bluetooth, USB interface, basic protection LT, ST, INST, including protection of the N conductor (internal neutral point sensor available), trip alarm switch (1 x CO), connection at rear horizontal with internal voltage tap on upper stab of circuit breaker, with voltage tap module VTM680 and power supply of ETU600, able to communication, integrated metering type PMF-3 Advanced Power Monitor., Voltage, Energy, Power, Power factor, Frequency, Unbalance, Temperature, Power quality, Manual operating mechanism with mechanical closing, without Spring charging motor, Ready-to-close signal. switch, Auxiliary switches 2NO+2NC, without Closing coil (CC), manual operating mechanism with mechanical closing, without Remote trip alarm reset coil (RR), without 2nd shunt trip, without 1st Shunt trip | 123000 | 1 | Z\ | 1
3WA1110-5NE21-0AA0 |  | fixed-mounted circuit breaker, IEC 60947-2, size 1, 4-pole, N pole on right, In=1000 A up to 690 V AC 50/60 Hz, breaking capacity H Icu=100/66 kA at 500/690 V, ETU600 LSI electronic trip unit upgradeable, color display, Bluetooth, USB interface, basic protection LT, ST, INST, including protection of the N conductor (internal neutral point sensor available), trip alarm switch (1 x CO), connection at rear vertical, with internal voltage tap on upper stab of circuit breaker, with voltage tap module VTM680 and power supply of ETU600, able to communication, integrated metering type PMF-3 Advanced Power Monitor., Voltage, Energy, Power, Power factor, Frequency, Unbalance, Temperature, Power quality, Manual operating mechanism with mechanical closing, without Spring charging motor, Ready-to-close signal. switch, Auxiliary switches 2NO+2NC, without Closing coil (CC), manual operating mechanism with mechanical closing, without Remote trip alarm reset coil (RR), without 2nd shunt trip, without 1st Shunt trip | 125100 | 1 | Z\ | 1
3WA1110-5NE22-0AA0 |  | fixed-mounted circuit breaker, IEC 60947-2, size 1, 4-pole, N pole on right, In=1000 A up to 690 V AC 50/60 Hz, breaking capacity H Icu=100/66 kA at 500/690 V, ETU600 LSI electronic trip unit upgradeable, color display, Bluetooth, USB interface, basic protection LT, ST, INST, including protection of the N conductor (internal neutral point sensor available), trip alarm switch (1 x CO), connection at rear horizontal with internal voltage tap on upper stab of circuit breaker, with voltage tap module VTM680 and power supply of ETU600, able to communication, integrated metering type PMF-3 Advanced Power Monitor., Voltage, Energy, Power, Power factor, Frequency, Unbalance, Temperature, Power quality, Manual operating mechanism with mechanical closing, without Spring charging motor, Ready-to-close signal. switch, Auxiliary switches 2NO+2NC, without Closing coil (CC), manual operating mechanism with mechanical closing, without Remote trip alarm reset coil (RR), without 2nd shunt trip, without 1st Shunt trip | 123000 | 1 | Z\ | 1
3WA1110-5NE31-0AA0 |  | withdrawable circuit breaker, with guide frame, IEC 60947-2, size 1, 3-pole, In=1000 A up to 690 V AC 50/60 Hz, breaking capacity H Icu=100/66 kA at 500/690 V, ETU600 LSI electronic trip unit upgradeable, color display, Bluetooth, USB interface, basic protection LT, ST, INST, neutral conductor protection requires an external neutral point current sensor, trip alarm switch (1 x CO), connection at rear vertical, guide frame with shutter, without position signaling switch with internal voltage tap on upper stab of circuit breaker, with voltage tap module VTM680 and power supply of ETU600, able to communication, integrated metering type PMF-3 Advanced Power Monitor., Voltage, Energy, Power, Power factor, Frequency, Unbalance, Temperature, Power quality, Manual operating mechanism with mechanical closing, without Spring charging motor, Ready-to-close signal. switch, Auxiliary switches 2NO+2NC, without Closing coil (CC), manual operating mechanism with mechanical closing, without Remote trip alarm reset coil (RR), without 2nd shunt trip, without 1st Shunt trip | 134100 | 1 | Z\ | 1
3WA1110-5NE32-0AA0 |  | withdrawable circuit breaker, with guide frame, IEC 60947-2, size 1, 3-pole, In=1000 A up to 690 V AC 50/60 Hz, breaking capacity H Icu=100/66 kA at 500/690 V, ETU600 LSI electronic trip unit upgradeable, color display, Bluetooth, USB interface, basic protection LT, ST, INST, neutral conductor protection requires an external neutral point current sensor, trip alarm switch (1 x CO), connection at rear horizontal guide frame with shutter, without position signaling switch with internal voltage tap on upper stab of circuit breaker, with voltage tap module VTM680 and power supply of ETU600, able to communication, integrated metering type PMF-3 Advanced Power Monitor., Voltage, Energy, Power, Power factor, Frequency, Unbalance, Temperature, Power quality, Manual operating mechanism with mechanical closing, without Spring charging motor, Ready-to-close signal. switch, Auxiliary switches 2NO+2NC, without Closing coil (CC), manual operating mechanism with mechanical closing, without Remote trip alarm reset coil (RR), without 2nd shunt trip, without 1st Shunt trip | 131100 | 1 | Z\ | 1
3WA1110-5NE34-0AA0 |  | withdrawable circuit breaker, with guide frame, IEC 60947-2, size 1, 3-pole, In=1000 A up to 690 V AC 50/60 Hz, breaking capacity H Icu=100/66 kA at 500/690 V, ETU600 LSI electronic trip unit upgradeable, color display, Bluetooth, USB interface, basic protection LT, ST, INST, neutral conductor protection requires an external neutral point current sensor, trip alarm switch (1 x CO), connection at rear flange, guide frame with shutter, without position signaling switch with internal voltage tap on upper stab of circuit breaker, with voltage tap module VTM680 and power supply of ETU600, able to communication, integrated metering type PMF-3 Advanced Power Monitor., Voltage, Energy, Power, Power factor, Frequency, Unbalance, Temperature, Power quality, Manual operating mechanism with mechanical closing, without Spring charging motor, Ready-to-close signal. switch, Auxiliary switches 2NO+2NC, without Closing coil (CC), manual operating mechanism with mechanical closing, without Remote trip alarm reset coil (RR), without 2nd shunt trip, without 1st Shunt trip | 131100 | 1 | Z\ | 1
3WA1110-5NE41-0AA0 |  | withdrawable circuit breaker, with guide frame, IEC 60947-2, size 1, 4-pole, N pole on left, In=1000 A up to 690 V AC 50/60 Hz, breaking capacity H Icu=100/66 kA at 500/690 V, ETU600 LSI electronic trip unit upgradeable, color display, Bluetooth, USB interface, basic protection LT, ST, INST, including protection of the N conductor (internal neutral point sensor available), trip alarm switch (1 x CO), connection at rear vertical, guide frame with shutter, without position signaling switch with internal voltage tap on upper stab of circuit breaker, with voltage tap module VTM680 and power supply of ETU600, able to communication, integrated metering type PMF-3 Advanced Power Monitor., Voltage, Energy, Power, Power factor, Frequency, Unbalance, Temperature, Power quality, Manual operating mechanism with mechanical closing, without Spring charging motor, Ready-to-close signal. switch, Auxiliary switches 2NO+2NC, without Closing coil (CC), manual operating mechanism with mechanical closing, without Remote trip alarm reset coil (RR), without 2nd shunt trip, without 1st Shunt trip | 169100 | 1 | Z\ | 1
3WA1110-5NE42-0AA0 |  | withdrawable circuit breaker, with guide frame, IEC 60947-2, size 1, 4-pole, N pole on left, In=1000 A up to 690 V AC 50/60 Hz, breaking capacity H Icu=100/66 kA at 500/690 V, ETU600 LSI electronic trip unit upgradeable, color display, Bluetooth, USB interface, basic protection LT, ST, INST, including protection of the N conductor (internal neutral point sensor available), trip alarm switch (1 x CO), connection at rear horizontal guide frame with shutter, without position signaling switch with internal voltage tap on upper stab of circuit breaker, with voltage tap module VTM680 and power supply of ETU600, able to communication, integrated metering type PMF-3 Advanced Power Monitor., Voltage, Energy, Power, Power factor, Frequency, Unbalance, Temperature, Power quality, Manual operating mechanism with mechanical closing, without Spring charging motor, Ready-to-close signal. switch, Auxiliary switches 2NO+2NC, without Closing coil (CC), manual operating mechanism with mechanical closing, without Remote trip alarm reset coil (RR), without 2nd shunt trip, without 1st Shunt trip | 165100 | 1 | Z\ | 1
3WA1110-5NE44-0AA0 |  | withdrawable circuit breaker, with guide frame, IEC 60947-2, size 1, 4-pole, N pole on left, In=1000 A up to 690 V AC 50/60 Hz, breaking capacity H Icu=100/66 kA at 500/690 V, ETU600 LSI electronic trip unit upgradeable, color display, Bluetooth, USB interface, basic protection LT, ST, INST, including protection of the N conductor (internal neutral point sensor available), trip alarm switch (1 x CO), connection at rear flange, guide frame with shutter, without position signaling switch with internal voltage tap on upper stab of circuit breaker, with voltage tap module VTM680 and power supply of ETU600, able to communication, integrated metering type PMF-3 Advanced Power Monitor., Voltage, Energy, Power, Power factor, Frequency, Unbalance, Temperature, Power quality, Manual operating mechanism with mechanical closing, without Spring charging motor, Ready-to-close signal. switch, Auxiliary switches 2NO+2NC, without Closing coil (CC), manual operating mechanism with mechanical closing, without Remote trip alarm reset coil (RR), without 2nd shunt trip, without 1st Shunt trip | 165100 | 1 | Z\ | 1
3WA1110-5NF01-0AA0 |  | fixed-mounted circuit breaker, IEC 60947-2, size 1, 3-pole, In=1000 A up to 690 V AC 50/60 Hz, breaking capacity H Icu=100/66 kA at 500/690 V, ETU600 LSIG electronic trip unit upgradeable, color display, Bluetooth, USB interface, basic protection LT, ST, INST, GFx, neutral conductor protection requires an external neutral point current sensor, trip alarm switch (1 x CO), connection at rear vertical, with internal voltage tap on upper stab of circuit breaker, with voltage tap module VTM680 and power supply of ETU600, able to communication, integrated metering type PMF-3 Advanced Power Monitor., Voltage, Energy, Power, Power factor, Frequency, Unbalance, Temperature, Power quality, Manual operating mechanism with mechanical closing, without Spring charging motor, Ready-to-close signal. switch, Auxiliary switches 2NO+2NC, without Closing coil (CC), manual operating mechanism with mechanical closing, without Remote trip alarm reset coil (RR), without 2nd shunt trip, without 1st Shunt trip | 111500 | 1 | Z\ | 1
3WA1110-5NF02-0AA0 |  | fixed-mounted circuit breaker, IEC 60947-2, size 1, 3-pole, In=1000 A up to 690 V AC 50/60 Hz, breaking capacity H Icu=100/66 kA at 500/690 V, ETU600 LSIG electronic trip unit upgradeable, color display, Bluetooth, USB interface, basic protection LT, ST, INST, GFx, neutral conductor protection requires an external neutral point current sensor, trip alarm switch (1 x CO), connection at rear horizontal with internal voltage tap on upper stab of circuit breaker, with voltage tap module VTM680 and power supply of ETU600, able to communication, integrated metering type PMF-3 Advanced Power Monitor., Voltage, Energy, Power, Power factor, Frequency, Unbalance, Temperature, Power quality, Manual operating mechanism with mechanical closing, without Spring charging motor, Ready-to-close signal. switch, Auxiliary switches 2NO+2NC, without Closing coil (CC), manual operating mechanism with mechanical closing, without Remote trip alarm reset coil (RR), without 2nd shunt trip, without 1st Shunt trip | 109700 | 1 | Z\ | 1
3WA1110-5NF11-0AA0 |  | fixed-mounted circuit breaker, IEC 60947-2, size 1, 4-pole, N pole on left, In=1000 A up to 690 V AC 50/60 Hz, breaking capacity H Icu=100/66 kA at 500/690 V, ETU600 LSIG electronic trip unit upgradeable, color display, Bluetooth, USB interface, basic protection LT, ST, INST, GFx, including protection of the N conductor (internal neutral point sensor available), trip alarm switch (1 x CO), connection at rear vertical, with internal voltage tap on upper stab of circuit breaker, with voltage tap module VTM680 and power supply of ETU600, able to communication, integrated metering type PMF-3 Advanced Power Monitor., Voltage, Energy, Power, Power factor, Frequency, Unbalance, Temperature, Power quality, Manual operating mechanism with mechanical closing, without Spring charging motor, Ready-to-close signal. switch, Auxiliary switches 2NO+2NC, without Closing coil (CC), manual operating mechanism with mechanical closing, without Remote trip alarm reset coil (RR), without 2nd shunt trip, without 1st Shunt trip | 136100 | 1 | Z\ | 1
3WA1110-5NF12-0AA0 |  | fixed-mounted circuit breaker, IEC 60947-2, size 1, 4-pole, N pole on left, In=1000 A up to 690 V AC 50/60 Hz, breaking capacity H Icu=100/66 kA at 500/690 V, ETU600 LSIG electronic trip unit upgradeable, color display, Bluetooth, USB interface, basic protection LT, ST, INST, GFx, including protection of the N conductor (internal neutral point sensor available), trip alarm switch (1 x CO), connection at rear horizontal with internal voltage tap on upper stab of circuit breaker, with voltage tap module VTM680 and power supply of ETU600, able to communication, integrated metering type PMF-3 Advanced Power Monitor., Voltage, Energy, Power, Power factor, Frequency, Unbalance, Temperature, Power quality, Manual operating mechanism with mechanical closing, without Spring charging motor, Ready-to-close signal. switch, Auxiliary switches 2NO+2NC, without Closing coil (CC), manual operating mechanism with mechanical closing, without Remote trip alarm reset coil (RR), without 2nd shunt trip, without 1st Shunt trip | 134100 | 1 | Z\ | 1
3WA1110-5NF21-0AA0 |  | fixed-mounted circuit breaker, IEC 60947-2, size 1, 4-pole, N pole on right, In=1000 A up to 690 V AC 50/60 Hz, breaking capacity H Icu=100/66 kA at 500/690 V, ETU600 LSIG electronic trip unit upgradeable, color display, Bluetooth, USB interface, basic protection LT, ST, INST, GFx, including protection of the N conductor (internal neutral point sensor available), trip alarm switch (1 x CO), connection at rear vertical, with internal voltage tap on upper stab of circuit breaker, with voltage tap module VTM680 and power supply of ETU600, able to communication, integrated metering type PMF-3 Advanced Power Monitor., Voltage, Energy, Power, Power factor, Frequency, Unbalance, Temperature, Power quality, Manual operating mechanism with mechanical closing, without Spring charging motor, Ready-to-close signal. switch, Auxiliary switches 2NO+2NC, without Closing coil (CC), manual operating mechanism with mechanical closing, without Remote trip alarm reset coil (RR), without 2nd shunt trip, without 1st Shunt trip | 136100 | 1 | Z\ | 1
3WA1110-5NF22-0AA0 |  | fixed-mounted circuit breaker, IEC 60947-2, size 1, 4-pole, N pole on right, In=1000 A up to 690 V AC 50/60 Hz, breaking capacity H Icu=100/66 kA at 500/690 V, ETU600 LSIG electronic trip unit upgradeable, color display, Bluetooth, USB interface, basic protection LT, ST, INST, GFx, including protection of the N conductor (internal neutral point sensor available), trip alarm switch (1 x CO), connection at rear horizontal with internal voltage tap on upper stab of circuit breaker, with voltage tap module VTM680 and power supply of ETU600, able to communication, integrated metering type PMF-3 Advanced Power Monitor., Voltage, Energy, Power, Power factor, Frequency, Unbalance, Temperature, Power quality, Manual operating mechanism with mechanical closing, without Spring charging motor, Ready-to-close signal. switch, Auxiliary switches 2NO+2NC, without Closing coil (CC), manual operating mechanism with mechanical closing, without Remote trip alarm reset coil (RR), without 2nd shunt trip, without 1st Shunt trip | 134100 | 1 | Z\ | 1
3WA1110-5NF31-0AA0 |  | withdrawable circuit breaker, with guide frame, IEC 60947-2, size 1, 3-pole, In=1000 A up to 690 V AC 50/60 Hz, breaking capacity H Icu=100/66 kA at 500/690 V, ETU600 LSIG electronic trip unit upgradeable, color display, Bluetooth, USB interface, basic protection LT, ST, INST, GFx, neutral conductor protection requires an external neutral point current sensor, trip alarm switch (1 x CO), connection at rear vertical, guide frame with shutter, without position signaling switch with internal voltage tap on upper stab of circuit breaker, with voltage tap module VTM680 and power supply of ETU600, able to communication, integrated metering type PMF-3 Advanced Power Monitor., Voltage, Energy, Power, Power factor, Frequency, Unbalance, Temperature, Power quality, Manual operating mechanism with mechanical closing, without Spring charging motor, Ready-to-close signal. switch, Auxiliary switches 2NO+2NC, without Closing coil (CC), manual operating mechanism with mechanical closing, without Remote trip alarm reset coil (RR), without 2nd shunt trip, without 1st Shunt trip | 144100 | 1 | Z\ | 1
3WA1110-5NF32-0AA0 |  | withdrawable circuit breaker, with guide frame, IEC 60947-2, size 1, 3-pole, In=1000 A up to 690 V AC 50/60 Hz, breaking capacity H Icu=100/66 kA at 500/690 V, ETU600 LSIG electronic trip unit upgradeable, color display, Bluetooth, USB interface, basic protection LT, ST, INST, GFx, neutral conductor protection requires an external neutral point current sensor, trip alarm switch (1 x CO), connection at rear horizontal guide frame with shutter, without position signaling switch with internal voltage tap on upper stab of circuit breaker, with voltage tap module VTM680 and power supply of ETU600, able to communication, integrated metering type PMF-3 Advanced Power Monitor., Voltage, Energy, Power, Power factor, Frequency, Unbalance, Temperature, Power quality, Manual operating mechanism with mechanical closing, without Spring charging motor, Ready-to-close signal. switch, Auxiliary switches 2NO+2NC, without Closing coil (CC), manual operating mechanism with mechanical closing, without Remote trip alarm reset coil (RR), without 2nd shunt trip, without 1st Shunt trip | 141100 | 1 | Z\ | 1
3WA1110-5NF34-0AA0 |  | withdrawable circuit breaker, with guide frame, IEC 60947-2, size 1, 3-pole, In=1000 A up to 690 V AC 50/60 Hz, breaking capacity H Icu=100/66 kA at 500/690 V, ETU600 LSIG electronic trip unit upgradeable, color display, Bluetooth, USB interface, basic protection LT, ST, INST, GFx, neutral conductor protection requires an external neutral point current sensor, trip alarm switch (1 x CO), connection at rear flange, guide frame with shutter, without position signaling switch with internal voltage tap on upper stab of circuit breaker, with voltage tap module VTM680 and power supply of ETU600, able to communication, integrated metering type PMF-3 Advanced Power Monitor., Voltage, Energy, Power, Power factor, Frequency, Unbalance, Temperature, Power quality, Manual operating mechanism with mechanical closing, without Spring charging motor, Ready-to-close signal. switch, Auxiliary switches 2NO+2NC, without Closing coil (CC), manual operating mechanism with mechanical closing, without Remote trip alarm reset coil (RR), without 2nd shunt trip, without 1st Shunt trip | 141100 | 1 | Z\ | 1
3WA1110-5NF41-0AA0 |  | withdrawable circuit breaker, with guide frame, IEC 60947-2, size 1, 4-pole, N pole on left, In=1000 A up to 690 V AC 50/60 Hz, breaking capacity H Icu=100/66 kA at 500/690 V, ETU600 LSIG electronic trip unit upgradeable, color display, Bluetooth, USB interface, basic protection LT, ST, INST, GFx, including protection of the N conductor (internal neutral point sensor available), trip alarm switch (1 x CO), connection at rear vertical, guide frame with shutter, without position signaling switch with internal voltage tap on upper stab of circuit breaker, with voltage tap module VTM680 and power supply of ETU600, able to communication, integrated metering type PMF-3 Advanced Power Monitor., Voltage, Energy, Power, Power factor, Frequency, Unbalance, Temperature, Power quality, Manual operating mechanism with mechanical closing, without Spring charging motor, Ready-to-close signal. switch, Auxiliary switches 2NO+2NC, without Closing coil (CC), manual operating mechanism with mechanical closing, without Remote trip alarm reset coil (RR), without 2nd shunt trip, without 1st Shunt trip | 179100 | 1 | Z\ | 1
3WA1110-5NF42-0AA0 |  | withdrawable circuit breaker, with guide frame, IEC 60947-2, size 1, 4-pole, N pole on left, In=1000 A up to 690 V AC 50/60 Hz, breaking capacity H Icu=100/66 kA at 500/690 V, ETU600 LSIG electronic trip unit upgradeable, color display, Bluetooth, USB interface, basic protection LT, ST, INST, GFx, including protection of the N conductor (internal neutral point sensor available), trip alarm switch (1 x CO), connection at rear horizontal guide frame with shutter, without position signaling switch with internal voltage tap on upper stab of circuit breaker, with voltage tap module VTM680 and power supply of ETU600, able to communication, integrated metering type PMF-3 Advanced Power Monitor., Voltage, Energy, Power, Power factor, Frequency, Unbalance, Temperature, Power quality, Manual operating mechanism with mechanical closing, without Spring charging motor, Ready-to-close signal. switch, Auxiliary switches 2NO+2NC, without Closing coil (CC), manual operating mechanism with mechanical closing, without Remote trip alarm reset coil (RR), without 2nd shunt trip, without 1st Shunt trip | 176100 | 1 | Z\ | 1
3WA1110-5NF44-0AA0 |  | withdrawable circuit breaker, with guide frame, IEC 60947-2, size 1, 4-pole, N pole on left, In=1000 A up to 690 V AC 50/60 Hz, breaking capacity H Icu=100/66 kA at 500/690 V, ETU600 LSIG electronic trip unit upgradeable, color display, Bluetooth, USB interface, basic protection LT, ST, INST, GFx, including protection of the N conductor (internal neutral point sensor available), trip alarm switch (1 x CO), connection at rear flange, guide frame with shutter, without position signaling switch with internal voltage tap on upper stab of circuit breaker, with voltage tap module VTM680 and power supply of ETU600, able to communication, integrated metering type PMF-3 Advanced Power Monitor., Voltage, Energy, Power, Power factor, Frequency, Unbalance, Temperature, Power quality, Manual operating mechanism with mechanical closing, without Spring charging motor, Ready-to-close signal. switch, Auxiliary switches 2NO+2NC, without Closing coil (CC), manual operating mechanism with mechanical closing, without Remote trip alarm reset coil (RR), without 2nd shunt trip, without 1st Shunt trip | 176100 | 1 | Z\ | 1
3WA1110-8AA01-0AA0 |  | Non-automatic circuit breaker Fixed-mounted version, IEC 60947-2, frame size 1, 3-poles, In=1000A to 1000V AC 50/60Hz, breaking capacity E Icc=85/50kA at 690/1000V, without electr. trip unit ETU, rear connection vertical, without Com & metering function Manual operating mechanism with mechanical closing, without Spring charging motor, Ready-to-close signal. switch, Auxiliary switches 2NO+2NC, without Closing coil (CC), manual operating mechanism with mechanical closing, without Remote trip alarm reset coil (RR), without 2nd shunt trip, without 1st Shunt trip | 67700 | 1 | Z\ | 1
3WA1110-8AA02-0AA0 |  | Non-automatic circuit breaker Fixed-mounted version, IEC 60947-2, frame size 1, 3-poles, In=1000A to 1000V AC 50/60Hz, breaking capacity E Icc=85/50kA at 690/1000V, without electr. trip unit ETU, rear connection horizontal, without Com & metering function Manual operating mechanism with mechanical closing, without Spring charging motor, Ready-to-close signal. switch, Auxiliary switches 2NO+2NC, without Closing coil (CC), manual operating mechanism with mechanical closing, without Remote trip alarm reset coil (RR), without 2nd shunt trip, without 1st Shunt trip | 65900 | 1 | Z\ | 1
3WA1110-8AA03-0AA0 |  | Non-automatic circuit breaker Fixed-mounted version, IEC 60947-2, frame size 1, 3-poles, In=1000A to 1000V AC 50/60Hz, breaking capacity E Icc=85/50kA at 690/1000V, without electr. trip unit ETU, front connection double hole, without Com & metering function Manual operating mechanism with mechanical closing, without Spring charging motor, Ready-to-close signal. switch, Auxiliary switches 2NO+2NC, without Closing coil (CC), manual operating mechanism with mechanical closing, without Remote trip alarm reset coil (RR), without 2nd shunt trip, without 1st Shunt trip | 71400 | 1 | Z\ | 1
3WA1110-8AA11-0AA0 |  | Non-automatic circuit breaker Fixed-mounted version, IEC 60947-2, frame size 1, 4-poles, N-pole left, In=1000A to 1000V AC 50/60Hz, breaking capacity E Icc=85/50kA at 690/1000V, without electr. trip unit ETU, rear connection vertical, without Com & metering function Manual operating mechanism with mechanical closing, without Spring charging motor, Ready-to-close signal. switch, Auxiliary switches 2NO+2NC, without Closing coil (CC), manual operating mechanism with mechanical closing, without Remote trip alarm reset coil (RR), without 2nd shunt trip, without 1st Shunt trip | 89500 | 1 | Z\ | 1
3WA1110-8AA12-0AA0 |  | Non-automatic circuit breaker Fixed-mounted version, IEC 60947-2, frame size 1, 4-poles, N-pole left, In=1000A to 1000V AC 50/60Hz, breaking capacity E Icc=85/50kA at 690/1000V, without electr. trip unit ETU, rear connection horizontal, without Com & metering function Manual operating mechanism with mechanical closing, without Spring charging motor, Ready-to-close signal. switch, Auxiliary switches 2NO+2NC, without Closing coil (CC), manual operating mechanism with mechanical closing, without Remote trip alarm reset coil (RR), without 2nd shunt trip, without 1st Shunt trip | 87000 | 1 | Z\ | 1
3WA1110-8AA13-0AA0 |  | Non-automatic circuit breaker Fixed-mounted version, IEC 60947-2, frame size 1, 4-poles, N-pole left, In=1000A to 1000V AC 50/60Hz, breaking capacity E Icc=85/50kA at 690/1000V, without electr. trip unit ETU, front connection double hole, without Com & metering function Manual operating mechanism with mechanical closing, without Spring charging motor, Ready-to-close signal. switch, Auxiliary switches 2NO+2NC, without Closing coil (CC), manual operating mechanism with mechanical closing, without Remote trip alarm reset coil (RR), without 2nd shunt trip, without 1st Shunt trip | 94300 | 1 | Z\ | 1
3WA1110-8AA21-0AA0 |  | AC non-automatic air circuit breaker 3WA, fixed-mounted version, IEC 60947-2, size 1, 4-pole, N pole on right, In=1000 A up to 1000 V AC 50/60 Hz, breaking capacity E, Icc=85/50 kA at 690/1000 V, without electronic trip unit ETU, connection at rear vertical, without Com & metering function Manual operating mechanism with mechanical closing, without Spring charging motor, Ready-to-close signal. switch, Auxiliary switches 2NO+2NC, without Closing coil (CC), manual operating mechanism with mechanical closing, without Remote trip alarm reset coil (RR), without 2nd shunt trip, without 1st Shunt trip | 89500 | 1 | Z\ | 1
3WA1110-8AA22-0AA0 |  | AC non-automatic air circuit breaker 3WA, fixed-mounted version, IEC 60947-2, size 1, 4-pole, N pole on right, In=1000 A up to 1000 V AC 50/60 Hz, breaking capacity E, Icc=85/50 kA at 690/1000 V, without electronic trip unit ETU, connection at rear horizontal without Com & metering function Manual operating mechanism with mechanical closing, without Spring charging motor, Ready-to-close signal. switch, Auxiliary switches 2NO+2NC, without Closing coil (CC), manual operating mechanism with mechanical closing, without Remote trip alarm reset coil (RR), without 2nd shunt trip, without 1st Shunt trip | 87000 | 1 | Z\ | 1
3WA1110-8AA23-0AA0 |  | AC non-automatic air circuit breaker 3WA, fixed-mounted version, IEC 60947-2, size 1, 4-pole, N pole on right, In=1000 A up to 1000 V AC 50/60 Hz, breaking capacity E, Icc=85/50 kA at 690/1000 V, without electronic trip unit ETU, front connection double hole, without Com & metering function Manual operating mechanism with mechanical closing, without Spring charging motor, Ready-to-close signal. switch, Auxiliary switches 2NO+2NC, without Closing coil (CC), manual operating mechanism with mechanical closing, without Remote trip alarm reset coil (RR), without 2nd shunt trip, without 1st Shunt trip | 94300 | 1 | Z\ | 1
3WA1110-8AA31-0AA0 |  | Non-automatic circuit breaker withdrawable version, with guide frame, IEC 60947-2, frame size 1, 3-poles, In=1000A to 1000V AC 50/60Hz, breaking capacity E Icc=85/50kA at 690/1000V, without electr. trip unit ETU, rear connection vertical, guide frame with shutter and w/o position signalling switch, without Com & metering function Manual operating mechanism with mechanical closing, without Spring charging motor, Ready-to-close signal. switch, Auxiliary switches 2NO+2NC, without Closing coil (CC), manual operating mechanism with mechanical closing, without Remote trip alarm reset coil (RR), without 2nd shunt trip, without 1st Shunt trip | 96900 | 1 | Z\ | 1
3WA1110-8AA32-0AA0 |  | Non-automatic circuit breaker withdrawable version, with guide frame, IEC 60947-2, frame size 1, 3-poles, In=1000A to 1000V AC 50/60Hz, breaking capacity E Icc=85/50kA at 690/1000V, without electr. trip unit ETU, rear connection horizontal, guide frame with shutter and w/o position signalling switch, without Com & metering function Manual operating mechanism with mechanical closing, without Spring charging motor, Ready-to-close signal. switch, Auxiliary switches 2NO+2NC, without Closing coil (CC), manual operating mechanism with mechanical closing, without Remote trip alarm reset coil (RR), without 2nd shunt trip, without 1st Shunt trip | 94000 | 1 | Z\ | 1
3WA1110-8AA33-0AA0 |  | Non-automatic circuit breaker withdrawable version, with guide frame, IEC 60947-2, frame size 1, 3-poles, In=1000A to 1000V AC 50/60Hz, breaking capacity E Icc=85/50kA at 690/1000V, without electr. trip unit ETU, front connection double hole, guide frame with shutter and w/o position signalling switch, without Com & metering function Manual operating mechanism with mechanical closing, without Spring charging motor, Ready-to-close signal. switch, Auxiliary switches 2NO+2NC, without Closing coil (CC), manual operating mechanism with mechanical closing, without Remote trip alarm reset coil (RR), without 2nd shunt trip, without 1st Shunt trip | 103000 | 1 | Z\ | 1
3WA1110-8AA34-0AA0 |  | Non-automatic circuit breaker withdrawable version, with guide frame, IEC 60947-2, frame size 1, 3-poles, In=1000A to 1000V AC 50/60Hz, breaking capacity E Icc=85/50kA at 690/1000V, without electr. trip unit ETU, rear connection flange, guide frame with shutter and w/o position signalling switch, without Com & metering function Manual operating mechanism with mechanical closing, without Spring charging motor, Ready-to-close signal. switch, Auxiliary switches 2NO+2NC, without Closing coil (CC), manual operating mechanism with mechanical closing, without Remote trip alarm reset coil (RR), without 2nd shunt trip, without 1st Shunt trip | 94000 | 1 | Z\ | 1
3WA1110-8AA41-0AA0 |  | Non-automatic circuit breaker withdrawable version, with guide frame, IEC 60947-2, frame size 1, 4-poles, N-pole left, In=1000A to 1000V AC 50/60Hz, breaking capacity E Icc=85/50kA at 690/1000V, without electr. trip unit ETU, rear connection vertical, guide frame with shutter and w/o position signalling switch, without Com & metering function Manual operating mechanism with mechanical closing, without Spring charging motor, Ready-to-close signal. switch, Auxiliary switches 2NO+2NC, without Closing coil (CC), manual operating mechanism with mechanical closing, without Remote trip alarm reset coil (RR), without 2nd shunt trip, without 1st Shunt trip | 128000 | 1 | Z\ | 1
3WA1110-8AA42-0AA0 |  | Non-automatic circuit breaker withdrawable version, with guide frame, IEC 60947-2, frame size 1, 4-poles, N-pole left, In=1000A to 1000V AC 50/60Hz, breaking capacity E Icc=85/50kA at 690/1000V, without electr. trip unit ETU, rear connection horizontal, guide frame with shutter and w/o position signalling switch, without Com & metering function Manual operating mechanism with mechanical closing, without Spring charging motor, Ready-to-close signal. switch, Auxiliary switches 2NO+2NC, without Closing coil (CC), manual operating mechanism with mechanical closing, without Remote trip alarm reset coil (RR), without 2nd shunt trip, without 1st Shunt trip | 124000 | 1 | Z\ | 1
3WA1110-8AA43-0AA0 |  | Non-automatic circuit breaker withdrawable version, with guide frame, IEC 60947-2, frame size 1, 4-poles, N-pole left, In=1000A to 1000V AC 50/60Hz, breaking capacity E Icc=85/50kA at 690/1000V, without electr. trip unit ETU, front connection double hole, guide frame with shutter and w/o position signalling switch, without Com & metering function Manual operating mechanism with mechanical closing, without Spring charging motor, Ready-to-close signal. switch, Auxiliary switches 2NO+2NC, without Closing coil (CC), manual operating mechanism with mechanical closing, without Remote trip alarm reset coil (RR), without 2nd shunt trip, without 1st Shunt trip | 136000 | 1 | Z\ | 1
3WA1110-8AA44-0AA0 |  | Non-automatic circuit breaker withdrawable version, with guide frame, IEC 60947-2, frame size 1, 4-poles, N-pole left, In=1000A to 1000V AC 50/60Hz, breaking capacity E Icc=85/50kA at 690/1000V, without electr. trip unit ETU, rear connection flange, guide frame with shutter and w/o position signalling switch, without Com & metering function Manual operating mechanism with mechanical closing, without Spring charging motor, Ready-to-close signal. switch, Auxiliary switches 2NO+2NC, without Closing coil (CC), manual operating mechanism with mechanical closing, without Remote trip alarm reset coil (RR), without 2nd shunt trip, without 1st Shunt trip | 124000 | 1 | Z\ | 1
3WA1110-8AB01-0AA0 |  | Fixed-mounted circuit breaker IEC 60947-2, frame size 1, 3-poles, In=1000A, breaking capacity E, up to 1000V AC 50/60Hz, Icu=85/50kA at 690/1000V, Trip unit ETU300 LSI optimized for standard applica- tions, without display Protection LT, ST, INST, N-protection required an external N-sensor, incl. trip alarm switch (1xCO), rear connection vertical, without Com & metering function Manual operating mechanism with mechanical closing, without Spring charging motor, Ready-to-close signal. switch, Auxiliary switches 2NO+2NC, without Closing coil (CC), manual operating mechanism with mechanical closing, without Remote trip alarm reset coil (RR), without 2nd shunt trip, without 1st Shunt trip | 73500 | 1 | Z\ | 1
3WA1110-8AB02-0AA0 |  | Fixed-mounted circuit breaker IEC 60947-2, frame size 1, 3-poles, In=1000A, breaking capacity E, up to 1000V AC 50/60Hz, Icu=85/50kA at 690/1000V, Trip unit ETU300 LSI optimized for standard applica- tions, without display Protection LT, ST, INST, N-protection required an external N-sensor, incl. trip alarm switch (1xCO), rear connection horizontal, without Com & metering function Manual operating mechanism with mechanical closing, without Spring charging motor, Ready-to-close signal. switch, Auxiliary switches 2NO+2NC, without Closing coil (CC), manual operating mechanism with mechanical closing, without Remote trip alarm reset coil (RR), without 2nd shunt trip, without 1st Shunt trip | 71700 | 1 | Z\ | 1
3WA1110-8AB03-0AA0 |  | Fixed-mounted circuit breaker IEC 60947-2, frame size 1, 3-poles, In=1000A, breaking capacity E, up to 1000V AC 50/60Hz, Icu=85/50kA at 690/1000V, Trip unit ETU300 LSI optimized for standard applica- tions, without display Protection LT, ST, INST, N-protection required an external N-sensor, incl. trip alarm switch (1xCO), front connection double hole, without Com & metering function Manual operating mechanism with mechanical closing, without Spring charging motor, Ready-to-close signal. switch, Auxiliary switches 2NO+2NC, without Closing coil (CC), manual operating mechanism with mechanical closing, without Remote trip alarm reset coil (RR), without 2nd shunt trip, without 1st Shunt trip | 77100 | 1 | Z\ | 1
3WA1110-8AB11-0AA0 |  | Fixed-mounted circuit breaker IEC 60947-2, frame size 1, 4-poles, N-pole left, In=1000A, breaking capacity E, up to 1000V AC 50/60Hz, Icu=85/50kA at 690/1000V, Trip unit ETU300 LSI optimized for standard applica- tions, without display Protection LT, ST, INST, include N-protection, (internal N-sensor available), incl. trip alarm switch (1xCO), rear connection vertical, without Com & metering function Manual operating mechanism with mechanical closing, without Spring charging motor, Ready-to-close signal. switch, Auxiliary switches 2NO+2NC, without Closing coil (CC), manual operating mechanism with mechanical closing, without Remote trip alarm reset coil (RR), without 2nd shunt trip, without 1st Shunt trip | 98700 | 1 | Z\ | 1
3WA1110-8AB12-0AA0 |  | Fixed-mounted circuit breaker IEC 60947-2, frame size 1, 4-poles, N-pole left, In=1000A, breaking capacity E, up to 1000V AC 50/60Hz, Icu=85/50kA at 690/1000V, Trip unit ETU300 LSI optimized for standard applica- tions, without display Protection LT, ST, INST, include N-protection, (internal N-sensor available), incl. trip alarm switch (1xCO), rear connection horizontal, without Com & metering function Manual operating mechanism with mechanical closing, without Spring charging motor, Ready-to-close signal. switch, Auxiliary switches 2NO+2NC, without Closing coil (CC), manual operating mechanism with mechanical closing, without Remote trip alarm reset coil (RR), without 2nd shunt trip, without 1st Shunt trip | 96300 | 1 | Z\ | 1
3WA1110-8AB13-0AA0 |  | Fixed-mounted circuit breaker IEC 60947-2, frame size 1, 4-poles, N-pole left, In=1000A, breaking capacity E, up to 1000V AC 50/60Hz, Icu=85/50kA at 690/1000V, Trip unit ETU300 LSI optimized for standard applica- tions, without display Protection LT, ST, INST, include N-protection, (internal N-sensor available), incl. trip alarm switch (1xCO), front connection double hole, without Com & metering function Manual operating mechanism with mechanical closing, without Spring charging motor, Ready-to-close signal. switch, Auxiliary switches 2NO+2NC, without Closing coil (CC), manual operating mechanism with mechanical closing, without Remote trip alarm reset coil (RR), without 2nd shunt trip, without 1st Shunt trip | 103000 | 1 | Z\ | 1
3WA1110-8AB21-0AA0 |  | fixed-mounted circuit breaker, IEC 60947-2, size 1, 4-pole, N pole on right, In=1000 A, breaking capacity E, up to 1000 V AC 50/60 Hz, Icc=85/50 kA at 690/1000 V, tripping unit ETU300 LSI optimized for standard applications, without display, basic protection LT, ST, INST, including protection of the N conductor (internal neutral point sensor available) trip alarm switch (1 x CO), connection at rear vertical, without Com & metering function Manual operating mechanism with mechanical closing, without Spring charging motor, Ready-to-close signal. switch, Auxiliary switches 2NO+2NC, without Closing coil (CC), manual operating mechanism with mechanical closing, without Remote trip alarm reset coil (RR), without 2nd shunt trip, without 1st Shunt trip | 98700 | 1 | Z\ | 1
3WA1110-8AB22-0AA0 |  | fixed-mounted circuit breaker, IEC 60947-2, size 1, 4-pole, N pole on right, In=1000 A, breaking capacity E, up to 1000 V AC 50/60 Hz, Icc=85/50 kA at 690/1000 V, tripping unit ETU300 LSI optimized for standard applications, without display, basic protection LT, ST, INST, including protection of the N conductor (internal neutral point sensor available) trip alarm switch (1 x CO), connection at rear horizontal without Com & metering function Manual operating mechanism with mechanical closing, without Spring charging motor, Ready-to-close signal. switch, Auxiliary switches 2NO+2NC, without Closing coil (CC), manual operating mechanism with mechanical closing, without Remote trip alarm reset coil (RR), without 2nd shunt trip, without 1st Shunt trip | 96300 | 1 | Z\ | 1
3WA1110-8AB23-0AA0 |  | fixed-mounted circuit breaker, IEC 60947-2, size 1, 4-pole, N pole on right, In=1000 A, breaking capacity E, up to 1000 V AC 50/60 Hz, Icc=85/50 kA at 690/1000 V, tripping unit ETU300 LSI optimized for standard applications, without display, basic protection LT, ST, INST, including protection of the N conductor (internal neutral point sensor available) trip alarm switch (1 x CO), front connection double hole, without Com & metering function Manual operating mechanism with mechanical closing, without Spring charging motor, Ready-to-close signal. switch, Auxiliary switches 2NO+2NC, without Closing coil (CC), manual operating mechanism with mechanical closing, without Remote trip alarm reset coil (RR), without 2nd shunt trip, without 1st Shunt trip | 103000 | 1 | Z\ | 1
3WA1110-8AB31-0AA0 |  | Withdrawable circuit breaker with guide frame, IEC 60947-2, frame size 1, 3-poles, In=1000A, breaking capacity E, up to 1000V AC 50/60Hz, Icu=85/50kA at 690/1000V, Trip unit ETU300 LSI optimized for standard applica- tions, without display Protection LT, ST, INST, N-protection required an external N-sensor, incl. trip alarm switch (1xCO), rear connection vertical, guide frame with shutter and w/o position signalling switch, without Com & metering function Manual operating mechanism with mechanical closing, without Spring charging motor, Ready-to-close signal. switch, Auxiliary switches 2NO+2NC, without Closing coil (CC), manual operating mechanism with mechanical closing, without Remote trip alarm reset coil (RR), without 2nd shunt trip, without 1st Shunt trip | 107000 | 1 | Z\ | 1
3WA1110-8AB32-0AA0 |  | Withdrawable circuit breaker with guide frame, IEC 60947-2, frame size 1, 3-poles, In=1000A, breaking capacity E, up to 1000V AC 50/60Hz, Icu=85/50kA at 690/1000V, Trip unit ETU300 LSI optimized for standard applica- tions, without display Protection LT, ST, INST, N-protection required an external N-sensor, incl. trip alarm switch (1xCO), rear connection horizontal, guide frame with shutter and w/o position signalling switch, without Com & metering function Manual operating mechanism with mechanical closing, without Spring charging motor, Ready-to-close signal. switch, Auxiliary switches 2NO+2NC, without Closing coil (CC), manual operating mechanism with mechanical closing, without Remote trip alarm reset coil (RR), without 2nd shunt trip, without 1st Shunt trip | 104000 | 1 | Z\ | 1
3WA1110-8AB33-0AA0 |  | Withdrawable circuit breaker with guide frame, IEC 60947-2, frame size 1, 3-poles, In=1000A, breaking capacity E, up to 1000V AC 50/60Hz, Icu=85/50kA at 690/1000V, Trip unit ETU300 LSI optimized for standard applica- tions, without display Protection LT, ST, INST, N-protection required an external N-sensor, incl. trip alarm switch (1xCO), front connection double hole, guide frame with shutter and w/o position signalling switch, without Com & metering function Manual operating mechanism with mechanical closing, without Spring charging motor, Ready-to-close signal. switch, Auxiliary switches 2NO+2NC, without Closing coil (CC), manual operating mechanism with mechanical closing, without Remote trip alarm reset coil (RR), without 2nd shunt trip, without 1st Shunt trip | 113000 | 1 | Z\ | 1
3WA1110-8AB34-0AA0 |  | Withdrawable circuit breaker with guide frame, IEC 60947-2, frame size 1, 3-poles, In=1000A, breaking capacity E, up to 1000V AC 50/60Hz, Icu=85/50kA at 690/1000V, Trip unit ETU300 LSI optimized for standard applica- tions, without display Protection LT, ST, INST, N-protection required an external N-sensor, incl. trip alarm switch (1xCO), rear connection flange, guide frame with shutter and w/o position signalling switch, without Com & metering function Manual operating mechanism with mechanical closing, without Spring charging motor, Ready-to-close signal. switch, Auxiliary switches 2NO+2NC, without Closing coil (CC), manual operating mechanism with mechanical closing, without Remote trip alarm reset coil (RR), without 2nd shunt trip, without 1st Shunt trip | 104000 | 1 | Z\ | 1
3WA1110-8AB41-0AA0 |  | Withdrawable circuit breaker with guide frame, IEC 60947-2, frame size 1, 4-poles, N-pole left, In=1000A, breaking capacity E, up to 1000V AC 50/60Hz, Icu=85/50kA at 690/1000V, Trip unit ETU300 LSI optimized for standard applica- tions, without display Protection LT, ST, INST, include N-protection, (internal N-sensor available), incl. trip alarm switch (1xCO), rear connection vertical, guide frame with shutter and w/o position signalling switch, without Com & metering function Manual operating mechanism with mechanical closing, without Spring charging motor, Ready-to-close signal. switch, Auxiliary switches 2NO+2NC, without Closing coil (CC), manual operating mechanism with mechanical closing, without Remote trip alarm reset coil (RR), without 2nd shunt trip, without 1st Shunt trip | 143000 | 1 | Z\ | 1
3WA1110-8AB42-0AA0 |  | Withdrawable circuit breaker with guide frame, IEC 60947-2, frame size 1, 4-poles, N-pole left, In=1000A, breaking capacity E, up to 1000V AC 50/60Hz, Icu=85/50kA at 690/1000V, Trip unit ETU300 LSI optimized for standard applica- tions, without display Protection LT, ST, INST, include N-protection, (internal N-sensor available), incl. trip alarm switch (1xCO), rear connection horizontal, guide frame with shutter and w/o position signalling switch, without Com & metering function Manual operating mechanism with mechanical closing, without Spring charging motor, Ready-to-close signal. switch, Auxiliary switches 2NO+2NC, without Closing coil (CC), manual operating mechanism with mechanical closing, without Remote trip alarm reset coil (RR), without 2nd shunt trip, without 1st Shunt trip | 139000 | 1 | Z\ | 1
3WA1110-8AB43-0AA0 |  | Withdrawable circuit breaker with guide frame, IEC 60947-2, frame size 1, 4-poles, N-pole left, In=1000A, breaking capacity E, up to 1000V AC 50/60Hz, Icu=85/50kA at 690/1000V, Trip unit ETU300 LSI optimized for standard applica- tions, without display Protection LT, ST, INST, include N-protection, (internal N-sensor available), incl. trip alarm switch (1xCO), front connection double hole, guide frame with shutter and w/o position signalling switch, without Com & metering function Manual operating mechanism with mechanical closing, without Spring charging motor, Ready-to-close signal. switch, Auxiliary switches 2NO+2NC, without Closing coil (CC), manual operating mechanism with mechanical closing, without Remote trip alarm reset coil (RR), without 2nd shunt trip, without 1st Shunt trip | 151000 | 1 | Z\ | 1
3WA1110-8AB44-0AA0 |  | Withdrawable circuit breaker with guide frame, IEC 60947-2, frame size 1, 4-poles, N-pole left, In=1000A, breaking capacity E, up to 1000V AC 50/60Hz, Icu=85/50kA at 690/1000V, Trip unit ETU300 LSI optimized for standard applica- tions, without display Protection LT, ST, INST, include N-protection, (internal N-sensor available), incl. trip alarm switch (1xCO), rear connection flange, guide frame with shutter and w/o position signalling switch, without Com & metering function Manual operating mechanism with mechanical closing, without Spring charging motor, Ready-to-close signal. switch, Auxiliary switches 2NO+2NC, without Closing coil (CC), manual operating mechanism with mechanical closing, without Remote trip alarm reset coil (RR), without 2nd shunt trip, without 1st Shunt trip | 139000 | 1 | Z\ | 1
3WA1110-8AC01-0AA0 |  | Fixed-mounted circuit breaker IEC 60947-2, frame size 1, 3-poles, In=1000A, breaking capacity E, up to 1000V AC 50/60Hz, Icu=85/50kA at 690/1000V, Trip unit ETU300 LSIG optimized for standard applica- tions, without display Protection LT, ST, INST, GF, N-protection required an external N-sensor, incl. trip alarm switch (1xCO), rear connection vertical, without Com & metering function Manual operating mechanism with mechanical closing, without Spring charging motor, Ready-to-close signal. switch, Auxiliary switches 2NO+2NC, without Closing coil (CC), manual operating mechanism with mechanical closing, without Remote trip alarm reset coil (RR), without 2nd shunt trip, without 1st Shunt trip | 79700 | 1 | Z\ | 1
3WA1110-8AC02-0AA0 |  | Fixed-mounted circuit breaker IEC 60947-2, frame size 1, 3-poles, In=1000A, breaking capacity E, up to 1000V AC 50/60Hz, Icu=85/50kA at 690/1000V, Trip unit ETU300 LSIG optimized for standard applica- tions, without display Protection LT, ST, INST, GF, N-protection required an external N-sensor, incl. trip alarm switch (1xCO), rear connection horizontal, without Com & metering function Manual operating mechanism with mechanical closing, without Spring charging motor, Ready-to-close signal. switch, Auxiliary switches 2NO+2NC, without Closing coil (CC), manual operating mechanism with mechanical closing, without Remote trip alarm reset coil (RR), without 2nd shunt trip, without 1st Shunt trip | 77800 | 1 | Z\ | 1
3WA1110-8AC03-0AA0 |  | Fixed-mounted circuit breaker IEC 60947-2, frame size 1, 3-poles, In=1000A, breaking capacity E, up to 1000V AC 50/60Hz, Icu=85/50kA at 690/1000V, Trip unit ETU300 LSIG optimized for standard applica- tions, without display Protection LT, ST, INST, GF, N-protection required an external N-sensor, incl. trip alarm switch (1xCO), front connection double hole, without Com & metering function Manual operating mechanism with mechanical closing, without Spring charging motor, Ready-to-close signal. switch, Auxiliary switches 2NO+2NC, without Closing coil (CC), manual operating mechanism with mechanical closing, without Remote trip alarm reset coil (RR), without 2nd shunt trip, without 1st Shunt trip | 83300 | 1 | Z\ | 1
3WA1110-8AC11-0AA0 |  | Fixed-mounted circuit breaker IEC 60947-2, frame size 1, 4-poles, N-pole left, In=1000A, breaking capacity E, up to 1000V AC 50/60Hz, Icu=85/50kA at 690/1000V, Trip unit ETU300 LSIG optimized for standard applica- tions, without display Protection LT, ST, INST, GF, include N-protection, (internal N-sensor available), incl. trip alarm switch (1xCO), rear connection vertical, without Com & metering function Manual operating mechanism with mechanical closing, without Spring charging motor, Ready-to-close signal. switch, Auxiliary switches 2NO+2NC, without Closing coil (CC), manual operating mechanism with mechanical closing, without Remote trip alarm reset coil (RR), without 2nd shunt trip, without 1st Shunt trip | 105000 | 1 | Z\ | 1
3WA1110-8AC12-0AA0 |  | Fixed-mounted circuit breaker IEC 60947-2, frame size 1, 4-poles, N-pole left, In=1000A, breaking capacity E, up to 1000V AC 50/60Hz, Icu=85/50kA at 690/1000V, Trip unit ETU300 LSIG optimized for standard applica- tions, without display Protection LT, ST, INST, GF, include N-protection, (internal N-sensor available), incl. trip alarm switch (1xCO), rear connection horizontal, without Com & metering function Manual operating mechanism with mechanical closing, without Spring charging motor, Ready-to-close signal. switch, Auxiliary switches 2NO+2NC, without Closing coil (CC), manual operating mechanism with mechanical closing, without Remote trip alarm reset coil (RR), without 2nd shunt trip, without 1st Shunt trip | 102000 | 1 | Z\ | 1
3WA1110-8AC13-0AA0 |  | Fixed-mounted circuit breaker IEC 60947-2, frame size 1, 4-poles, N-pole left, In=1000A, breaking capacity E, up to 1000V AC 50/60Hz, Icu=85/50kA at 690/1000V, Trip unit ETU300 LSIG optimized for standard applica- tions, without display Protection LT, ST, INST, GF, include N-protection, (internal N-sensor available), incl. trip alarm switch (1xCO), front connection double hole, without Com & metering function Manual operating mechanism with mechanical closing, without Spring charging motor, Ready-to-close signal. switch, Auxiliary switches 2NO+2NC, without Closing coil (CC), manual operating mechanism with mechanical closing, without Remote trip alarm reset coil (RR), without 2nd shunt trip, without 1st Shunt trip | 110000 | 1 | Z\ | 1
3WA1110-8AC21-0AA0 |  | fixed-mounted circuit breaker, IEC 60947-2, size 1, 4-pole, N pole on right, In=1000 A, breaking capacity E, up to 1000 V AC 50/60 Hz, Icc=85/50 kA at 690/1000 V, tripping unit ETU300 LSI G optimized for standard applications, without display, basic protection LT, ST, INST, GF, including protection of the N conductor (internal neutral point sensor available), trip alarm switch (1 x CO), connection at rear vertical, without Com & metering function Manual operating mechanism with mechanical closing, without Spring charging motor, Ready-to-close signal. switch, Auxiliary switches 2NO+2NC, without Closing coil (CC), manual operating mechanism with mechanical closing, without Remote trip alarm reset coil (RR), without 2nd shunt trip, without 1st Shunt trip | 105000 | 1 | Z\ | 1
3WA1110-8AC22-0AA0 |  | fixed-mounted circuit breaker, IEC 60947-2, size 1, 4-pole, N pole on right, In=1000 A, breaking capacity E, up to 1000 V AC 50/60 Hz, Icc=85/50 kA at 690/1000 V, tripping unit ETU300 LSI G optimized for standard applications, without display, basic protection LT, ST, INST, GF, including protection of the N conductor (internal neutral point sensor available), trip alarm switch (1 x CO), connection at rear horizontal without Com & metering function Manual operating mechanism with mechanical closing, without Spring charging motor, Ready-to-close signal. switch, Auxiliary switches 2NO+2NC, without Closing coil (CC), manual operating mechanism with mechanical closing, without Remote trip alarm reset coil (RR), without 2nd shunt trip, without 1st Shunt trip | 102000 | 1 | Z\ | 1
3WA1110-8AC23-0AA0 |  | fixed-mounted circuit breaker, IEC 60947-2, size 1, 4-pole, N pole on right, In=1000 A, breaking capacity E, up to 1000 V AC 50/60 Hz, Icc=85/50 kA at 690/1000 V, tripping unit ETU300 LSI G optimized for standard applications, without display, basic protection LT, ST, INST, GF, including protection of the N conductor (internal neutral point sensor available), trip alarm switch (1 x CO), front connection double hole, without Com & metering function Manual operating mechanism with mechanical closing, without Spring charging motor, Ready-to-close signal. switch, Auxiliary switches 2NO+2NC, without Closing coil (CC), manual operating mechanism with mechanical closing, without Remote trip alarm reset coil (RR), without 2nd shunt trip, without 1st Shunt trip | 110000 | 1 | Z\ | 1
3WA1110-8AC31-0AA0 |  | Withdrawable circuit breaker with guide frame, IEC 60947-2, frame size 1, 3-poles, In=1000A, breaking capacity E, up to 1000V AC 50/60Hz, Icu=85/50kA at 690/1000V, Trip unit ETU300 LSIG optimized for standard applica- tions, without display Protection LT, ST, INST, GF, N-protection required an external N-sensor, incl. trip alarm switch (1xCO), rear connection vertical, guide frame with shutter and w/o position signalling switch, without Com & metering function Manual operating mechanism with mechanical closing, without Spring charging motor, Ready-to-close signal. switch, Auxiliary switches 2NO+2NC, without Closing coil (CC), manual operating mechanism with mechanical closing, without Remote trip alarm reset coil (RR), without 2nd shunt trip, without 1st Shunt trip | 113000 | 1 | Z\ | 1
3WA1110-8AC32-0AA0 |  | Withdrawable circuit breaker with guide frame, IEC 60947-2, frame size 1, 3-poles, In=1000A, breaking capacity E, up to 1000V AC 50/60Hz, Icu=85/50kA at 690/1000V, Trip unit ETU300 LSIG optimized for standard applica- tions, without display Protection LT, ST, INST, GF, N-protection required an external N-sensor, incl. trip alarm switch (1xCO), rear connection horizontal, guide frame with shutter and w/o position signalling switch, without Com & metering function Manual operating mechanism with mechanical closing, without Spring charging motor, Ready-to-close signal. switch, Auxiliary switches 2NO+2NC, without Closing coil (CC), manual operating mechanism with mechanical closing, without Remote trip alarm reset coil (RR), without 2nd shunt trip, without 1st Shunt trip | 111000 | 1 | Z\ | 1
3WA1110-8AC33-0AA0 |  | Withdrawable circuit breaker with guide frame, IEC 60947-2, frame size 1, 3-poles, In=1000A, breaking capacity E, up to 1000V AC 50/60Hz, Icu=85/50kA at 690/1000V, Trip unit ETU300 LSIG optimized for standard applica- tions, without display Protection LT, ST, INST, GF, N-protection required an external N-sensor, incl. trip alarm switch (1xCO), front connection double hole, guide frame with shutter and w/o position signalling switch, without Com & metering function Manual operating mechanism with mechanical closing, without Spring charging motor, Ready-to-close signal. switch, Auxiliary switches 2NO+2NC, without Closing coil (CC), manual operating mechanism with mechanical closing, without Remote trip alarm reset coil (RR), without 2nd shunt trip, without 1st Shunt trip | 119000 | 1 | Z\ | 1
3WA1110-8AC34-0AA0 |  | Withdrawable circuit breaker with guide frame, IEC 60947-2, frame size 1, 3-poles, In=1000A, breaking capacity E, up to 1000V AC 50/60Hz, Icu=85/50kA at 690/1000V, Trip unit ETU300 LSIG optimized for standard applica- tions, without display Protection LT, ST, INST, GF, N-protection required an external N-sensor, incl. trip alarm switch (1xCO), rear connection flange, guide frame with shutter and w/o position signalling switch, without Com & metering function Manual operating mechanism with mechanical closing, without Spring charging motor, Ready-to-close signal. switch, Auxiliary switches 2NO+2NC, without Closing coil (CC), manual operating mechanism with mechanical closing, without Remote trip alarm reset coil (RR), without 2nd shunt trip, without 1st Shunt trip | 111000 | 1 | Z\ | 1
3WA1110-8AC41-0AA0 |  | Withdrawable circuit breaker with guide frame, IEC 60947-2, frame size 1, 4-poles, N-pole left, In=1000A, breaking capacity E, up to 1000V AC 50/60Hz, Icu=85/50kA at 690/1000V, Trip unit ETU300 LSIG optimized for standard applica- tions, without display Protection LT, ST, INST, GF, include N-protection, (internal N-sensor available), incl. trip alarm switch (1xCO), rear connection vertical, guide frame with shutter and w/o position signalling switch, without Com & metering function Manual operating mechanism with mechanical closing, without Spring charging motor, Ready-to-close signal. switch, Auxiliary switches 2NO+2NC, without Closing coil (CC), manual operating mechanism with mechanical closing, without Remote trip alarm reset coil (RR), without 2nd shunt trip, without 1st Shunt trip | 149000 | 1 | Z\ | 1
3WA1110-8AC42-0AA0 |  | Withdrawable circuit breaker with guide frame, IEC 60947-2, frame size 1, 4-poles, N-pole left, In=1000A, breaking capacity E, up to 1000V AC 50/60Hz, Icu=85/50kA at 690/1000V, Trip unit ETU300 LSIG optimized for standard applica- tions, without display Protection LT, ST, INST, GF, include N-protection, (internal N-sensor available), incl. trip alarm switch (1xCO), rear connection horizontal, guide frame with shutter and w/o position signalling switch, without Com & metering function Manual operating mechanism with mechanical closing, without Spring charging motor, Ready-to-close signal. switch, Auxiliary switches 2NO+2NC, without Closing coil (CC), manual operating mechanism with mechanical closing, without Remote trip alarm reset coil (RR), without 2nd shunt trip, without 1st Shunt trip | 146000 | 1 | Z\ | 1
3WA1110-8AC43-0AA0 |  | Withdrawable circuit breaker with guide frame, IEC 60947-2, frame size 1, 4-poles, N-pole left, In=1000A, breaking capacity E, up to 1000V AC 50/60Hz, Icu=85/50kA at 690/1000V, Trip unit ETU300 LSIG optimized for standard applica- tions, without display Protection LT, ST, INST, GF, include N-protection, (internal N-sensor available), incl. trip alarm switch (1xCO), front connection double hole, guide frame with shutter and w/o position signalling switch, without Com & metering function Manual operating mechanism with mechanical closing, without Spring charging motor, Ready-to-close signal. switch, Auxiliary switches 2NO+2NC, without Closing coil (CC), manual operating mechanism with mechanical closing, without Remote trip alarm reset coil (RR), without 2nd shunt trip, without 1st Shunt trip | 157000 | 1 | Z\ | 1
3WA1110-8AC44-0AA0 |  | Withdrawable circuit breaker with guide frame, IEC 60947-2, frame size 1, 4-poles, N-pole left, In=1000A, breaking capacity E, up to 1000V AC 50/60Hz, Icu=85/50kA at 690/1000V, Trip unit ETU300 LSIG optimized for standard applica- tions, without display Protection LT, ST, INST, GF, include N-protection, (internal N-sensor available), incl. trip alarm switch (1xCO), rear connection flange, guide frame with shutter and w/o position signalling switch, without Com & metering function Manual operating mechanism with mechanical closing, without Spring charging motor, Ready-to-close signal. switch, Auxiliary switches 2NO+2NC, without Closing coil (CC), manual operating mechanism with mechanical closing, without Remote trip alarm reset coil (RR), without 2nd shunt trip, without 1st Shunt trip | 146000 | 1 | Z\ | 1
3WA1110-8AE01-0AA0 |  | Fixed-mounted circuit breaker IEC 60947-2, frame size 1, 3-poles, In=1000A, breaking capacity E, up to 1000V AC 50/60Hz, Icu=85/50kA at 690/1000V, Trip unit ETU600 LSI upgrade ready , colordisplay, bluetooth and USB interface, Protection LT, ST, INST, N-protection required an external N-sensor, incl. trip alarm switch (1xCO), rear connection vertical, without Com & metering function Manual operating mechanism with mechanical closing, without Spring charging motor, Ready-to-close signal. switch, Auxiliary switches 2NO+2NC, without Closing coil (CC), manual operating mechanism with mechanical closing, without Remote trip alarm reset coil (RR), without 2nd shunt trip, without 1st Shunt trip | 78600 | 1 | Z\ | 1
3WA1110-8AE02-0AA0 |  | Fixed-mounted circuit breaker IEC 60947-2, frame size 1, 3-poles, In=1000A, breaking capacity E, up to 1000V AC 50/60Hz, Icu=85/50kA at 690/1000V, Trip unit ETU600 LSI upgrade ready , colordisplay, bluetooth and USB interface, Protection LT, ST, INST, N-protection required an external N-sensor, incl. trip alarm switch (1xCO), rear connection horizontal, without Com & metering function Manual operating mechanism with mechanical closing, without Spring charging motor, Ready-to-close signal. switch, Auxiliary switches 2NO+2NC, without Closing coil (CC), manual operating mechanism with mechanical closing, without Remote trip alarm reset coil (RR), without 2nd shunt trip, without 1st Shunt trip | 76800 | 1 | Z\ | 1
3WA1110-8AE03-0AA0 |  | Fixed-mounted circuit breaker IEC 60947-2, frame size 1, 3-poles, In=1000A, breaking capacity E, up to 1000V AC 50/60Hz, Icu=85/50kA at 690/1000V, Trip unit ETU600 LSI upgrade ready , colordisplay, bluetooth and USB interface, Protection LT, ST, INST, N-protection required an external N-sensor, incl. trip alarm switch (1xCO), front connection double hole, without Com & metering function Manual operating mechanism with mechanical closing, without Spring charging motor, Ready-to-close signal. switch, Auxiliary switches 2NO+2NC, without Closing coil (CC), manual operating mechanism with mechanical closing, without Remote trip alarm reset coil (RR), without 2nd shunt trip, without 1st Shunt trip | 82200 | 1 | Z\ | 1
3WA1110-8AE11-0AA0 |  | Fixed-mounted circuit breaker IEC 60947-2, frame size 1, 4-poles, N-pole left, In=1000A, breaking capacity E, up to 1000V AC 50/60Hz, Icu=85/50kA at 690/1000V, Trip unit ETU600 LSI upgrade ready , colordisplay, bluetooth and USB interface, Protection LT, ST, INST, include N-protection, (internal N-sensor available), incl. trip alarm switch (1xCO), rear connection vertical, without Com & metering function Manual operating mechanism with mechanical closing, without Spring charging motor, Ready-to-close signal. switch, Auxiliary switches 2NO+2NC, without Closing coil (CC), manual operating mechanism with mechanical closing, without Remote trip alarm reset coil (RR), without 2nd shunt trip, without 1st Shunt trip | 104000 | 1 | Z\ | 1
3WA1110-8AE12-0AA0 |  | Fixed-mounted circuit breaker IEC 60947-2, frame size 1, 4-poles, N-pole left, In=1000A, breaking capacity E, up to 1000V AC 50/60Hz, Icu=85/50kA at 690/1000V, Trip unit ETU600 LSI upgrade ready , colordisplay, bluetooth and USB interface, Protection LT, ST, INST, include N-protection, (internal N-sensor available), incl. trip alarm switch (1xCO), rear connection horizontal, without Com & metering function Manual operating mechanism with mechanical closing, without Spring charging motor, Ready-to-close signal. switch, Auxiliary switches 2NO+2NC, without Closing coil (CC), manual operating mechanism with mechanical closing, without Remote trip alarm reset coil (RR), without 2nd shunt trip, without 1st Shunt trip | 101000 | 1 | Z\ | 1
3WA1110-8AE13-0AA0 |  | Fixed-mounted circuit breaker IEC 60947-2, frame size 1, 4-poles, N-pole left, In=1000A, breaking capacity E, up to 1000V AC 50/60Hz, Icu=85/50kA at 690/1000V, Trip unit ETU600 LSI upgrade ready , colordisplay, bluetooth and USB interface, Protection LT, ST, INST, include N-protection, (internal N-sensor available), incl. trip alarm switch (1xCO), front connection double hole, without Com & metering function Manual operating mechanism with mechanical closing, without Spring charging motor, Ready-to-close signal. switch, Auxiliary switches 2NO+2NC, without Closing coil (CC), manual operating mechanism with mechanical closing, without Remote trip alarm reset coil (RR), without 2nd shunt trip, without 1st Shunt trip | 109000 | 1 | Z\ | 1
3WA1110-8AE21-0AA0 |  | fixed-mounted circuit breaker, IEC 60947-2, size 1, 4-pole, N pole on right, In=1000 A, breaking capacity E, up to 1000 V AC 50/60 Hz, Icc=85/50 kA at 690/1000 V, tripping unit ETU600 LSI upgradeable, color display, Bluetooth, USB interface, basic protection LT, ST, INST, including protection of the N conductor (internal neutral point sensor available), trip alarm switch (1 x CO), connection at rear vertical, without Com & metering function Manual operating mechanism with mechanical closing, without Spring charging motor, Ready-to-close signal. switch, Auxiliary switches 2NO+2NC, without Closing coil (CC), manual operating mechanism with mechanical closing, without Remote trip alarm reset coil (RR), without 2nd shunt trip, without 1st Shunt trip | 104000 | 1 | Z\ | 1
3WA1110-8AE22-0AA0 |  | fixed-mounted circuit breaker, IEC 60947-2, size 1, 4-pole, N pole on right, In=1000 A, breaking capacity E, up to 1000 V AC 50/60 Hz, Icc=85/50 kA at 690/1000 V, tripping unit ETU600 LSI upgradeable, color display, Bluetooth, USB interface, basic protection LT, ST, INST, including protection of the N conductor (internal neutral point sensor available), trip alarm switch (1 x CO), connection at rear horizontal without Com & metering function Manual operating mechanism with mechanical closing, without Spring charging motor, Ready-to-close signal. switch, Auxiliary switches 2NO+2NC, without Closing coil (CC), manual operating mechanism with mechanical closing, without Remote trip alarm reset coil (RR), without 2nd shunt trip, without 1st Shunt trip | 101000 | 1 | Z\ | 1
3WA1110-8AE23-0AA0 |  | fixed-mounted circuit breaker, IEC 60947-2, size 1, 4-pole, N pole on right, In=1000 A, breaking capacity E, up to 1000 V AC 50/60 Hz, Icc=85/50 kA at 690/1000 V, tripping unit ETU600 LSI upgradeable, color display, Bluetooth, USB interface, basic protection LT, ST, INST, including protection of the N conductor (internal neutral point sensor available), trip alarm switch (1 x CO), front connection double hole, without Com & metering function Manual operating mechanism with mechanical closing, without Spring charging motor, Ready-to-close signal. switch, Auxiliary switches 2NO+2NC, without Closing coil (CC), manual operating mechanism with mechanical closing, without Remote trip alarm reset coil (RR), without 2nd shunt trip, without 1st Shunt trip | 109000 | 1 | Z\ | 1
3WA1110-8AE31-0AA0 |  | Withdrawable circuit breaker with guide frame, IEC 60947-2, frame size 1, 3-poles, In=1000A, breaking capacity E, up to 1000V AC 50/60Hz, Icu=85/50kA at 690/1000V, Trip unit ETU600 LSI upgrade ready , colordisplay, bluetooth and USB interface, Protection LT, ST, INST, N-protection required an external N-sensor, incl. trip alarm switch (1xCO), rear connection vertical, guide frame with shutter and w/o position signalling switch, without Com & metering function Manual operating mechanism with mechanical closing, without Spring charging motor, Ready-to-close signal. switch, Auxiliary switches 2NO+2NC, without Closing coil (CC), manual operating mechanism with mechanical closing, without Remote trip alarm reset coil (RR), without 2nd shunt trip, without 1st Shunt trip | 112000 | 1 | Z\ | 1
3WA1110-8AE32-0AA0 |  | Withdrawable circuit breaker with guide frame, IEC 60947-2, frame size 1, 3-poles, In=1000A, breaking capacity E, up to 1000V AC 50/60Hz, Icu=85/50kA at 690/1000V, Trip unit ETU600 LSI upgrade ready , colordisplay, bluetooth and USB interface, Protection LT, ST, INST, N-protection required an external N-sensor, incl. trip alarm switch (1xCO), rear connection horizontal, guide frame with shutter and w/o position signalling switch, without Com & metering function Manual operating mechanism with mechanical closing, without Spring charging motor, Ready-to-close signal. switch, Auxiliary switches 2NO+2NC, without Closing coil (CC), manual operating mechanism with mechanical closing, without Remote trip alarm reset coil (RR), without 2nd shunt trip, without 1st Shunt trip | 109000 | 1 | Z\ | 1
3WA1110-8AE33-0AA0 |  | Withdrawable circuit breaker with guide frame, IEC 60947-2, frame size 1, 3-poles, In=1000A, breaking capacity E, up to 1000V AC 50/60Hz, Icu=85/50kA at 690/1000V, Trip unit ETU600 LSI upgrade ready , colordisplay, bluetooth and USB interface, Protection LT, ST, INST, N-protection required an external N-sensor, incl. trip alarm switch (1xCO), front connection double hole, guide frame with shutter and w/o position signalling switch, without Com & metering function Manual operating mechanism with mechanical closing, without Spring charging motor, Ready-to-close signal. switch, Auxiliary switches 2NO+2NC, without Closing coil (CC), manual operating mechanism with mechanical closing, without Remote trip alarm reset coil (RR), without 2nd shunt trip, without 1st Shunt trip | 118000 | 1 | Z\ | 1
3WA1110-8AE34-0AA0 |  | Withdrawable circuit breaker with guide frame, IEC 60947-2, frame size 1, 3-poles, In=1000A, breaking capacity E, up to 1000V AC 50/60Hz, Icu=85/50kA at 690/1000V, Trip unit ETU600 LSI upgrade ready , colordisplay, bluetooth and USB interface, Protection LT, ST, INST, N-protection required an external N-sensor, incl. trip alarm switch (1xCO), rear connection flange, guide frame with shutter and w/o position signalling switch, without Com & metering function Manual operating mechanism with mechanical closing, without Spring charging motor, Ready-to-close signal. switch, Auxiliary switches 2NO+2NC, without Closing coil (CC), manual operating mechanism with mechanical closing, without Remote trip alarm reset coil (RR), without 2nd shunt trip, without 1st Shunt trip | 109000 | 1 | Z\ | 1
3WA1110-8AE41-0AA0 |  | Withdrawable circuit breaker with guide frame, IEC 60947-2, frame size 1, 4-poles, N-pole left, In=1000A, breaking capacity E, up to 1000V AC 50/60Hz, Icu=85/50kA at 690/1000V, Trip unit ETU600 LSI upgrade ready , colordisplay, bluetooth and USB interface, Protection LT, ST, INST, include N-protection, (internal N-sensor available), incl. trip alarm switch (1xCO), rear connection vertical, guide frame with shutter and w/o position signalling switch, without Com & metering function Manual operating mechanism with mechanical closing, without Spring charging motor, Ready-to-close signal. switch, Auxiliary switches 2NO+2NC, without Closing coil (CC), manual operating mechanism with mechanical closing, without Remote trip alarm reset coil (RR), without 2nd shunt trip, without 1st Shunt trip | 148000 | 1 | Z\ | 1
3WA1110-8AE42-0AA0 |  | Withdrawable circuit breaker with guide frame, IEC 60947-2, frame size 1, 4-poles, N-pole left, In=1000A, breaking capacity E, up to 1000V AC 50/60Hz, Icu=85/50kA at 690/1000V, Trip unit ETU600 LSI upgrade ready , colordisplay, bluetooth and USB interface, Protection LT, ST, INST, include N-protection, (internal N-sensor available), incl. trip alarm switch (1xCO), rear connection horizontal, guide frame with shutter and w/o position signalling switch, without Com & metering function Manual operating mechanism with mechanical closing, without Spring charging motor, Ready-to-close signal. switch, Auxiliary switches 2NO+2NC, without Closing coil (CC), manual operating mechanism with mechanical closing, without Remote trip alarm reset coil (RR), without 2nd shunt trip, without 1st Shunt trip | 144000 | 1 | Z\ | 1
3WA1110-8AE43-0AA0 |  | Withdrawable circuit breaker with guide frame, IEC 60947-2, frame size 1, 4-poles, N-pole left, In=1000A, breaking capacity E, up to 1000V AC 50/60Hz, Icu=85/50kA at 690/1000V, Trip unit ETU600 LSI upgrade ready , colordisplay, bluetooth and USB interface, Protection LT, ST, INST, include N-protection, (internal N-sensor available), incl. trip alarm switch (1xCO), front connection double hole, guide frame with shutter and w/o position signalling switch, without Com & metering function Manual operating mechanism with mechanical closing, without Spring charging motor, Ready-to-close signal. switch, Auxiliary switches 2NO+2NC, without Closing coil (CC), manual operating mechanism with mechanical closing, without Remote trip alarm reset coil (RR), without 2nd shunt trip, without 1st Shunt trip | 156000 | 1 | Z\ | 1
3WA1110-8AE44-0AA0 |  | Withdrawable circuit breaker with guide frame, IEC 60947-2, frame size 1, 4-poles, N-pole left, In=1000A, breaking capacity E, up to 1000V AC 50/60Hz, Icu=85/50kA at 690/1000V, Trip unit ETU600 LSI upgrade ready , colordisplay, bluetooth and USB interface, Protection LT, ST, INST, include N-protection, (internal N-sensor available), incl. trip alarm switch (1xCO), rear connection flange, guide frame with shutter and w/o position signalling switch, without Com & metering function Manual operating mechanism with mechanical closing, without Spring charging motor, Ready-to-close signal. switch, Auxiliary switches 2NO+2NC, without Closing coil (CC), manual operating mechanism with mechanical closing, without Remote trip alarm reset coil (RR), without 2nd shunt trip, without 1st Shunt trip | 144000 | 1 | Z\ | 1
3WA1110-8AF01-0AA0 |  | Fixed-mounted circuit breaker IEC 60947-2, frame size 1, 3-poles, In=1000A, breaking capacity E, up to 1000V AC 50/60Hz, Icu=85/50kA at 690/1000V, Trip unit ETU600 LSIG upgrade ready , colordisplay, bluetooth and USB interface, Protection LT, ST, INST, GFx, N-protection required an external N-sensor, incl. trip alarm switch (1xCO), rear connection vertical, without Com & metering function Manual operating mechanism with mechanical closing, without Spring charging motor, Ready-to-close signal. switch, Auxiliary switches 2NO+2NC, without Closing coil (CC), manual operating mechanism with mechanical closing, without Remote trip alarm reset coil (RR), without 2nd shunt trip, without 1st Shunt trip | 89200 | 1 | Z\ | 1
3WA1110-8AF02-0AA0 |  | Fixed-mounted circuit breaker IEC 60947-2, frame size 1, 3-poles, In=1000A, breaking capacity E, up to 1000V AC 50/60Hz, Icu=85/50kA at 690/1000V, Trip unit ETU600 LSIG upgrade ready , colordisplay, bluetooth and USB interface, Protection LT, ST, INST, GFx, N-protection required an external N-sensor, incl. trip alarm switch (1xCO), rear connection horizontal, without Com & metering function Manual operating mechanism with mechanical closing, without Spring charging motor, Ready-to-close signal. switch, Auxiliary switches 2NO+2NC, without Closing coil (CC), manual operating mechanism with mechanical closing, without Remote trip alarm reset coil (RR), without 2nd shunt trip, without 1st Shunt trip | 87400 | 1 | Z\ | 1
3WA1110-8AF03-0AA0 |  | Fixed-mounted circuit breaker IEC 60947-2, frame size 1, 3-poles, In=1000A, breaking capacity E, up to 1000V AC 50/60Hz, Icu=85/50kA at 690/1000V, Trip unit ETU600 LSIG upgrade ready , colordisplay, bluetooth and USB interface, Protection LT, ST, INST, GFx, N-protection required an external N-sensor, incl. trip alarm switch (1xCO), front connection double hole, without Com & metering function Manual operating mechanism with mechanical closing, without Spring charging motor, Ready-to-close signal. switch, Auxiliary switches 2NO+2NC, without Closing coil (CC), manual operating mechanism with mechanical closing, without Remote trip alarm reset coil (RR), without 2nd shunt trip, without 1st Shunt trip | 92900 | 1 | Z\ | 1
3WA1110-8AF11-0AA0 |  | Fixed-mounted circuit breaker IEC 60947-2, frame size 1, 4-poles, N-pole left, In=1000A, breaking capacity E, up to 1000V AC 50/60Hz, Icu=85/50kA at 690/1000V, Trip unit ETU600 LSIG upgrade ready , colordisplay, bluetooth and USB interface, Protection LT, ST, INST, GFx, include N-protection, (internal N-sensor available), incl. trip alarm switch (1xCO), rear connection vertical, without Com & metering function Manual operating mechanism with mechanical closing, without Spring charging motor, Ready-to-close signal. switch, Auxiliary switches 2NO+2NC, without Closing coil (CC), manual operating mechanism with mechanical closing, without Remote trip alarm reset coil (RR), without 2nd shunt trip, without 1st Shunt trip | 114000 | 1 | Z\ | 1
3WA1110-8AF12-0AA0 |  | Fixed-mounted circuit breaker IEC 60947-2, frame size 1, 4-poles, N-pole left, In=1000A, breaking capacity E, up to 1000V AC 50/60Hz, Icu=85/50kA at 690/1000V, Trip unit ETU600 LSIG upgrade ready , colordisplay, bluetooth and USB interface, Protection LT, ST, INST, GFx, include N-protection, (internal N-sensor available), incl. trip alarm switch (1xCO), rear connection horizontal, without Com & metering function Manual operating mechanism with mechanical closing, without Spring charging motor, Ready-to-close signal. switch, Auxiliary switches 2NO+2NC, without Closing coil (CC), manual operating mechanism with mechanical closing, without Remote trip alarm reset coil (RR), without 2nd shunt trip, without 1st Shunt trip | 112000 | 1 | Z\ | 1
3WA1110-8AF13-0AA0 |  | Fixed-mounted circuit breaker IEC 60947-2, frame size 1, 4-poles, N-pole left, In=1000A, breaking capacity E, up to 1000V AC 50/60Hz, Icu=85/50kA at 690/1000V, Trip unit ETU600 LSIG upgrade ready , colordisplay, bluetooth and USB interface, Protection LT, ST, INST, GFx, include N-protection, (internal N-sensor available), incl. trip alarm switch (1xCO), front connection double hole, without Com & metering function Manual operating mechanism with mechanical closing, without Spring charging motor, Ready-to-close signal. switch, Auxiliary switches 2NO+2NC, without Closing coil (CC), manual operating mechanism with mechanical closing, without Remote trip alarm reset coil (RR), without 2nd shunt trip, without 1st Shunt trip | 119000 | 1 | Z\ | 1
3WA1110-8AF21-0AA0 |  | fixed-mounted circuit breaker, IEC 60947-2, size 1, 4-pole, N pole on right, In=1000 A, breaking capacity E, up to 1000 V AC 50/60 Hz, Icc=85/50 kA at 690/1000 V, tripping unit ETU600 LSIG upgradeable, color display, Bluetooth, USB interface, basic protection LT, ST, INST, GFx, including protection of the N conductor (internal neutral point sensor available), trip alarm switch (1 x CO), connection at rear vertical, without Com & metering function Manual operating mechanism with mechanical closing, without Spring charging motor, Ready-to-close signal. switch, Auxiliary switches 2NO+2NC, without Closing coil (CC), manual operating mechanism with mechanical closing, without Remote trip alarm reset coil (RR), without 2nd shunt trip, without 1st Shunt trip | 114000 | 1 | Z\ | 1
3WA1110-8AF22-0AA0 |  | fixed-mounted circuit breaker, IEC 60947-2, size 1, 4-pole, N pole on right, In=1000 A, breaking capacity E, up to 1000 V AC 50/60 Hz, Icc=85/50 kA at 690/1000 V, tripping unit ETU600 LSIG upgradeable, color display, Bluetooth, USB interface, basic protection LT, ST, INST, GFx, including protection of the N conductor (internal neutral point sensor available), trip alarm switch (1 x CO), connection at rear horizontal without Com & metering function Manual operating mechanism with mechanical closing, without Spring charging motor, Ready-to-close signal. switch, Auxiliary switches 2NO+2NC, without Closing coil (CC), manual operating mechanism with mechanical closing, without Remote trip alarm reset coil (RR), without 2nd shunt trip, without 1st Shunt trip | 112000 | 1 | Z\ | 1
3WA1110-8AF23-0AA0 |  | fixed-mounted circuit breaker, IEC 60947-2, size 1, 4-pole, N pole on right, In=1000 A, breaking capacity E, up to 1000 V AC 50/60 Hz, Icc=85/50 kA at 690/1000 V, tripping unit ETU600 LSIG upgradeable, color display, Bluetooth, USB interface, basic protection LT, ST, INST, GFx, including protection of the N conductor (internal neutral point sensor available), trip alarm switch (1 x CO), front connection double hole, without Com & metering function Manual operating mechanism with mechanical closing, without Spring charging motor, Ready-to-close signal. switch, Auxiliary switches 2NO+2NC, without Closing coil (CC), manual operating mechanism with mechanical closing, without Remote trip alarm reset coil (RR), without 2nd shunt trip, without 1st Shunt trip | 119000 | 1 | Z\ | 1
3WA1110-8AF31-0AA0 |  | Withdrawable circuit breaker with guide frame, IEC 60947-2, frame size 1, 3-poles, In=1000A, breaking capacity E, up to 1000V AC 50/60Hz, Icu=85/50kA at 690/1000V, Trip unit ETU600 LSIG upgrade ready , colordisplay, bluetooth and USB interface, Protection LT, ST, INST, GFx, N-protection required an external N-sensor, incl. trip alarm switch (1xCO), rear connection vertical, guide frame with shutter and w/o position signalling switch, without Com & metering function Manual operating mechanism with mechanical closing, without Spring charging motor, Ready-to-close signal. switch, Auxiliary switches 2NO+2NC, without Closing coil (CC), manual operating mechanism with mechanical closing, without Remote trip alarm reset coil (RR), without 2nd shunt trip, without 1st Shunt trip | 123000 | 1 | Z\ | 1
3WA1110-8AF32-0AA0 |  | Withdrawable circuit breaker with guide frame, IEC 60947-2, frame size 1, 3-poles, In=1000A, breaking capacity E, up to 1000V AC 50/60Hz, Icu=85/50kA at 690/1000V, Trip unit ETU600 LSIG upgrade ready , colordisplay, bluetooth and USB interface, Protection LT, ST, INST, GFx, N-protection required an external N-sensor, incl. trip alarm switch (1xCO), rear connection horizontal, guide frame with shutter and w/o position signalling switch, without Com & metering function Manual operating mechanism with mechanical closing, without Spring charging motor, Ready-to-close signal. switch, Auxiliary switches 2NO+2NC, without Closing coil (CC), manual operating mechanism with mechanical closing, without Remote trip alarm reset coil (RR), without 2nd shunt trip, without 1st Shunt trip | 120000 | 1 | Z\ | 1
3WA1110-8AF33-0AA0 |  | Withdrawable circuit breaker with guide frame, IEC 60947-2, frame size 1, 3-poles, In=1000A, breaking capacity E, up to 1000V AC 50/60Hz, Icu=85/50kA at 690/1000V, Trip unit ETU600 LSIG upgrade ready , colordisplay, bluetooth and USB interface, Protection LT, ST, INST, GFx, N-protection required an external N-sensor, incl. trip alarm switch (1xCO), front connection double hole, guide frame with shutter and w/o position signalling switch, without Com & metering function Manual operating mechanism with mechanical closing, without Spring charging motor, Ready-to-close signal. switch, Auxiliary switches 2NO+2NC, without Closing coil (CC), manual operating mechanism with mechanical closing, without Remote trip alarm reset coil (RR), without 2nd shunt trip, without 1st Shunt trip | 129000 | 1 | Z\ | 1
3WA1110-8AF34-0AA0 |  | Withdrawable circuit breaker with guide frame, IEC 60947-2, frame size 1, 3-poles, In=1000A, breaking capacity E, up to 1000V AC 50/60Hz, Icu=85/50kA at 690/1000V, Trip unit ETU600 LSIG upgrade ready , colordisplay, bluetooth and USB interface, Protection LT, ST, INST, GFx, N-protection required an external N-sensor, incl. trip alarm switch (1xCO), rear connection flange, guide frame with shutter and w/o position signalling switch, without Com & metering function Manual operating mechanism with mechanical closing, without Spring charging motor, Ready-to-close signal. switch, Auxiliary switches 2NO+2NC, without Closing coil (CC), manual operating mechanism with mechanical closing, without Remote trip alarm reset coil (RR), without 2nd shunt trip, without 1st Shunt trip | 120000 | 1 | Z\ | 1
3WA1110-8AF41-0AA0 |  | Withdrawable circuit breaker with guide frame, IEC 60947-2, frame size 1, 4-poles, N-pole left, In=1000A, breaking capacity E, up to 1000V AC 50/60Hz, Icu=85/50kA at 690/1000V, Trip unit ETU600 LSIG upgrade ready , colordisplay, bluetooth and USB interface, Protection LT, ST, INST, GFx, include N-protection, (internal N-sensor available), incl. trip alarm switch (1xCO), rear connection vertical, guide frame with shutter and w/o position signalling switch, without Com & metering function Manual operating mechanism with mechanical closing, without Spring charging motor, Ready-to-close signal. switch, Auxiliary switches 2NO+2NC, without Closing coil (CC), manual operating mechanism with mechanical closing, without Remote trip alarm reset coil (RR), without 2nd shunt trip, without 1st Shunt trip | 159000 | 1 | Z\ | 1
3WA1110-8AF42-0AA0 |  | Withdrawable circuit breaker with guide frame, IEC 60947-2, frame size 1, 4-poles, N-pole left, In=1000A, breaking capacity E, up to 1000V AC 50/60Hz, Icu=85/50kA at 690/1000V, Trip unit ETU600 LSIG upgrade ready , colordisplay, bluetooth and USB interface, Protection LT, ST, INST, GFx, include N-protection, (internal N-sensor available), incl. trip alarm switch (1xCO), rear connection horizontal, guide frame with shutter and w/o position signalling switch, without Com & metering function Manual operating mechanism with mechanical closing, without Spring charging motor, Ready-to-close signal. switch, Auxiliary switches 2NO+2NC, without Closing coil (CC), manual operating mechanism with mechanical closing, without Remote trip alarm reset coil (RR), without 2nd shunt trip, without 1st Shunt trip | 155000 | 1 | Z\ | 1
3WA1110-8AF43-0AA0 |  | Withdrawable circuit breaker with guide frame, IEC 60947-2, frame size 1, 4-poles, N-pole left, In=1000A, breaking capacity E, up to 1000V AC 50/60Hz, Icu=85/50kA at 690/1000V, Trip unit ETU600 LSIG upgrade ready , colordisplay, bluetooth and USB interface, Protection LT, ST, INST, GFx, include N-protection, (internal N-sensor available), incl. trip alarm switch (1xCO), front connection double hole, guide frame with shutter and w/o position signalling switch, without Com & metering function Manual operating mechanism with mechanical closing, without Spring charging motor, Ready-to-close signal. switch, Auxiliary switches 2NO+2NC, without Closing coil (CC), manual operating mechanism with mechanical closing, without Remote trip alarm reset coil (RR), without 2nd shunt trip, without 1st Shunt trip | 167000 | 1 | Z\ | 1
3WA1110-8AF44-0AA0 |  | Withdrawable circuit breaker with guide frame, IEC 60947-2, frame size 1, 4-poles, N-pole left, In=1000A, breaking capacity E, up to 1000V AC 50/60Hz, Icu=85/50kA at 690/1000V, Trip unit ETU600 LSIG upgrade ready , colordisplay, bluetooth and USB interface, Protection LT, ST, INST, GFx, include N-protection, (internal N-sensor available), incl. trip alarm switch (1xCO), rear connection flange, guide frame with shutter and w/o position signalling switch, without Com & metering function Manual operating mechanism with mechanical closing, without Spring charging motor, Ready-to-close signal. switch, Auxiliary switches 2NO+2NC, without Closing coil (CC), manual operating mechanism with mechanical closing, without Remote trip alarm reset coil (RR), without 2nd shunt trip, without 1st Shunt trip | 155000 | 1 | Z\ | 1
3WA1110-8CA01-0AA0 |  | Non-automatic circuit breaker Fixed-mounted version, IEC 60947-2, frame size 1, 3-poles, In=1000A to 1000V AC 50/60Hz, breaking capacity E Icc=85/50kA at 690/1000V, without electr. trip unit ETU, rear connection vertical, able to communication, Manual operating mechanism with mechanical closing, without Spring charging motor, Ready-to-close signal. switch, Auxiliary switches 2NO+2NC, without Closing coil (CC), manual operating mechanism with mechanical closing, without Remote trip alarm reset coil (RR), without 2nd shunt trip, without 1st Shunt trip | 72130 | 1 | Z\ | 1
3WA1110-8CA02-0AA0 |  | Non-automatic circuit breaker Fixed-mounted version, IEC 60947-2, frame size 1, 3-poles, In=1000A to 1000V AC 50/60Hz, breaking capacity E Icc=85/50kA at 690/1000V, without electr. trip unit ETU, rear connection horizontal, able to communication, Manual operating mechanism with mechanical closing, without Spring charging motor, Ready-to-close signal. switch, Auxiliary switches 2NO+2NC, without Closing coil (CC), manual operating mechanism with mechanical closing, without Remote trip alarm reset coil (RR), without 2nd shunt trip, without 1st Shunt trip | 70330 | 1 | Z\ | 1
3WA1110-8CA03-0AA0 |  | Non-automatic circuit breaker Fixed-mounted version, IEC 60947-2, frame size 1, 3-poles, In=1000A to 1000V AC 50/60Hz, breaking capacity E Icc=85/50kA at 690/1000V, without electr. trip unit ETU, front connection double hole, able to communication, Manual operating mechanism with mechanical closing, without Spring charging motor, Ready-to-close signal. switch, Auxiliary switches 2NO+2NC, without Closing coil (CC), manual operating mechanism with mechanical closing, without Remote trip alarm reset coil (RR), without 2nd shunt trip, without 1st Shunt trip | 75830 | 1 | Z\ | 1
3WA1110-8CA11-0AA0 |  | Non-automatic circuit breaker Fixed-mounted version, IEC 60947-2, frame size 1, 4-poles, N-pole left, In=1000A to 1000V AC 50/60Hz, breaking capacity E Icc=85/50kA at 690/1000V, without electr. trip unit ETU, rear connection vertical, able to communication, Manual operating mechanism with mechanical closing, without Spring charging motor, Ready-to-close signal. switch, Auxiliary switches 2NO+2NC, without Closing coil (CC), manual operating mechanism with mechanical closing, without Remote trip alarm reset coil (RR), without 2nd shunt trip, without 1st Shunt trip | 93930 | 1 | Z\ | 1
3WA1110-8CA12-0AA0 |  | Non-automatic circuit breaker Fixed-mounted version, IEC 60947-2, frame size 1, 4-poles, N-pole left, In=1000A to 1000V AC 50/60Hz, breaking capacity E Icc=85/50kA at 690/1000V, without electr. trip unit ETU, rear connection horizontal, able to communication, Manual operating mechanism with mechanical closing, without Spring charging motor, Ready-to-close signal. switch, Auxiliary switches 2NO+2NC, without Closing coil (CC), manual operating mechanism with mechanical closing, without Remote trip alarm reset coil (RR), without 2nd shunt trip, without 1st Shunt trip | 91430 | 1 | Z\ | 1
3WA1110-8CA13-0AA0 |  | Non-automatic circuit breaker Fixed-mounted version, IEC 60947-2, frame size 1, 4-poles, N-pole left, In=1000A to 1000V AC 50/60Hz, breaking capacity E Icc=85/50kA at 690/1000V, without electr. trip unit ETU, front connection double hole, able to communication, Manual operating mechanism with mechanical closing, without Spring charging motor, Ready-to-close signal. switch, Auxiliary switches 2NO+2NC, without Closing coil (CC), manual operating mechanism with mechanical closing, without Remote trip alarm reset coil (RR), without 2nd shunt trip, without 1st Shunt trip | 98730 | 1 | Z\ | 1
3WA1110-8CA21-0AA0 |  | AC non-automatic air circuit breaker 3WA, fixed-mounted version, IEC 60947-2, size 1, 4-pole, N pole on right, In=1000 A up to 1000 V AC 50/60 Hz, breaking capacity E, Icc=85/50 kA at 690/1000 V, without electronic trip unit ETU, connection at rear vertical, able to communication, Manual operating mechanism with mechanical closing, without Spring charging motor, Ready-to-close signal. switch, Auxiliary switches 2NO+2NC, without Closing coil (CC), manual operating mechanism with mechanical closing, without Remote trip alarm reset coil (RR), without 2nd shunt trip, without 1st Shunt trip | 93930 | 1 | Z\ | 1
3WA1110-8CA22-0AA0 |  | AC non-automatic air circuit breaker 3WA, fixed-mounted version, IEC 60947-2, size 1, 4-pole, N pole on right, In=1000 A up to 1000 V AC 50/60 Hz, breaking capacity E, Icc=85/50 kA at 690/1000 V, without electronic trip unit ETU, connection at rear horizontal able to communication, Manual operating mechanism with mechanical closing, without Spring charging motor, Ready-to-close signal. switch, Auxiliary switches 2NO+2NC, without Closing coil (CC), manual operating mechanism with mechanical closing, without Remote trip alarm reset coil (RR), without 2nd shunt trip, without 1st Shunt trip | 91430 | 1 | Z\ | 1
3WA1110-8CA23-0AA0 |  | AC non-automatic air circuit breaker 3WA, fixed-mounted version, IEC 60947-2, size 1, 4-pole, N pole on right, In=1000 A up to 1000 V AC 50/60 Hz, breaking capacity E, Icc=85/50 kA at 690/1000 V, without electronic trip unit ETU, front connection double hole, able to communication, Manual operating mechanism with mechanical closing, without Spring charging motor, Ready-to-close signal. switch, Auxiliary switches 2NO+2NC, without Closing coil (CC), manual operating mechanism with mechanical closing, without Remote trip alarm reset coil (RR), without 2nd shunt trip, without 1st Shunt trip | 98730 | 1 | Z\ | 1
3WA1110-8CA31-0AA0 |  | Non-automatic circuit breaker withdrawable version, with guide frame, IEC 60947-2, frame size 1, 3-poles, In=1000A to 1000V AC 50/60Hz, breaking capacity E Icc=85/50kA at 690/1000V, without electr. trip unit ETU, rear connection vertical, guide frame with shutter and w/o position signalling switch, able to communication, Manual operating mechanism with mechanical closing, without Spring charging motor, Ready-to-close signal. switch, Auxiliary switches 2NO+2NC, without Closing coil (CC), manual operating mechanism with mechanical closing, without Remote trip alarm reset coil (RR), without 2nd shunt trip, without 1st Shunt trip | 101330 | 1 | Z\ | 1
3WA1110-8CA32-0AA0 |  | Non-automatic circuit breaker withdrawable version, with guide frame, IEC 60947-2, frame size 1, 3-poles, In=1000A to 1000V AC 50/60Hz, breaking capacity E Icc=85/50kA at 690/1000V, without electr. trip unit ETU, rear connection horizontal, guide frame with shutter and w/o position signalling switch, able to communication, Manual operating mechanism with mechanical closing, without Spring charging motor, Ready-to-close signal. switch, Auxiliary switches 2NO+2NC, without Closing coil (CC), manual operating mechanism with mechanical closing, without Remote trip alarm reset coil (RR), without 2nd shunt trip, without 1st Shunt trip | 98430 | 1 | Z\ | 1
3WA1110-8CA33-0AA0 |  | Non-automatic circuit breaker withdrawable version, with guide frame, IEC 60947-2, frame size 1, 3-poles, In=1000A to 1000V AC 50/60Hz, breaking capacity E Icc=85/50kA at 690/1000V, without electr. trip unit ETU, front connection double hole, guide frame with shutter and w/o position signalling switch, able to communication, Manual operating mechanism with mechanical closing, without Spring charging motor, Ready-to-close signal. switch, Auxiliary switches 2NO+2NC, without Closing coil (CC), manual operating mechanism with mechanical closing, without Remote trip alarm reset coil (RR), without 2nd shunt trip, without 1st Shunt trip | 107430 | 1 | Z\ | 1
3WA1110-8CA34-0AA0 |  | Non-automatic circuit breaker withdrawable version, with guide frame, IEC 60947-2, frame size 1, 3-poles, In=1000A to 1000V AC 50/60Hz, breaking capacity E Icc=85/50kA at 690/1000V, without electr. trip unit ETU, rear connection flange, guide frame with shutter and w/o position signalling switch, able to communication, Manual operating mechanism with mechanical closing, without Spring charging motor, Ready-to-close signal. switch, Auxiliary switches 2NO+2NC, without Closing coil (CC), manual operating mechanism with mechanical closing, without Remote trip alarm reset coil (RR), without 2nd shunt trip, without 1st Shunt trip | 98430 | 1 | Z\ | 1
3WA1110-8CA41-0AA0 |  | Non-automatic circuit breaker withdrawable version, with guide frame, IEC 60947-2, frame size 1, 4-poles, N-pole left, In=1000A to 1000V AC 50/60Hz, breaking capacity E Icc=85/50kA at 690/1000V, without electr. trip unit ETU, rear connection vertical, guide frame with shutter and w/o position signalling switch, able to communication, Manual operating mechanism with mechanical closing, without Spring charging motor, Ready-to-close signal. switch, Auxiliary switches 2NO+2NC, without Closing coil (CC), manual operating mechanism with mechanical closing, without Remote trip alarm reset coil (RR), without 2nd shunt trip, without 1st Shunt trip | 132430 | 1 | Z\ | 1
3WA1110-8CA42-0AA0 |  | Non-automatic circuit breaker withdrawable version, with guide frame, IEC 60947-2, frame size 1, 4-poles, N-pole left, In=1000A to 1000V AC 50/60Hz, breaking capacity E Icc=85/50kA at 690/1000V, without electr. trip unit ETU, rear connection horizontal, guide frame with shutter and w/o position signalling switch, able to communication, Manual operating mechanism with mechanical closing, without Spring charging motor, Ready-to-close signal. switch, Auxiliary switches 2NO+2NC, without Closing coil (CC), manual operating mechanism with mechanical closing, without Remote trip alarm reset coil (RR), without 2nd shunt trip, without 1st Shunt trip | 128430 | 1 | Z\ | 1
3WA1110-8CA43-0AA0 |  | Non-automatic circuit breaker withdrawable version, with guide frame, IEC 60947-2, frame size 1, 4-poles, N-pole left, In=1000A to 1000V AC 50/60Hz, breaking capacity E Icc=85/50kA at 690/1000V, without electr. trip unit ETU, front connection double hole, guide frame with shutter and w/o position signalling switch, able to communication, Manual operating mechanism with mechanical closing, without Spring charging motor, Ready-to-close signal. switch, Auxiliary switches 2NO+2NC, without Closing coil (CC), manual operating mechanism with mechanical closing, without Remote trip alarm reset coil (RR), without 2nd shunt trip, without 1st Shunt trip | 140430 | 1 | Z\ | 1