## 06 April 2026
Dear All, Find attached the Recommended SI EP External Price List for 06 April 2026.This price list becomes effective immediately and supersedes all SI EP price list released prior to this. We reserve the right to adjust these prices, based on the ROE fluctuations, written quotes will be provided in cases where prices are requested to be “subject to ROE adjustment”. Kindly note that pricing is for South African customers and delivery within borders of South Africa only. SADC Customers to make use of SiePortal. We Reserve the right to adjust prices, based on the ROE fluctuations. written quotes will be provided in cases where prices are requested to be "subject to ROE adjustments".
lvswitchgear.za@siemens.com
quotes.za@siemens.com
www.siemens.com/ic10
www.siemens.com/lv10
https://sieportal.siemens.com/en-za/home
www.siemens.com/lowvoltage/3wa-configurator
www.siemens.com/lowvoltage/3va-configurator
Part number | Options | Product Description | Customer List Price excl. VAT each | Price unit | Local Price Group | Min. order Quantity
3KC0316-2ME00-0AA0 |  | SENTRON, 3KC transfer switching equipment, manually operated, MTSE, size: 1, 3-pole, Iu: 16 A, Ue AC: 415 V, Ie at AC-33 B at 415 V: 16 A, Ie at AC-23 A at 690 V: 16 A, screw and standard mounting rail installation 35 mm, Front operating mechanism, centered, without handle, box terminal | 5010 | 1 | ZN | 1
3KC0328-2NE00-0AA0 |  | SENTRON, 3KC transfer switching equipment, manually operated, MTSE, size: 2, 3-pole, Iu: 80 A, Ue AC: 415 V, Ie at AC-33 B at 415 V: 80 A, Ie at AC-23 A at 690 V: 80 A, screw and standard mounting rail installation 35 mm, Front operating mechanism, centered, without handle, box terminal | 7500 | 1 | ZN | 1
3KC0330-2NE00-0AA0 |  | SENTRON, 3KC transfer switching equipment, manually operated, MTSE, size: 2, 3-pole, Iu: 100 A, Ue AC: 415 V, Ie at AC-33 B at 415 V: 100 A, Ie at AC-23 A at 690 V: 100 A, screw and standard mounting rail installation 35 mm, Front operating mechanism, centered, without handle, box terminal | 10100 | 1 | ZN | 1
3KC0332-2NE00-0AA0 |  | SENTRON, 3KC transfer switching equipment, manually operated, MTSE, size: 2, 3-pole, Iu: 125 A, Ue AC: 415 V, Ie at AC-33 B at 415 V: 125 A, Ie at AC-23 A at 690 V: 125 A, screw and standard mounting rail installation 35 mm, Front operating mechanism, centered, without handle, box terminal | 12500 | 1 | ZN | 1
3KC0334-2NE00-0AA0 |  | SENTRON, 3KC transfer switching equipment, manually operated, MTSE, size: 2, 3-pole, Iu: 160 A, Ue AC: 415 V, Ie at AC-33 B at 415 V: 160 A, Ie at AC-23 A at 690 V: 125 A, screw and standard mounting rail installation 35 mm, Front operating mechanism, centered, without handle, box terminal | 14000 | 1 | ZN | 1
3KC0336-0PE00-0AA0 |  | SENTRON, 3KC transfer switching equipment, manually operated, MTSE, size: 3, 3-pole, Iu: 200 A, Ue AC: 415 V, Ie at AC-33 B at 415 V: 200 A, Ie at AC-23 A at 690 V: 200 A, Screw mounting, front operating mechanism, at the left end, without handle, busbar connection | 22300 | 1 | ZN | 1
3KC0338-0PE00-0AA0 |  | SENTRON, 3KC transfer switching equipment, manually operated, MTSE, size: 3, 3-pole, Iu: 250 A, Ue AC: 415 V, Ie at AC-33 B at 415 V: 250 A, Ie at AC-23 A at 690 V: 250 A, Screw mounting, front operating mechanism, at the left end, without handle, busbar connection | 28700 | 1 | ZN | 1
3KC0340-0PE00-0AA0 |  | SENTRON, 3KC transfer switching equipment, manually operated, MTSE, size: 3, 3-pole, Iu: 315 A, Ue AC: 415 V, Ie at AC-33 B at 415 V: 315 A, Ie at AC-23 A at 690 V: 315 A, Screw mounting, front operating mechanism, at the left end, without handle, busbar connection | 33300 | 1 | ZN | 1
3KC0342-0PE00-0AA0 |  | SENTRON, 3KC transfer switching equipment, manually operated, MTSE, size: 3, 3-pole, Iu: 400 A, Ue AC: 415 V, Ie at AC-33 B at 415 V: 315 A, Ie at AC-23 A at 690 V: 315 A, Screw mounting, front operating mechanism, at the left end, without handle, busbar connection | 39400 | 1 | ZN | 1
3KC0344-0QE00-0AA0 |  | SENTRON, 3KC transfer switching equipment, manually operated, MTSE, size: 4, 3-pole, Iu: 500 A, Ue AC: 415 V, Ie at AC-33 B at 415 V: 500 A, Ie at AC-23 A at 690 V: 500 A, Screw mounting, front operating mechanism, at the left end, without handle, busbar connection | 51400 | 1 | ZN | 1
3KC0346-0QE00-0AA0 |  | SENTRON, 3KC transfer switching equipment, manually operated, MTSE, size: 4, 3-pole, Iu: 630 A, Ue AC: 415 V, Ie at AC-33 B at 415 V: 500 A, Ie at AC-23 A at 690 V: 500 A, Screw mounting, front operating mechanism, at the left end, without handle, busbar connection | 55000 | 1 | ZN | 1
3KC0348-0QE00-0AA0 |  | SENTRON, 3KC transfer switching equipment, manually operated, MTSE, size: 4, 3-pole, Iu: 800 A, Ue AC: 415 V, Ie at AC-33 B at 415 V: 500 A, Ie at AC-23 A at 690 V: 500 A, Screw mounting, front operating mechanism, at the left end, without handle, busbar connection | 70500 | 1 | ZN | 1
3KC0350-0RE00-0AA0 |  | SENTRON, 3KC transfer switching equipment, manually operated, MTSE, size: 5, 3-pole, Iu: 1000 A, Ue AC: 415 V, Ie at AC-33 B at 415 V: 800 A, Ie at AC-23 A at 690 V: 800 A, Screw mounting, front operating mechanism, at the left end, without handle, busbar connection | 129000 | 1 | ZN | 1
3KC0352-0RE00-0AA0 |  | SENTRON, 3KC transfer switching equipment, manually operated, MTSE, size: 5, 3-pole, Iu: 1250 A, Ue AC: 415 V, Ie at AC-33 B at 415 V: 800 A, Ie at AC-23 A at 690 V: 800 A, Screw mounting, front operating mechanism, at the left end, without handle, busbar connection | 191000 | 1 | ZN | 1
3KC0354-0RE00-0AA0 |  | SENTRON, 3KC transfer switching equipment, manually operated, MTSE, size: 5, 3-pole, Iu: 1600 A, Ue AC: 415 V, Ie at AC-33 B at 415 V: 800 A, Ie at AC-23 A at 690 V: 800 A, Screw mounting, front operating mechanism, at the left end, without handle, busbar connection | 230000 | 1 | ZN | 1
3KC0416-2ME00-0AA0 |  | SENTRON, 3KC transfer switching equipment, manually operated, MTSE, size: 1, 4-pole, Iu: 16 A, Ue AC: 415 V, Ie at AC-33 B at 415 V: 16 A, Ie at AC-23 A at 690 V: 16 A, screw and standard mounting rail installation 35 mm, front operating mechanism, centered, without handle, box terminal | 6440 | 1 | ZN | 1
3KC0422-2ME00-0AA0 |  | SENTRON, 3KC transfer switching equipment, manually operated, MTSE, size: 1, 4-pole, Iu: 32 A, Ue AC: 415 V, Ie at AC-33 B at 415 V: 32 A, Ie at AC-23 A at 690 V: 32 A, screw and standard mounting rail installation 35 mm, front operating mechanism, centered, without handle, box terminal | 7200 | 1 | ZN | 1
3KC0426-2ME00-0AA0 |  | SENTRON, 3KC transfer switching equipment, manually operated, MTSE, size: 1, 4-pole, Iu: 63 A, Ue AC: 415 V, Ie at AC-33 B at 415 V: 63 A, Ie at AC-23 A at 690 V: 63 A, screw and standard mounting rail installation 35 mm, front operating mechanism, centered, without handle, box terminal | 7500 | 1 | ZN | 1
3KC0428-2NE00-0AA0 |  | SENTRON, 3KC transfer switching equipment, manually operated, MTSE, size: 2, 4-pole, Iu: 80 A, Ue AC: 415 V, Ie at AC-33 B at 415 V: 80 A, Ie at AC-23 A at 690 V: 80 A, screw and standard mounting rail installation 35 mm, front operating mechanism, centered, without handle, box terminal | 9310 | 1 | ZN | 1
3KC0430-2NE00-0AA0 |  | SENTRON, 3KC transfer switching equipment, manually operated, MTSE, size: 2, 4-pole, Iu: 100 A, Ue AC: 415 V, Ie at AC-33 B at 415 V: 100 A, Ie at AC-23 A at 690 V: 100 A, screw and standard mounting rail installation 35 mm, front operating mechanism, centered, without handle, box terminal | 12500 | 1 | ZN | 1
3KC0432-2NE00-0AA0 |  | SENTRON, transfer switching equipment 3KC, manually operated, MTSE, size: 2, 4-pole, Iu: 125 A, Ue AC: 415 V, Ie at AC-33 B at 415 V: 125 A, Ie at AC-23 A at 690 V: 125 A, screw and standard mounting rail on 35 mm, front operating mechanism, central, without handle, box terminal | 15800 | 1 | ZN | 1
3KC0434-2NE00-0AA0 |  | SENTRON, Transfer switching equipment 3KC, manually operated, MTSE, size: 2, 4-pole, Iu: 160 A, Ue AC: 415 V, Ie at AC-33 B at 415 V: 160 A, Ie at AC-23 A at 690 V: 125 A, screw and standard mounting rail on 35 mm, front operating mechanism, central, without handle, box terminal | 17600 | 1 | ZN | 1
3KC0436-0PE00-0AA0 |  | SENTRON, transfer switching equipment 3KC, manually operated, MTSE, size: 3, 4-pole, Iu: 200 A, Ue AC: 415 V, Ie at AC-33 B at 415 V: 200 A, Ie at AC-23 A at 690 V: 200 A, screw mounting, front operating mechanism, at the left end, without handle, busbar connection | 27500 | 1 | ZN | 1
3KC0438-0PE00-0AA0 |  | SENTRON, transfer switching equipment 3KC, manually operated, MTSE, size: 3, 4-pole, Iu: 250 A, Ue AC: 415 V, Ie at AC-33 B at 415 V: 250 A, Ie at AC-23 A at 690 V: 250 A, screw mounting, front operating mechanism, at the left end, without handle, busbar connection | 34900 | 1 | ZN | 1
3KC0440-0PE00-0AA0 |  | SENTRON, transfer switching equipment 3KC, manually operated, MTSE, size: 3, 4-pole, Iu: 315 A, Ue AC: 415 V, Ie at AC-33 B at 415 V: 315 A, Ie at AC-23 A at 690 V: 315 A, screw mounting, front operating mechanism, at the left end, without handle, busbar connection | 39900 | 1 | ZN | 1
3KC0442-0PE00-0AA0 |  | SENTRON, transfer switching equipment 3KC, manually operated, MTSE, size: 3, 4-pole, Iu: 400 A, Ue AC: 415 V, Ie at AC-33 B at 415 V: 315 A, Ie at AC-23 A at 690 V: 315 A, screw mounting, front operating mechanism, at the left end, without handle, busbar connection | 48300 | 1 | ZN | 1
3KC0444-0QE00-0AA0 |  | SENTRON, transfer switching equipment 3KC, manually operated, MTSE, size: 4, 4-pole, Iu: 500 A, Ue AC: 415 V, Ie at AC-33 B at 415 V: 500 A, Ie at AC-23 A at 690 V: 500 A, screw mounting, front operating mechanism, at the left end, without handle, busbar connection | 62100 | 1 | ZN | 1
3KC0446-0QE00-0AA0 |  | SENTRON, transfer switching equipment 3KC, manually operated, MTSE, size: 4, 4-pole, Iu: 630 A, Ue AC: 415 V, Ie at AC-33 B at 415 V: 500 A, Ie at AC-23 A at 690 V: 500 A, screw mounting, front operating mechanism, at the left end, without handle, busbar connection | 65900 | 1 | ZN | 1
3KC0448-0QE00-0AA0 |  | SENTRON, transfer switching equipment 3KC, manually operated, MTSE, size: 4, 4-pole, Iu: 800 A, Ue AC: 415 V, Ie at AC-33 B at 415 V: 500 A, Ie at AC-23 A at 690 V: 500 A, screw mounting, front operating mechanism, at the left end, without handle, busbar connection | 83400 | 1 | ZN | 1
3KC0450-0RE00-0AA0 |  | SENTRON, transfer switching equipment 3KC, manually operated, MTSE, size: 5, 4-pole, Iu: 1000 A, Ue AC: 415 V, Ie at AC-33 B at 415 V: 800 A, Ie at AC-23 A at 690 V: 800 A, screw mounting, front operating mechanism, at the left end, without handle, busbar connection | 154000 | 1 | ZN | 1
3KC0452-0RE00-0AA0 |  | SENTRON, transfer switching equipment 3KC, manually operated, MTSE, size: 5, 4-pole, Iu: 1250 A, Ue AC: 415 V, Ie at AC-33 B at 415 V: 800 A, Ie at AC-23 A at 690 V: 800 A, screw mounting, front operating mechanism, at the left end, without handle, busbar connection | 228000 | 1 | ZN | 1
3KC0454-0RE00-0AA0 |  | SENTRON, transfer switching equipment 3KC, manually operated, MTSE, size: 5, 4-pole, Iu: 1600 A, Ue AC: 415 V, Ie at AC-33 B at 415 V: 800 A, Ie at AC-23 A at 690 V: 800 A, screw mounting, front operating mechanism, at the left end, without handle, busbar connection | 277000 | 1 | ZN | 1
3KC3424-2AA22-0AA3 |  | SENTRON, transfer switching equipment 3KC, remotely operated, RTSE, 4-pole, Iu: 40 A, Ue AC: 415 V, Ie at AC-33 B at 415 V: 40 A, Ie at AC-23 A at 690 V: 40 A, screw and standard mounting rail on 35 mm, motorized operating mechanism, at the right end, long handle, box terminal | 33800 | 1 | ZN | 1
3KC3426-2AA22-0AA3 |  | SENTRON, transfer switching equipment 3KC, remotely operated, RTSE, 4-pole, Iu: 63 A, Ue AC: 415 V, Ie at AC-33 B at 415 V: 63 A, Ie at AC-23 A at 690 V: 63 A, screw and standard mounting rail on 35 mm, motorized operating mechanism, at the right end, long handle, box terminal | 34900 | 1 | ZN | 1
3KC3428-2AA22-0AA3 |  | SENTRON, transfer switching equipment 3KC, remotely operated, RTSE, 4-pole, Iu: 80 A, Ue AC: 415 V, Ie at AC-33 B at 415 V: 80 A, Ie at AC-23 A at 690 V: 63 A, screw and standard mounting rail on 35 mm, motorized operating mechanism, at the right end, long handle, box terminal | 36100 | 1 | ZN | 1
3KC3430-2AA22-0AA3 |  | SENTRON, transfer switching equipment 3KC, remotely operated, RTSE, 4-pole, Iu: 100 A, Ue AC: 415 V, Ie at AC-33 B at 415 V: 100 A, Ie at AC-23 A at 690 V: 80 A, screw and standard mounting rail on 35 mm, motorized operating mechanism, at the right end, long handle, box terminal | 41500 | 1 | ZN | 1
3KC3432-2AA22-0AA3 |  | SENTRON, transfer switching equipment 3KC, remotely operated, RTSE, 4-pole, Iu: 125 A, Ue AC: 415 V, Ie at AC-33 B at 415 V: 125 A, Ie at AC-23 A at 690 V: 80 A, screw and standard mounting rail on 35 mm, motorized operating mechanism, at the right end, long handle, box terminal | 45800 | 1 | ZN | 1
3KC3434-2AA22-0AA3 |  | SENTRON, transfer switching equipment 3KC, remotely operated, RTSE, 4-pole, Iu: 160 A, Ue AC: 415 V, Ie at AC-33 B at 415 V: 125 A, Ie at AC-23 A at 690 V: 80 A, screw and standard mounting rail on 35 mm, motorized operating mechanism, at the right end, long handle, box terminal | 54200 | 1 | ZN | 1
3KC4338-0CA21-0AA3 |  | SENTRON, transfer switching equipment 3KC, remotely operated, RTSE, 3-pole, Iu: 250 A, Ue AC: 415 V, Ie at AC-33 B at 415 V: 200 A, Ie at AC-23 A at 690 V: 125 A, screw mounting, motorized operating mechanism, at the right end, long handle, busbar connection | 70200 | 1 | ZN | 1
3KC4342-0DA21-0AA3 |  | SENTRON, transfer switching equipment 3KC, remotely operated, RTSE, 3-pole, Iu: 400 A, Ue AC: 415 V, Ie at AC-33 B at 415 V: 200 A, Ie at AC-23 A at 690 V: 125 A, screw mounting, motorized operating mechanism, at the right end, long handle, busbar connection | 88000 | 1 | ZN | 1
3KC4346-0EA21-0AA3 |  | SENTRON, transfer switching equipment 3KC, remotely operated, RTSE, 3-pole, Iu: 630 A, Ue AC: 415 V, Ie at AC-33 B at 415 V: 400 A, Ie at AC-23 A at 690 V: 400 A, screw mounting, motorized operating mechanism, at the right end, long handle, busbar connection | 141000 | 1 | ZN | 1
3KC4348-0FA21-0AA3 |  | SENTRON, transfer switching equipment 3KC, remotely operated, RTSE, 3-pole, Iu: 800 A, Ue AC: 415 V, Ie at AC-33 B at 415 V: 800 A, Ie at AC-23 A at 690 V: 630 A, screw mounting, motorized operating mechanism, at the right end, long handle, busbar connection | 189000 | 1 | ZN | 1
3KC4350-0FA21-0AA3 |  | SENTRON, transfer switching equipment 3KC, remotely operated, RTSE, 3-pole, Iu: 1000 A, Ue AC: 415 V, Ie at AC-33 B at 415 V: 1000 A, Ie at AC-23 A at 690 V: 630 A, screw mounting, motorized operating mechanism, at the right end, long handle, busbar connection | 246000 | 1 | ZN | 1
3KC4352-0GA21-0AA3 |  | SENTRON, transfer switching equipment 3KC, remotely operated, RTSE, 3-pole, Iu: 1250 A, Ue AC: 415 V, Ie at AC-33 B at 415 V: 1000 A, Ie at AC-23 A at 690 V: 800 A, screw mounting, motorized operating mechanism, at the right end, long handle, busbar connection | 287000 | 1 | ZN | 1
3KC4354-0HA21-0AA3 |  | SENTRON, transfer switching equipment 3KC, remotely operated, RTSE, 3-pole, Iu: 1600 A, Ue AC: 415 V, Ie at AC-33 B at 415 V: 1000 A, Ie at AC-23 A at 690 V: 800 A, screw mounting, motorized operating mechanism, at the right end, long handle, busbar connection | 359000 | 1 | ZN | 1
3KC4356-0JA21-0AA3 |  | SENTRON, transfer switching equipment 3KC, remotely operated, RTSE, 3-pole, Iu: 2000 A, Ue AC: 415 V, Ie at AC-33 B at 415 V: 1250 A, screw mounting, motorized operating mechanism, at the right end, long handle, busbar connection | 514000 | 1 | ZN | 1
3KC4358-0JA21-0AA3 |  | SENTRON, transfer switching equipment 3KC, remotely operated, RTSE, 3-pole, Iu: 2500 A, Ue AC: 415 V, Ie at AC-33 B at 415 V: 1250 A, screw mounting, motorized operating mechanism, at the right end, long handle, busbar connection | 651000 | 1 | ZN | 1
3KC4360-0JA21-0AA3 |  | SENTRON, transfer switching equipment 3KC, remotely operated, RTSE, 3-pole, Iu: 3200 A, Ue AC: 415 V, Ie at AC-33 B at 415 V: 1250 A, screw mounting, motorized operating mechanism, at the right end, long handle, busbar connection | 758000 | 1 | ZN | 1
3KC4438-0CA21-0AA3 |  | SENTRON, transfer switching equipment 3KC, remotely operated, RTSE, 4-pole, Iu: 250 A, Ue AC: 415 V, Ie at AC-33 B at 415 V: 200 A, Ie at AC-23 A at 690 V: 125 A, screw mounting, motorized operating mechanism, at the right end, long handle, busbar connection | 72200 | 1 | ZN | 1
3KC4442-0DA21-0AA3 |  | SENTRON, transfer switching equipment 3KC, remotely operated, RTSE, 4-pole, Iu: 400 A, Ue AC: 415 V, Ie at AC-33 B at 415 V: 200 A, Ie at AC-23 A at 690 V: 125 A, screw mounting, motorized operating mechanism, at the right end, long handle, busbar connection | 92900 | 1 | ZN | 1
3KC4446-0EA21-0AA3 |  | SENTRON, transfer switching equipment 3KC, remotely operated, RTSE, 4-pole, Iu: 630 A, Ue AC: 415 V, Ie at AC-33 B at 415 V: 400 A, Ie at AC-23 A at 690 V: 400 A, screw mounting, motorized operating mechanism, at the right end, long handle, busbar connection | 151000 | 1 | ZN | 1
3KC4448-0FA21-0AA3 |  | SENTRON, transfer switching equipment 3KC, remotely operated, RTSE, 4-pole, Iu: 800 A, Ue AC: 415 V, Ie at AC-33 B at 415 V: 800 A, Ie at AC-23 A at 690 V: 630 A, screw mounting, motorized operating mechanism, at the right end, long handle, busbar connection | 203000 | 1 | ZN | 1
3KC4450-0FA21-0AA3 |  | SENTRON, transfer switching equipment 3KC, remotely operated, RTSE, 4-pole, Iu: 1000 A, Ue AC: 415 V, Ie at AC-33 B at 415 V: 1000 A, Ie at AC-23 A at 690 V: 630 A, screw mounting, motorized operating mechanism, at the right end, long handle, busbar connection | 267000 | 1 | ZN | 1
3KC4452-0GA21-0AA3 |  | SENTRON, transfer switching equipment 3KC, remotely operated, RTSE, 4-pole, Iu: 1250 A, Ue AC: 415 V, Ie at AC-33 B at 415 V: 1000 A, Ie at AC-23 A at 690 V: 800 A, screw mounting, motorized operating mechanism, at the right end, long handle, busbar connection | 315000 | 1 | ZN | 1
3KC4454-0HA21-0AA3 |  | SENTRON, transfer switching equipment 3KC, remotely operated, RTSE, 4-pole, Iu: 1600 A, Ue AC: 415 V, Ie at AC-33 B at 415 V: 1000 A, Ie at AC-23 A at 690 V: 800 A, screw mounting, motorized operating mechanism, at the right end, long handle, busbar connection | 399000 | 1 | ZN | 1
3KC4456-0JA21-0AA3 |  | SENTRON, transfer switching equipment 3KC, remotely operated, RTSE, 4-pole, Iu: 2000 A, Ue AC: 415 V, Ie at AC-33 B at 415 V: 1250 A, screw mounting, motorized operating mechanism, at the right end, long handle, busbar connection | 557000 | 1 | ZN | 1
3KC4458-0JA21-0AA3 |  | SENTRON, transfer switching equipment 3KC, remotely operated, RTSE, 4-pole, Iu: 2500 A, Ue AC: 415 V, Ie at AC-33 B at 415 V: 1250 A, screw mounting, motorized operating mechanism, at the right end, long handle, busbar connection | 715000 | 1 | ZN | 1
3KC4460-0JA21-0AA3 |  | SENTRON, transfer switching equipment 3KC, remotely operated, RTSE, 4-pole, Iu: 3200 A, Ue AC: 415 V, Ie at AC-33 B at 415 V: 1250 A, screw mounting, motorized operating mechanism, at the right end, long handle, busbar connection | 824000 | 1 | ZN | 1
3KC6424-2TA20-0TA3 |  | SENTRON, ATE, transfer switching equipment 3KC, automatically, ATSE, 4- pole, Iu: 40 A, Ue AC: 415 V, Ie at AC-33 B at 415 V: 40 A, Ie at AC-23 A at 690 V: 40 A, screw and standard mounting rail on 35 mm, motorized operating mechanism, at the right end, long handle, box terminal | 40400 | 1 | ZN | 1
3KC6426-2TA20-0TA3 |  | SENTRON, ATE, transfer switching equipment 3KC, automatically, ATSE, 4- pole, Iu: 63 A, Ue AC: 415 V, Ie at AC-33 B at 415 V: 63 A, Ie at AC-23 A at 690 V: 63 A, screw and standard mounting rail on 35 mm, motorized operating mechanism, at the right end, long handle, box terminal | 42200 | 1 | ZN | 1
3KC6428-2TA20-0TA3 |  | SENTRON, ATE, transfer switching equipment 3KC, automatically, ATSE, 4- pole, Iu: 80 A, Ue AC: 415 V, Ie at AC-33 B at 415 V: 80 A, Ie at AC-23 A at 690 V: 63 A, screw and standard mounting rail on 35 mm, motorized operating mechanism, at the right end, long handle, box terminal | 43500 | 1 | ZN | 1
3KC6430-2TA20-0TA3 |  | SENTRON, ATE, transfer switching equipment 3KC, automatically, ATSE, 4- pole, Iu: 100 A, Ue AC: 415 V, Ie at AC-33 B at 415 V: 100 A, Ie at AC-23 A at 690 V: 80 A, screw and standard mounting rail on 35 mm, motorized operating mechanism, at the right end, long handle, box terminal | 49400 | 1 | ZN | 1
3KC6432-2TA20-0TA3 |  | SENTRON, ATE, transfer switching equipment 3KC, automatically, ATSE, 4- pole, Iu: 125 A, Ue AC: 415 V, Ie at AC-33 B at 415 V: 125 A, Ie at AC-23 A at 690 V: 80 A, screw and standard mounting rail on 35 mm, motorized operating mechanism, at the right end, long handle, box terminal | 53700 | 1 | ZN | 1
3KC6434-2TA20-0TA3 |  | SENTRON, ATE, transfer switching equipment 3KC, automatically, ATSE, 4- pole, Iu: 160 A, Ue AC: 415 V, Ie at AC-33 B at 415 V: 125 A, Ie at AC-23 A at 690 V: 80 A, screw and standard mounting rail on 35 mm, motorized operating mechanism, at the right end, long handle, box terminal | 62600 | 1 | ZN | 1
3KC8338-0CA22-0GA3 |  | SENTRON, ATE, transfer switching equipment 3KC, automatically, ATSE, 3- pole, Iu: 250 A, Ue AC: 415 V, Ie at AC-33 B at 415 V: 200 A, Ie at AC-23 A at 690 V: 125 A, screw mounting, motorized operating mechanism, at the right end, long handle, busbar connection | 136000 | 1 | ZN | 1
3KC8342-0DA22-0GA3 |  | SENTRON, ATE, transfer switching equipment 3KC, automatically, ATSE, 3- pole, Iu: 400 A, Ue AC: 415 V, Ie at AC-33 B at 415 V: 200 A, Ie at AC-23 A at 690 V: 125 A, screw mounting, motorized operating mechanism, at the right end, long handle, busbar connection | 168000 | 1 | ZN | 1
3KC8346-0EA22-0GA3 |  | SENTRON, ATE, transfer switching equipment 3KC, automatically, ATSE, 3- pole, Iu: 630 A, Ue AC: 415 V, Ie at AC-33 B at 415 V: 400 A, Ie at AC-23 A at 690 V: 400 A, screw mounting, motorized operating mechanism, at the right end, long handle, busbar connection | 223000 | 1 | ZN | 1
3KC8348-0FA22-0GA3 |  | SENTRON, ATE, transfer switching equipment 3KC, automatically, ATSE, 3- pole, Iu: 800 A, Ue AC: 415 V, Ie at AC-33 B at 415 V: 800 A, Ie at AC-23 A at 690 V: 630 A, screw mounting, motorized operating mechanism, at the right end, long handle, busbar connection | 277000 | 1 | ZN | 1
3KC8350-0FA22-0GA3 |  | SENTRON, ATE, transfer switching equipment 3KC, automatically, ATSE, 3- pole, Iu: 1000 A, Ue AC: 415 V, Ie at AC-33 B at 415 V: 800 A, Ie at AC-23 A at 690 V: 630 A, screw mounting, motorized operating mechanism, at the right end, long handle, busbar connection | 305000 | 1 | ZN | 1
3KC8352-0GA22-0GA3 |  | SENTRON, ATE, transfer switching equipment 3KC, automatically, ATSE, 3- pole, Iu: 1250 A, Ue AC: 415 V, Ie at AC-33 B at 415 V: 1000 A, Ie at AC-23 A at 690 V: 800 A, screw mounting, motorized operating mechanism, at the right end, long handle, busbar connection | 343000 | 1 | ZN | 1
3KC8354-0HA22-0GA3 |  | SENTRON, ATE, transfer switching equipment 3KC, automatically, ATSE, 3- pole, Iu: 1600 A, Ue AC: 415 V, Ie at AC-33 B at 415 V: 1000 A, Ie at AC-23 A at 690 V: 800 A, screw mounting, motorized operating mechanism, at the right end, long handle, busbar connection | 417000 | 1 | ZN | 1
3KC8356-0JA22-0GA3 |  | SENTRON, ATE, transfer switching equipment 3KC, automatically, ATSE, 3- pole, Iu: 2000 A, Ue AC: 415 V, Ie at AC-33 B at 415 V: 1250 A, screw mounting, motorized operating mechanism, at the right end, long handle, busbar connection | 560000 | 1 | ZN | 1
3KC8358-0JA22-0GA3 |  | SENTRON, ATE, transfer switching equipment 3KC, automatically, ATSE, 3- pole, Iu: 2500 A, Ue AC: 415 V, Ie at AC-33 B at 415 V: 1250 A, screw mounting, motorized operating mechanism, at the right end, long handle, busbar connection | 712000 | 1 | ZN | 1
3KC8360-0JA22-0GA3 |  | SENTRON, ATE, transfer switching equipment 3KC, automatically, ATSE, 3- pole, Iu: 3200 A, Ue AC: 415 V, Ie at AC-33 B at 415 V: 1250 A, screw mounting, motorized operating mechanism, at the right end, long handle, busbar connection | 814000 | 1 | ZN | 1
3KC8438-0CA22-0GA3 |  | SENTRON, ATE, transfer switching equipment 3KC, automatically, ATSE, 4- pole, Iu: 250 A, Ue AC: 415 V, Ie at AC-33 B at 415 V: 200 A, Ie at AC-23 A at 690 V: 125 A, screw mounting, motorized operating mechanism, at the right end, long handle, busbar connection | 139000 | 1 | ZN | 1
3KC8442-0DA22-0GA3 |  | SENTRON, ATE, transfer switching equipment 3KC, automatically, ATSE, 4- pole, Iu: 400 A, Ue AC: 415 V, Ie at AC-33 B at 415 V: 200 A, Ie at AC-23 A at 690 V: 125 A, screw mounting, motorized operating mechanism, at the right end, long handle, busbar connection | 174000 | 1 | ZN | 1
3KC8446-0EA22-0GA3 |  | SENTRON, ATE, transfer switching equipment 3KC, automatically, ATSE, 4- pole, Iu: 630 A, Ue AC: 415 V, Ie at AC-33 B at 415 V: 400 A, Ie at AC-23 A at 690 V: 400 A, screw mounting, motorized operating mechanism, at the right end, long handle, busbar connection | 232000 | 1 | ZN | 1
3KC8448-0FA22-0GA3 |  | SENTRON, ATE, transfer switching equipment 3KC, automatically, ATSE, 4- pole, Iu: 800 A, Ue AC: 415 V, Ie at AC-33 B at 415 V: 800 A, Ie at AC-23 A at 690 V: 630 A, screw mounting, motorized operating mechanism, at the right end, long handle, busbar connection | 290000 | 1 | ZN | 1
3KC8450-0FA22-0GA3 |  | SENTRON, ATE, transfer switching equipment 3KC, automatically, ATSE, 4- pole, Iu: 1000 A, Ue AC: 415 V, Ie at AC-33 B at 415 V: 800 A, Ie at AC-23 A at 690 V: 630 A, screw mounting, motorized operating mechanism, at the right end, long handle, busbar connection | 326000 | 1 | ZN | 1
3KC8452-0GA22-0GA3 |  | SENTRON, ATE, transfer switching equipment 3KC, automatically, ATSE, 4- pole, Iu: 1250 A, Ue AC: 415 V, Ie at AC-33 B at 415 V: 1000 A, Ie at AC-23 A at 690 V: 800 A, screw mounting, motorized operating mechanism, at the right end, long handle, busbar connection | 371000 | 1 | ZN | 1
3KC8454-0HA22-0GA3 |  | SENTRON, ATE, transfer switching equipment 3KC, automatically, ATSE, 4- pole, Iu: 1600 A, Ue AC: 415 V, Ie at AC-33 B at 415 V: 1000 A, Ie at AC-23 A at 690 V: 800 A, screw mounting, motorized operating mechanism, at the right end, long handle, busbar connection | 450000 | 1 | ZN | 1
3KC8456-0JA22-0GA3 |  | SENTRON, ATE, transfer switching equipment 3KC, automatically, ATSE, 4- pole, Iu: 2000 A, Ue AC: 415 V, Ie at AC-33 B at 415 V: 1250 A, screw mounting, motorized operating mechanism, at the right end, long handle, busbar connection | 608000 | 1 | ZN | 1
3KC8458-0JA22-0GA3 |  | SENTRON, ATE, transfer switching equipment 3KC, automatically, ATSE, 4- pole, Iu: 2500 A, Ue AC: 415 V, Ie at AC-33 B at 415 V: 1250 A, screw mounting, motorized operating mechanism, at the right end, long handle, busbar connection | 750000 | 1 | ZN | 1
3KC8460-0JA22-0GA3 |  | SENTRON, ATE, transfer switching equipment 3KC, automatically, ATSE, 4- pole, Iu: 3200 A, Ue AC: 415 V, Ie at AC-33 B at 415 V: 1250 A, screw mounting, motorized operating mechanism, at the right end, long handle, busbar connection | 865000 | 1 | ZN | 1
3KC9000-8CL10 |  | Transfer control device ATC 3100 CN | 18200 | 1 | ZN | 1
3KC9000-8EL10 |  | Transfer control device ATC 3100 EN | 18200 | 1 | ZN | 1
3KC9000-8EL62 |  | Connecting cable ATC3x 00 to MCCB, ACB | 3660 | 1 | ZN | 1
3KC9000-8EL68 |  | accessory for 3KC ATC 3100 for protection against unauthorized operation | 1210 | 1 | ZN | 1
3KC9000-8TL40 |  | SENTRON 3KC ATC6300; LCD; 144x144 mm; transfer control device for control of MCCB, ACB, LBS; for load transfer between main and standby power supply; control panel instrument; Un 100...240 V AC 50/60 Hz, 110...250 V DC; Un 12...24 V DC nominal voltage Ue: 100...480 V AC 50/60 Hz; screw terminal connection expandable with up to 2 additional modules | 42500 | 1 | ZN | 1
3KC9000-8TL50 |  | SENTRON 3KC ATC6500; LCD; 180x240 mm; transfer control device for control of MCCB, ACB, for load transfer between main and standby power supply; additional control of a coupling switch possible; control panel instrument; Un: 100...240 V AC 50/60 Hz 110...250 V DC; Un: 12...48 V DC, nominal voltage Ue: 100...600 V AC 50/60 Hz; screw terminal connection; integrated RS 485 interface, expandable with up to 3 additional modules | 75300 | 1 | ZN | 1
3KC9000-8TL60 |  | ATC6 expansion module 4DI Accessory for ATC6300 and ATC6500 pluggable contains 4 digital inputs | 7280 | 1 | ZN | 1
3KC9000-8TL61 |  | ATC6 expansion module 4DO SSR, Accessory for ATC6300 and ATC6500 pluggable contains 4 solid-state compatible digital outputs 4 NO contacts | 7280 | 1 | ZN | 1
3KC9000-8TL62 |  | ATC6 expansion module 2DI/2O SSR, Accessory for ATC6300 and ATC6500 pluggable contains 2 digital inputs and 2 solid-state compatible digital outputs 2 NO contacts | 8650 | 1 | ZN | 1
3KC9000-8TL63 |  | ATC6 expansion module 2DO Relay, Accessory for ATC6300 and ATC6500 pluggable contains 2 relay outputs 2 change-over contacts | 8650 | 1 | ZN | 1
3KC9000-8TL64 |  | ATC6 expansion module 2DI/2DO Relay, Accessory for ATC6300 and ATC6500 pluggable contains 2 digital inputs and 2 relay outputs 2 NO contacts | 10900 | 1 | ZN | 1
3KC9000-8TL67 |  | ATC6300 protective seal accessory for ATC6300 for front-side IP65 protection; 144 x 144 mm contains 1 unit | 702 | 1 | ZN | 1
3KC9000-8TL73 |  | ATC6 USB front interface Accessory for ATC6300 and ATC6500 pluggable for front-side parameter assignment contains USB adapter and mini USB cable Cable length 1.8 m | 12600 | 1 | ZN | 1
3KC9000-8TL74 |  | ATC6 expansion module RS 485 accessories for ATC6300 and ATC6500; plug-in, contains RS 485 interface | 7780 | 1 | ZN | 1
3KC9000-8TL75 |  | ATC6 expansion module Ethernet Accessory for ATC6300 and ATC6500 pluggable contains Ethernet interface | 31000 | 1 | ZN | 1
3KC9101-4 |  | accessories for 3KC0 size 1, direct operating mechanism DIN 43880, gray, without cover, for 3KC0 size 1, 3 and 4-pole, 1 unit | 1080 | 1 | ZN | 1
3KC9118-1 |  | accessories for 3KC0 size 1, bridging bar, for load-side connection, 3-pole, for 3KC0 size 1 1 unit | 2870 | 1 | ZN | 1
3KC9118-2 |  | accessories for 3KC0 size 1, bridging bar, for load-side connection, 4-pole, for 3KC0 size 1 1 unit | 3940 | 1 | ZN | 1
3KC9120-1 |  | accessories for 3KC0 size 1/2, mounting kit for floor mounting, for 3KC0 size 1/2, 3 and 4-pole, 4 mounting brackets and 2 mounting plates | 466 | 1 | ZN | 1
3KC9201-3 |  | accessories for 3KC0 size 1/2, direct operating mechanism, gray, without cover, for 3KC0 size 2, 3 and 4-pole, 1 unit | 1080 | 1 | ZN | 1
3KC9218-1 |  | accessories for 3KC0 size 2, bridging bar, for load-side connection, 3-pole, for 3KC0 size 2, 1 unit | 4300 | 1 | ZN | 1
3KC9218-2 |  | accessories for 3KC0 size 2, bridging bar, for load-side connection, 4-pole, for 3KC0 size 2, 1 unit | 5010 | 1 | ZN | 1
3KC9301-1 |  | accessories for 3KC0 size 3, direct operating mechanism, gray, with cover, for 3KC0 size 3, 3 and 4-pole, 1 unit | 1440 | 1 | ZN | 1
3KC9301-2 |  | accessories for 3KC0 size 3, direct operating mechanism, yellow/red, with cover, for 3KC0 size 3, 3 and 4-pole, 1 unit | 1440 | 1 | ZN | 1
3KC9304-0 |  | accessories for 3KC0 size 3, terminal covers, side plate covers, for 3KC0 size 3, 3 and 4-pole, 2 units | 287 | 1 | ZN | 1
3KC9318-0 |  | accessories for 3KC0 size 3, bridging bar, for load-side connection, 1-pole, for 3KC0 size 3, 1 unit | 1080 | 1 | ZN | 1
3KC9401-1 |  | accessories for 3KC0 size 4, direct operating mechanism, gray, with cover, for 3KC0 size 4, 3 and 4-pole, 1 unit | 1790 | 1 | ZN | 1
3KC9401-2 |  | accessories for 3KC0 size 4, direct operating mechanism, yellow/red, with cover, for 3KC0 size 4, 3 and 4-pole, 1 unit | 1790 | 1 | ZN | 1
3KC9404-0 |  | accessories for 3KC0 size 4, terminal covers, side plate covers, for 3KC0 size 4, 3 and 4-pole, 2 units | 287 | 1 | ZN | 1
3KC9418-0 |  | accessories for 3KC0 size 4, bridging bar, for load-side connection, 1-pole, for 3KC0 size 4, 1 unit | 2510 | 1 | ZN | 1
3KC9501-1 |  | accessories for 3KC0 size 5, direct operating mechanism, gray, with cover, for 3KC0 size 5, 3 and 4-pole, 1 unit | 2510 | 1 | ZN | 1
3KC9501-2 |  | accessories for 3KC0 size 5, direct operating mechanism, yellow/red, with cover, for 3KC0 size 5, 3 and 4-pole, 1 unit | 2510 | 1 | ZN | 1
3KC9504-0 |  | accessories for 3KC0 size 5, terminal covers, side plate covers, for 3KC0 size 5, 3 and 4-pole, 2 units | 323 | 1 | ZN | 1
3KC9518-0 |  | accessories for 3KC0 size 5, bridging bar, for load-side connection, 1-pole, for 3KC0 size 5, 1 unit | 5370 | 1 | ZN | 1
3KC9603-1 |  | Accessory for 3KC3, 3KC6 Auxiliary switch contains 3 change-over contacts: 1 change-over contact for Position I, O, II for 40-160 A with separate contacts contains 1 unit incl. set of screws | 2590 | 1 | ZN | 1
3KC9603-2 |  | Accessory for 3KC3, 3KC6 Auxiliary switch contains 3 change-over contacts: 1 change-over contact for Position I, O, II for 40-160 A with connected shared contacts contains 1 unit incl. set of screws | 2590 | 1 | ZN | 1
3KC9604-2 |  | Accessory for 3KC3, 3KC6 Terminal covers 4-pole for 40-160 A contains 2 units | 445 | 1 | ZN | 1
3KC9618-2 |  | Accessory for 3KC3, 3KC6 Connecting jumper for load-side connection 4-pole for 40-125 A contains 1 unit | 3890 | 1 | ZN | 1
3KC9618-3 |  | Accessory for 3KC3, 3KC6 Connecting jumper for load-side connection 4-pole for 160 A contains 1 unit | 5800 | 1 | ZN | 1
3KC9621-2 |  | Accessory for 3KC3, 3KC6 Sealing tape for 40-160 A contains 10 units | 1190 | 1 | ZN | 1
3KC9622-2 |  | Accessory for 3KC3, 3KC6 Auxiliary conductor terminal 1-pole for 40-160 A contains 2 units | 1340 | 1 | ZN | 1
3KC9624-1 |  | accessories for 3KC3, 3KC6, autotransformer, 400 V to 230 V, 400 VA, for 40-160 A, 1 unit | 24400 | 1 | ZN | 1
3KC9625-1 |  | accessories for 3KC3, 3KC4, dual power supply, DPS, for the power supply of the control circuit, for 40-3200 A, 1 unit | 7500 | 1 | ZN | 1
3KC9721-1 |  | Accessory for 3KC6 Cover, sealable for 40-160 A contains 1 unit incl. set of screws and Sealing ribbons | 4400 | 1 | ZN | 1
3KC9803-1 |  | Accessory for 3KC4, 3KC8 Auxiliary switch contains 2 change-over contacts: 1 change-over contact for POS I, II for 250-630 A leading contains 1 unit incl. set of screws | 3380 | 1 | ZN | 1
3KC9803-2 |  | Accessory for 3KC4, 3KC8 Auxiliary switch contains 2 change-over contacts: 1 change-over contact for POS I, II for 800-1600 A leading contains 1 unit incl. set of screws | 3380 | 1 | ZN | 1
3KC9804-1 |  | Accessory for 3KC4, 3KC8 Terminal covers 1-pole for 250-400 A contains 3 units | 962 | 1 | ZN | 1
3KC9804-2 |  | Accessory for 3KC4, 3KC8 Terminal covers 1-pole for 250-400 A contains 4 units | 1190 | 1 | ZN | 1
3KC9804-3 |  | Accessory for 3KC4, 3KC8 Terminal covers 1-pole for 630 A contains 3 units | 1560 | 1 | ZN | 1
3KC9804-4 |  | Accessory for 3KC4, 3KC8 Terminal covers 1-pole for 630 A contains 4 units | 1750 | 1 | ZN | 1
3KC9808-1 |  | Accessory for 3KC4, 3KC8 Phase barriers for 3-pole 3KC for 250-400 A contains 2 units | 962 | 1 | ZN | 1
3KC9808-2 |  | Accessory for 3KC4, 3KC8 Phase barriers for 3-pole 3KC for 630 A contains 2 units | 1110 | 1 | ZN | 1
3KC9808-6 |  | Accessory for 3KC4, 3KC8 Phase barriers for 4-pole 3KC for 250-400 A contains 3 units | 1230 | 1 | ZN | 1
3KC9808-7 |  | Accessory for 3KC4, 3KC8 Phase barriers for 4-pole 3KC for 630 A contains 3 units | 1370 | 1 | ZN | 1
3KC9811-0 |  | Accessory for 3KC4, 3KC8 Copper bar, kit Connecting piece Part A for 2000-2500 A contains 1 unit | 6720 | 1 | ZN | 1
3KC9811-1 |  | Accessory for 3KC4, 3KC8 Copper bar, Kit Set of screws Part B, 45 mm for 2000-3200 A contains 6 screws and 6 washers | 1260 | 1 | ZN | 1
3KC9811-2 |  | Accessory for 3KC4, 3KC8 Copper bar, Kit Set of screws Part B, 35 mm, short length for 2000-3200 A contains 6 screws and 6 washers | 1150 | 1 | ZN | 1
3KC9811-3 |  | accessories for 3KC4, 3KC8, copper bar, kit T-piece part C, for 2000-3200 A, 1 unit, incl. 6 screws and 6 washers | 17700 | 1 | ZN | 1
3KC9811-4 |  | Accessory for 3KC4, 3KC8 Copper bar, kit Bracket Part D for 2000-3200 A contains 2 units incl. 6 screws and 6 washers | 12200 | 1 | ZN | 1
3KC9818-2 |  | Accessory for 3KC4, 3KC8 Connecting jumper for load-side connection 1-pole for 250 A contains 1 unit incl. 3 screws and 3 washers | 1820 | 1 | ZN | 1
3KC9818-3 |  | Accessory for 3KC4, 3KC8 Connecting jumper for load-side connection 1-pole for 400 A contains 1 unit incl. 3 screws and 3 washers | 2150 | 1 | ZN | 1
3KC9818-4 |  | Accessory for 3KC4, 3KC8 Connecting jumper for load-side connection 1-pole for 630 A contains 1 unit incl. 3 screws and 3 washers | 3360 | 1 | ZN | 1
3KC9818-5 |  | Accessory for 3KC4, 3KC8 Connecting jumper for load-side connection 1-pole for 800-1000 A contains 1 unit incl. 2 screws and 2 nuts and 4 washers | 4660 | 1 | ZN | 1
3KC9818-6 |  | Accessory for 3KC4, 3KC8 Connecting jumper for load-side connection 1-pole for 1250 A contains 1 unit incl. 2 screws and 2 nuts and 4 washers | 6740 | 1 | ZN | 1
3KC9818-7 |  | Accessory for 3KC4, 3KC8 Connecting jumper for load-side connection 1-pole for 1600 A contains 1 unit incl. 3 screws and 3 nuts and 6 washers | 9640 | 1 | ZN | 1
3KC9818-8 |  | Accessory for 3KC4, 3KC8 Connecting jumper for load-side connection Part E, 1-pole for 2000-3200 A contains 1 unit incl. 6 screws and 6 washers | 28000 | 1 | ZN | 1
3KC9820-3 |  | Accessory for 3KC4, 3KC8 Spacer for 250-630 A contains 2 units | 1970 | 1 | ZN | 1
3KC9820-4 |  | Accessory for 3KC8 Masking frame for door cutout for 250-630 A contains 1 unit incl. set of screws | 2040 | 1 | ZN | 1
3KC9820-5 |  | Accessory for 3KC8 Masking frame for door cutout for 800-3200 A contains 1 unit incl. set of screws | 2950 | 1 | ZN | 1
3KC9821-0 |  | Accessory for 3KC8 cover, sealable for 250-3200 A contains 1 unit incl. set of screws and Sealing ribbons | 4400 | 1 | ZN | 1
3KC9822-1 |  | Accessory for 3KC8 Auxiliary conductor terminals, kit for connection at the bottom 3-pole for 250 A contains 1 unit | 7610 | 1 | ZN | 1
3KC9822-2 |  | Accessory for 3KC8 Auxiliary conductor terminals, kit for connection at the bottom 3-pole for 400 A contains 1 unit | 8600 | 1 | ZN | 1
3KC9822-3 |  | Accessory for 3KC8 Auxiliary conductor terminals, kit for connection at the bottom 3-pole for 630 A contains 1 unit | 9410 | 1 | ZN | 1
3KC9822-4 |  | Accessory for 3KC8 Auxiliary conductor terminals, kit for connection at the bottom 3-pole for 800-1000 A contains 1 unit | 11900 | 1 | ZN | 1
3KC9822-5 |  | Accessory for 3KC8 Auxiliary conductor terminals, kit for connection at the bottom 3-pole for 1250 A contains 1 unit | 12100 | 1 | ZN | 1
3KC9822-6 |  | Accessory for 3KC8 Auxiliary conductor terminals, kit for connection at the bottom 3-pole for 1600 A contains 1 unit | 12400 | 1 | ZN | 1
3KC9822-7 |  | Accessory for 3KC8 Auxiliary conductor terminals, kit for connection at the bottom 3-pole for 2000-3200 A contains 1 unit | 13200 | 1 | ZN | 1
3KC9823-0 |  | Accessory for 3KC8 Display for 250-3200 A contains 1 unit | 7780 | 1 | ZN | 1
3KC9823-2 |  | Accessory for 3KC8 Connecting cable for the display RJ45 3 meters contains 1 unit | 740 | 1 | ZN | 1
3KC9824-1 |  | accessories for 3KC4, 3KC8, autotransformer, 400 V to 230 V, 200 VA, for 250-3200 A, 1 unit | 20800 | 1 | ZN | 1
3KC9826-0 |  | Accessory for 3KC8 Electronics module Spare part for 250-3200 A contains 1 unit | 111000 | 1 | ZN | 1
3KC9826-1 |  | Accessory for 3KC4, 3KC8 Motor drive, spare part for 250-400 A contains 1 unit | 65100 | 1 | ZN | 1
3KC9826-2 |  | Accessory for 3KC4, 3KC8 Motor drive, spare part for 630 A contains 1 unit | 101000 | 1 | ZN | 1
3KC9826-3 |  | Accessory for 3KC4, 3KC8 Motor drive, spare part for 800-1250 A contains 1 unit | 134000 | 1 | ZN | 1
3KC9826-4 |  | Accessory for 3KC4, 3KC8 Motor drive, spare part for 1600 A contains 1 unit | 220000 | 1 | ZN | 1
3KC9826-5 |  | Accessory for 3KC4, 3KC8 Motor drive, spare part for 2000-3200 A contains 1 unit | 377000 | 1 | ZN | 1
3KC9827-1 |  | Accessory for 3KC4, 3KC8 Terminal protective plate for top and bottom for 3-pole 3KC for 250-400 A contains 1 unit incl. set of screws | 1820 | 1 | ZN | 1
3KC9827-2 |  | Accessory for 3KC4, 3KC8 Terminal protective plate for top and bottom for 3-pole 3KC for 630 A contains 1 unit incl. set of screws | 2900 | 1 | ZN | 1
3KC9827-3 |  | Accessory for 3KC4, 3KC8 Terminal protective plate for top and bottom for 3-pole 3KC for 800-1250 A contains 2 units incl. set of screws | 3230 | 1 | ZN | 1
3KC9827-4 |  | Accessory for 3KC4, 3KC8 Terminal protective plate for top and bottom for 3-pole 3KC for 1600 A contains 2 units incl. set of screws | 4760 | 1 | ZN | 1
3KC9827-5 |  | Accessory for 3KC4, 3KC8 Terminal protective plate for top and bottom for 3-pole 3KC for 2000-3200 A contains 2 units incl. set of screws | 7250 | 1 | ZN | 1
3KC9828-1 |  | Accessory for 3KC4, 3KC8 Terminal protective plate for top and bottom for 4-pole 3KC for 250-400 A contains 1 unit incl. set of screws | 1970 | 1 | ZN | 1
3KC9828-2 |  | Accessory for 3KC4, 3KC8 Terminal protective plate for top and bottom for 4-pole 3KC for 630 A contains 1 unit incl. set of screws | 2950 | 1 | ZN | 1
3KC9828-3 |  | Accessory for 3KC4, 3KC8 Terminal protective plate for top and bottom for 4-pole 3KC for 800-1250 A contains 2 units incl. set of screws | 3380 | 1 | ZN | 1
3KC9828-4 |  | Accessory for 3KC4, 3KC8 Terminal protective plate for top and bottom for 4-pole 3KC for 1600 A contains 2 units incl. set of screws | 4940 | 1 | ZN | 1
3KC9828-5 |  | Accessory for 3KC4, 3KC8 Terminal protective plate for top and bottom for 4-pole 3KC for 2000-3200 A contains 2 units incl. set of screws | 7300 | 1 | ZN | 1
3KC9830-1 |  | Accessory for 3KC8 Power supply cable for connection at the bottom 4-pole for 250 A contains 1 unit | 7300 | 1 | ZN | 1
3KC9830-2 |  | Accessory for 3KC8 Power supply cable for connection at the bottom 4-pole for 400 A contains 1 unit | 8240 | 1 | ZN | 1
3KC9830-3 |  | Accessory for 3KC8 Power supply cable for connection at the bottom 4-pole for 630 A contains 1 unit | 9110 | 1 | ZN | 1
3KC9830-4 |  | Accessory for 3KC8 Power supply cable for connection at the bottom 4-pole for 800-1000 A contains 1 unit | 11600 | 1 | ZN | 1
3KC9830-5 |  | Accessory for 3KC8 Power supply cable for connection at the bottom 4-pole for 1250 A contains 1 unit | 11700 | 1 | ZN | 1
3KC9830-6 |  | Accessory for 3KC8 Power supply cable for connection at the bottom 4-pole for 1600 A contains 1 unit | 11900 | 1 | ZN | 1
3KC9830-7 |  | Accessory for 3KC8 Power supply cable for connection at the bottom 4-pole for 2000-3200 A contains 1 unit | 13100 | 1 | ZN | 1
3KC9831-1 |  | Accessory for 3KC8 Power supply cable for connection at the top 4-pole for 250 A contains 1 unit | 6110 | 1 | ZN | 1
3KC9831-2 |  | Accessory for 3KC8 Power supply cable for connection at the top 4-pole for 400 A contains 1 unit | 6890 | 1 | ZN | 1
3KC9831-3 |  | Accessory for 3KC8 Power supply cable for connection at the top 4-pole for 630 A contains 1 unit | 7500 | 1 | ZN | 1
3KC9831-4 |  | Accessory for 3KC8 Power supply cable for connection at the top 4-pole for 800-1000 A contains 1 unit | 9590 | 1 | ZN | 1
3KC9831-5 |  | Accessory for 3KC8 Power supply cable for connection at the top 4-pole for 1250 A contains 1 unit | 9720 | 1 | ZN | 1
3KC9831-6 |  | Accessory for 3KC8 Power supply cable for connection at the top 4-pole for 1600 A contains 1 unit | 10000 | 1 | ZN | 1
3KC9831-7 |  | Accessory for 3KC8 Power supply cable for connection at the top 4-pole for 2000-3200 A contains 1 unit | 10900 | 1 | ZN | 1
3KC9832-1 |  | Accessory for 3KC8 Auxiliary conductor terminals, kit for connection at the top 3-pole for 250 A contains 1 unit | 7610 | 1 | ZN | 1
3KC9832-2 |  | Accessory for 3KC8 Auxiliary conductor terminals, kit for connection at the top 3-pole for 400 A contains 1 unit | 8600 | 1 | ZN | 1
3KC9832-3 |  | Accessory for 3KC8 Auxiliary conductor terminals, kit for connection at the top 3-pole for 630 A contains 1 unit | 9410 | 1 | ZN | 1
3KC9832-4 |  | Accessory for 3KC8 Auxiliary conductor terminals, kit for connection at the top 3-pole for 800-1000 A contains 1 unit | 11900 | 1 | ZN | 1
3KC9832-5 |  | Accessory for 3KC8 Auxiliary conductor terminals, kit for connection at the top 3-pole for 1250 A contains 1 unit | 12100 | 1 | ZN | 1
3KC9832-6 |  | Accessory for 3KC8 Auxiliary conductor terminals, kit for connection at the top 3-pole for 1600 A contains 1 unit | 12400 | 1 | ZN | 1
3KC9832-7 |  | Accessory for 3KC8 Auxiliary conductor terminals, kit for connection at the top 3-pole for 2000-3200 A contains 1 unit | 13200 | 1 | ZN | 1
3KC9833-1 |  | Accessory for 3KC8 Power supply cable for connection at the bottom 2-pole for 250 A for 3-pole 3KC8 contains 1 unit | 7300 | 1 | ZN | 1
3KC9833-2 |  | Accessory for 3KC8 Power supply cable for connection at the bottom 2-pole for 400 A for 3-pole 3KC8 contains 1 unit | 8240 | 1 | ZN | 1
3KC9833-3 |  | Accessory for 3KC8 Power supply cable for connection at the bottom 2-pole for 630 A for 3-pole 3KC8 contains 1 unit | 9110 | 1 | ZN | 1
3KC9833-4 |  | Accessory for 3KC8 Power supply cable for connection at the bottom 2-pole for 800-1000 A for 3-pole 3KC8 contains 1 unit | 11600 | 1 | ZN | 1
3KC9833-5 |  | Accessory for 3KC8 Power supply cable for connection at the bottom 2-pole for 1250 A for 3-pole 3KC8 contains 1 unit | 11700 | 1 | ZN | 1
3KC9833-6 |  | Accessory for 3KC8 Power supply cable for connection at the bottom 2-pole for 1600 A for 3-pole 3KC8 contains 1 unit | 11900 | 1 | ZN | 1
3KC9833-7 |  | Accessory for 3KC8 Power supply cable for connection at the bottom 2-pole for 2000-3200 A for 3-pole 3KC8 contains 1 unit | 13100 | 1 | ZN | 1
3KC9834-1 |  | Accessory for 3KC8 Power supply cable for connection at the top 2-pole for 250 A for 3-pole 3KC8 contains 1 unit | 6110 | 1 | ZN | 1
3KC9834-2 |  | Accessory for 3KC8 Power supply cable for connection at the top 2-pole for 400 A for 3-pole 3KC8 contains 1 unit | 6890 | 1 | ZN | 1
3KC9834-3 |  | Accessory for 3KC8 Power supply cable for connection at the top 2-pole for 630 A for 3-pole 3KC8 contains 1 unit | 7500 | 1 | ZN | 1
3KC9834-4 |  | Accessory for 3KC8 Power supply cable for connection at the top 2-pole for 800-1000 A for 3-pole 3KC8 contains 1 unit | 9590 | 1 | ZN | 1
3KC9834-5 |  | Accessory for 3KC8 Power supply cable for connection at the top 2-pole for 1250 A for 3-pole 3KC8 contains 1 unit | 9720 | 1 | ZN | 1
3KC9834-6 |  | Accessory for 3KC8 Power supply cable for connection at the top 2-pole for 1600 A for 3-pole 3KC8 contains 1 unit | 10000 | 1 | ZN | 1
3KC9834-7 |  | Accessory for 3KC8 Power supply cable for connection at the top 2-pole for 2000-3200 A for 3-pole 3KC8 contains 1 unit | 10900 | 1 | ZN | 1
3KD1630-2ME10-0 |  | Switch disconnector 16A, Size 1, 3-pole Front operating mechanism left Basic unit without handle Box terminal | 1960 | 1 | ZN | 1
3KD1630-2ME20-0 |  | Switch disconnector 16A, Size 1, 3-pole Front operating mechanism center Basic unit without handle Box terminal | 1960 | 1 | ZN | 1
3KD1632-2ME10-0 |  | Switch disconnector 16A, Size 1, 3-pole Front operating mechanism left Complete unit with direct operating mechanism gray Box terminal | 2590 | 1 | ZN | 1
3KD1634-2ME10-0 |  | Switch disconnector 16A, Size 1, 3-pole Lateral operating mechanism left Basic unit without handle Box terminal | 1780 | 1 | ZN | 1
3KD1634-2ME40-0 |  | Switch disconnector 16A, Size 1, 3-pole Lateral operating mechanism right Basic unit without handle Box terminal | 1780 | 1 | ZN | 1
3KD1640-2ME10-0 |  | Switch disconnector 16A, Size 1, 4-pole Front operating mechanism left Basic unit without handle Box terminal | 2470 | 1 | ZN | 1
3KD1640-2ME20-0 |  | Switch disconnector 16A, Size 1, 4-pole Front operating mechanism center Basic unit without handle Box terminal | 2470 | 1 | ZN | 1
3KD1642-2ME10-0 |  | Switch disconnector 16A, Size 1, 4-pole Front operating mechanism left Complete unit with direct operating mechanism gray Box terminal | 3080 | 1 | ZN | 1
3KD1644-2ME10-0 |  | Switch disconnector 16A, Size 1, 4-pole Lateral operating mechanism left Basic unit without handle Box terminal | 2230 | 1 | ZN | 1
3KD1644-2ME40-0 |  | Switch disconnector 16A, Size 1, 4-pole Lateral operating mechanism right Basic unit without handle Box terminal | 2230 | 1 | ZN | 1
3KD1660-2ME20-0 |  | Switch disconnector 16A, Size 1, 6-pole DC Front operating mechanism center Basic unit without handle Box terminal | 10700 | 1 | ZN | 1
3KD2230-2ME10-0 |  | Switch disconnector 32 A, Size 1, 3-pole Front operating mechanism left Basic unit without handle Box terminal | 2270 | 1 | ZN | 1
3KD2230-2ME20-0 |  | Switch disconnector 32 A, Size 1, 3-pole Front operating mechanism center Basic unit without handle Box terminal | 2270 | 1 | ZN | 1
3KD2232-2ME10-0 |  | Switch disconnector 32 A, Size 1, 3-pole Front operating mechanism left Complete unit with direct operating mechanism gray Box terminal | 2890 | 1 | ZN | 1
3KD2234-2ME10-0 |  | Switch disconnector 32 A, Size 1, 3-pole Lateral operating mechanism left Basic unit without handle Box terminal | 2060 | 1 | ZN | 1
3KD2234-2ME40-0 |  | Switch disconnector 32 A, Size 1, 3-pole Lateral operating mechanism right Basic unit without handle Box terminal | 2060 | 1 | ZN | 1
3KD2240-2ME10-0 |  | Switch disconnector 32 A, Size 1, 4-pole Front operating mechanism left Basic unit without handle Box terminal | 2820 | 1 | ZN | 1
3KD2240-2ME20-0 |  | Switch disconnector 32 A, Size 1, 4-pole Front operating mechanism center Basic unit without handle Box terminal | 2820 | 1 | ZN | 1
3KD2242-2ME10-0 |  | Switch disconnector 32 A, Size 1, 4-pole Front operating mechanism left Complete unit with direct operating mechanism gray Box terminal | 3400 | 1 | ZN | 1
3KD2244-2ME10-0 |  | Switch disconnector 32 A, Size 1, 4-pole Lateral operating mechanism left Basic unit without handle Box terminal | 2590 | 1 | ZN | 1
3KD2244-2ME40-0 |  | Switch disconnector 32 A, Size 1, 4-pole Lateral operating mechanism right Basic unit without handle Box terminal | 2590 | 1 | ZN | 1
3KD2260-2ME20-0 |  | Switch disconnector 32 A, Size 1, 6-pole DC Front operating mechanism center Basic unit without handle Box terminal | 11100 | 1 | ZN | 1
3KD2630-2ME10-0 |  | Switch disconnector 63 A, Size 1, 3-pole Front operating mechanism left Basic unit without handle Box terminal | 2430 | 1 | ZN | 1
3KD2630-2ME20-0 |  | Switch disconnector 63 A, Size 1, 3-pole Front operating mechanism center Basic unit without handle Box terminal | 2430 | 1 | ZN | 1
3KD2632-2ME10-0 |  | Switch disconnector 63 A, Size 1, 3-pole Front operating mechanism left Complete unit with direct operating mechanism gray Box terminal | 3050 | 1 | ZN | 1
3KD2634-2ME10-0 |  | Switch disconnector 63 A, Size 1, 3-pole Lateral operating mechanism left Basic unit without handle Box terminal | 2200 | 1 | ZN | 1
3KD2634-2ME40-0 |  | Switch disconnector 63 A, Size 1, 3-pole Lateral operating mechanism right Basic unit without handle Box terminal | 2200 | 1 | ZN | 1
3KD2640-2ME10-0 |  | Switch disconnector 63 A, Size 1, 4-pole Front operating mechanism left Basic unit without handle Box terminal | 3050 | 1 | ZN | 1
3KD2640-2ME20-0 |  | Switch disconnector 63 A, Size 1, 4-pole Front operating mechanism center Basic unit without handle Box terminal | 3050 | 1 | ZN | 1
3KD2642-2ME10-0 |  | Switch disconnector 63 A, Size 1, 4-pole Front operating mechanism left Complete unit with direct operating mechanism gray Box terminal | 3640 | 1 | ZN | 1
3KD2644-2ME10-0 |  | Switch disconnector 63 A, Size 1, 4-pole Lateral operating mechanism left Basic unit without handle Box terminal | 2750 | 1 | ZN | 1
3KD2644-2ME40-0 |  | Switch disconnector 63 A, Size 1, 4-pole Lateral operating mechanism right Basic unit without handle Box terminal | 2750 | 1 | ZN | 1
3KD2660-2ME20-0 |  | Switch disconnector 63 A, Size 1, 6-pole DC Front operating mechanism center Basic unit without handle Box terminal | 13200 | 1 | ZN | 1
3KD2830-0NE10-0 |  | Switch disconnector 80 A, Size 2, 3-pole Front operating mechanism left Basic unit without handle flat terminal incl. phase barriers | 2680 | 1 | ZN | 1
3KD2830-0NE20-0 |  | Switch disconnector 80 A, Size 2, 3-pole Front operating mechanism center Basic unit without handle flat terminal incl. phase barriers | 2680 | 1 | ZN | 1
3KD2830-2NE10-0 |  | Switch disconnector 80 A, Size 2, 3-pole Front operating mechanism left Basic unit without handle Box terminal | 2960 | 1 | ZN | 1
3KD2830-2NE20-0 |  | Switch disconnector 80 A, Size 2, 3-pole Front operating mechanism center Basic unit without handle Box terminal | 2960 | 1 | ZN | 1
3KD2832-0NE10-0 |  | Switch disconnector 80 A, Size 2, 3-pole Front operating mechanism left Complete unit with direct operating mechanism gray flat terminal incl. phase barriers | 3870 | 1 | ZN | 1
3KD2832-2NE10-0 |  | Switch disconnector 80 A, Size 2, 3-pole Front operating mechanism left Complete unit with direct operating mechanism gray Box terminal | 4130 | 1 | ZN | 1
3KD2834-0NE10-0 |  | Switch disconnector 80 A, Size 2, 3-pole Lateral operating mechanism left Basic unit without handle flat terminal incl. phase barriers | 2430 | 1 | ZN | 1
3KD2834-0NE40-0 |  | Switch disconnector 80 A, Size 2, 3-pole Lateral operating mechanism right Basic unit without handle flat terminal incl. phase barriers | 2430 | 1 | ZN | 1
3KD2834-2NE10-0 |  | Switch disconnector 80 A, Size 2, 3-pole Lateral operating mechanism left Basic unit without handle Box terminal | 2710 | 1 | ZN | 1
3KD2834-2NE40-0 |  | Switch disconnector 80 A, Size 2, 3-pole Lateral operating mechanism right Basic unit without handle Box terminal | 2710 | 1 | ZN | 1
3KD2840-0NE10-0 |  | Switch disconnector 80 A, Size 2, 4-pole Front operating mechanism left Basic unit without handle flat terminal incl. phase barriers | 3310 | 1 | ZN | 1
3KD2840-0NE20-0 |  | Switch disconnector 80 A, Size 2, 4-pole Front operating mechanism center Basic unit without handle flat terminal incl. phase barriers | 3310 | 1 | ZN | 1
3KD2840-2NE10-0 |  | Switch disconnector 80 A, Size 2, 4-pole Front operating mechanism left Basic unit without handle Box terminal | 3780 | 1 | ZN | 1
3KD2840-2NE20-0 |  | Switch disconnector 80 A, Size 2, 4-pole Front operating mechanism center Basic unit without handle Box terminal | 3780 | 1 | ZN | 1
3KD2842-0NE10-0 |  | Switch disconnector 80 A, Size 2, 4-pole Front operating mechanism left Complete unit with direct operating mechanism gray flat terminal incl. phase barriers | 4430 | 1 | ZN | 1
3KD2842-2NE10-0 |  | Switch disconnector 80 A, Size 2, 4-pole Front operating mechanism left Complete unit with direct operating mechanism gray Box terminal | 4870 | 1 | ZN | 1
3KD2844-0NE10-0 |  | Switch disconnector 80 A, Size 2, 4-pole Lateral operating mechanism left Basic unit without handle flat terminal incl. phase barriers | 3050 | 1 | ZN | 1
3KD2844-0NE40-0 |  | Switch disconnector 80 A, Size 2, 4-pole Lateral operating mechanism right Basic unit without handle flat terminal incl. phase barriers | 3050 | 1 | ZN | 1
3KD2844-2NE10-0 |  | Switch disconnector 80 A, Size 2, 4-pole Lateral operating mechanism left Basic unit without handle Box terminal | 3360 | 1 | ZN | 1
3KD2844-2NE40-0 |  | Switch disconnector 80 A, Size 2, 4-pole Lateral operating mechanism right Basic unit without handle Box terminal | 3360 | 1 | ZN | 1
3KD2860-0NE20-0 |  | Switch disconnector 80 A, Size 2, 6-pole DC Front operating mechanism center Basic unit without handle flat terminal incl. phase barriers | 14500 | 1 | ZN | 1
3KD2860-2NE20-0 |  | Switch disconnector 80 A, Size 2, 6-pole DC Front operating mechanism center Basic unit without handle Box terminal | 16200 | 1 | ZN | 1
3KD3030-0NE10-0 |  | Switch disconnector 100 A, Size 2, 3-pole Front operating mechanism left Basic unit without handle flat terminal incl. phase barriers | 3710 | 1 | ZN | 1
3KD3030-0NE20-0 |  | Switch disconnector 100 A, Size 2, 3-pole Front operating mechanism center Basic unit without handle flat terminal incl. phase barriers | 3710 | 1 | ZN | 1
3KD3030-2ME10-0 |  | SWITCH-DISCONNECTOR 100A, FRAME SIZE 1, 3-POLE FRONT OPERATING LEFT BASIC UNIT WITHOUT HANDLE BOX TERMINAL | 3920 | 1 | ZN | 1
3KD3030-2NE10-0 |  | Switch disconnector 100 A, Size 2, 3-pole Front operating mechanism left Basic unit without handle Box terminal | 4060 | 1 | ZN | 1
3KD3030-2NE20-0 |  | Switch disconnector 100 A, Size 2, 3-pole Front operating mechanism center Basic unit without handle Box terminal | 4060 | 1 | ZN | 1
3KD3032-0NE10-0 |  | Switch disconnector 100 A, Size 2, 3-pole Front operating mechanism left Complete unit with direct operating mechanism gray flat terminal incl. phase barriers | 4830 | 1 | ZN | 1
3KD3032-2NE10-0 |  | Switch disconnector 100 A, Size 2, 3-pole Front operating mechanism left Complete unit with direct operating mechanism gray Box terminal | 5220 | 1 | ZN | 1
3KD3034-0NE10-0 |  | Switch disconnector 100 A, Size 2, 3-pole Lateral operating mechanism left Basic unit without handle flat terminal incl. phase barriers | 3310 | 1 | ZN | 1
3KD3034-0NE40-0 |  | Switch disconnector 100 A, Size 2, 3-pole Lateral operating mechanism right Basic unit without handle flat terminal incl. phase barriers | 3310 | 1 | ZN | 1
3KD3034-2NE10-0 |  | Switch disconnector 100 A, Size 2, 3-pole Lateral operating mechanism left Basic unit without handle Box terminal | 3710 | 1 | ZN | 1
3KD3034-2NE40-0 |  | Switch disconnector 100 A, Size 2, 3-pole Lateral operating mechanism right Basic unit without handle Box terminal | 3710 | 1 | ZN | 1
3KD3040-0NE10-0 |  | Switch disconnector 100 A, Size 2, 4-pole Front operating mechanism left Basic unit without handle flat terminal incl. phase barriers | 4570 | 1 | ZN | 1
3KD3040-0NE20-0 |  | Switch disconnector 100 A, Size 2, 4-pole Front operating mechanism center Basic unit without handle flat terminal incl. phase barriers | 4570 | 1 | ZN | 1
3KD3040-2NE10-0 |  | Switch disconnector 100 A, Size 2, 4-pole Front operating mechanism left Basic unit without handle Box terminal | 5110 | 1 | ZN | 1
3KD3040-2NE20-0 |  | Switch disconnector 100 A, Size 2, 4-pole Front operating mechanism center Basic unit without handle Box terminal | 5110 | 1 | ZN | 1
3KD3042-0NE10-0 |  | Switch disconnector 100 A, Size 2, 4-pole Front operating mechanism left Complete unit with direct operating mechanism gray flat terminal incl. phase barriers | 5740 | 1 | ZN | 1
3KD3042-2NE10-0 |  | Switch disconnector 100 A, Size 2, 4-pole Front operating mechanism left Complete unit with direct operating mechanism gray Box terminal | 6180 | 1 | ZN | 1
3KD3044-0NE10-0 |  | Switch disconnector 100 A, Size 2, 4-pole Lateral operating mechanism left Basic unit without handle flat terminal incl. phase barriers | 4130 | 1 | ZN | 1
3KD3044-0NE40-0 |  | Switch disconnector 100 A, Size 2, 4-pole Lateral operating mechanism right Basic unit without handle flat terminal incl. phase barriers | 4130 | 1 | ZN | 1
3KD3044-2NE10-0 |  | Switch disconnector 100 A, Size 2, 4-pole Lateral operating mechanism left Basic unit without handle Box terminal | 4640 | 1 | ZN | 1
3KD3044-2NE40-0 |  | Switch disconnector 100 A, Size 2, 4-pole Lateral operating mechanism right Basic unit without handle Box terminal | 4640 | 1 | ZN | 1
3KD3060-0NE20-0 |  | Switch disconnector 100 A, Size 2, 6-pole DC Front operating mechanism center Basic unit without handle flat terminal incl. phase barriers | 19300 | 1 | ZN | 1
3KD3060-2NE20-0 |  | Switch disconnector 100 A, Size 2, 6-pole DC Front operating mechanism center Basic unit without handle Box terminal | 21500 | 1 | ZN | 1
3KD3230-0NE10-0 |  | Switch disconnector 125 A, Size 2, 3-pole Front operating mechanism left Basic unit without handle flat terminal incl. phase barriers | 4500 | 1 | ZN | 1
3KD3230-0NE20-0 |  | Switch disconnector 125 A, Size 2, 3-pole Front operating mechanism center Basic unit without handle flat terminal incl. phase barriers | 4500 | 1 | ZN | 1
3KD3230-2NE10-0 |  | Switch disconnector 125 A, Size 2, 3-pole Front operating mechanism left Basic unit without handle Box terminal | 4990 | 1 | ZN | 1
3KD3230-2NE20-0 |  | Switch disconnector 125 A, Size 2, 3-pole Front operating mechanism center Basic unit without handle Box terminal | 4990 | 1 | ZN | 1
3KD3232-0NE10-0 |  | Switch disconnector 125 A, Size 2, 3-pole Front operating mechanism left Complete unit with direct operating mechanism gray flat terminal incl. phase barriers | 5640 | 1 | ZN | 1
3KD3232-2NE10-0 |  | Switch disconnector 125 A, Size 2, 3-pole Front operating mechanism left Complete unit with direct operating mechanism gray Box terminal | 6130 | 1 | ZN | 1
3KD3234-0NE10-0 |  | Switch disconnector 125 A, Size 2, 3-pole Lateral operating mechanism left Basic unit without handle flat terminal incl. phase barriers | 4080 | 1 | ZN | 1
3KD3234-0NE40-0 |  | Switch disconnector 125 A, Size 2, 3-pole Lateral operating mechanism right Basic unit without handle flat terminal incl. phase barriers | 4080 | 1 | ZN | 1
3KD3234-2NE10-0 |  | Switch disconnector 125 A, Size 2, 3-pole Lateral operating mechanism left Basic unit without handle Box terminal | 4550 | 1 | ZN | 1
3KD3234-2NE40-0 |  | Switch disconnector 125 A, Size 2, 3-pole Lateral operating mechanism right Basic unit without handle Box terminal | 4550 | 1 | ZN | 1
3KD3240-0NE10-0 |  | Switch disconnector 125 A, Size 2, 4-pole Front operating mechanism left Basic unit without handle flat terminal incl. phase barriers | 5620 | 1 | ZN | 1
3KD3240-0NE20-0 |  | Switch disconnector 125 A, Size 2, 4-pole Front operating mechanism center Basic unit without handle flat terminal incl. phase barriers | 5620 | 1 | ZN | 1
3KD3240-2NE10-0 |  | Switch disconnector 125 A, Size 2, 4-pole Front operating mechanism left Basic unit without handle Box terminal | 6250 | 1 | ZN | 1
3KD3240-2NE20-0 |  | Switch disconnector 125 A, Size 2, 4-pole Front operating mechanism center Basic unit without handle Box terminal | 6250 | 1 | ZN | 1
3KD3242-0NE10-0 |  | Switch disconnector 125 A, Size 2, 4-pole Front operating mechanism left Complete unit with direct operating mechanism gray flat terminal incl. phase barriers | 6810 | 1 | ZN | 1
3KD3242-2NE10-0 |  | Switch disconnector 125 A, Size 2, 4-pole Front operating mechanism left Complete unit with direct operating mechanism gray Box terminal | 7390 | 1 | ZN | 1
3KD3244-0NE10-0 |  | Switch disconnector 125 A, Size 2, 4-pole Lateral operating mechanism left Basic unit without handle flat terminal incl. phase barriers | 5110 | 1 | ZN | 1
3KD3244-0NE40-0 |  | Switch disconnector 125 A, Size 2, 4-pole Lateral operating mechanism right Basic unit without handle flat terminal incl. phase barriers | 5110 | 1 | ZN | 1
3KD3244-2NE10-0 |  | Switch disconnector 125 A, Size 2, 4-pole Lateral operating mechanism left Basic unit without handle Box terminal | 5690 | 1 | ZN | 1
3KD3244-2NE40-0 |  | Switch disconnector 125 A, Size 2, 4-pole Lateral operating mechanism right Basic unit without handle Box terminal | 5690 | 1 | ZN | 1
3KD3260-0NE20-0 |  | Switch disconnector 125 A, Size 2, 6-pole DC Front operating mechanism center Basic unit without handle flat terminal incl. phase barriers | 22100 | 1 | ZN | 1
3KD3260-2NE20-0 |  | Switch disconnector 125 A, Size 2, 6-pole DC Front operating mechanism center Basic unit without handle Box terminal | 24700 | 1 | ZN | 1
3KD3430-0NE10-0 |  | Switch disconnector 160 A, Size 2, 3-pole Front operating mechanism left Basic unit without handle flat terminal incl. phase barriers | 4690 | 1 | ZN | 1
3KD3430-0NE20-0 |  | Switch disconnector 160 A, Size 2, 3-pole Front operating mechanism center Basic unit without handle flat terminal incl. phase barriers | 4690 | 1 | ZN | 1
3KD3430-2NE10-0 |  | Switch disconnector 160 A, Size 2, 3-pole Front operating mechanism left Basic unit without handle Box terminal | 5270 | 1 | ZN | 1
3KD3430-2NE20-0 |  | Switch disconnector 160 A, Size 2, 3-pole Front operating mechanism center Basic unit without handle Box terminal | 5270 | 1 | ZN | 1
3KD3432-0NE10-0 |  | Switch disconnector 160 A, Size 2, 3-pole Front operating mechanism left Complete unit with direct operating mechanism gray flat terminal incl. phase barriers | 5760 | 1 | ZN | 1
3KD3432-2NE10-0 |  | Switch disconnector 160 A, Size 2, 3-pole Front operating mechanism left Complete unit with direct operating mechanism gray Box terminal | 6440 | 1 | ZN | 1
3KD3434-0NE10-0 |  | Switch disconnector 160 A, Size 2, 3-pole Lateral operating mechanism left Basic unit without handle flat terminal incl. phase barriers | 4570 | 1 | ZN | 1
3KD3434-0NE40-0 |  | Switch disconnector 160 A, Size 2, 3-pole Lateral operating mechanism right Basic unit without handle flat terminal incl. phase barriers | 4570 | 1 | ZN | 1
3KD3434-2NE10-0 |  | Switch disconnector 160 A, Size 2, 3-pole Lateral operating mechanism left Basic unit without handle Box terminal | 5110 | 1 | ZN | 1
3KD3434-2NE40-0 |  | Switch disconnector 160 A, Size 2, 3-pole Lateral operating mechanism right Basic unit without handle Box terminal | 5110 | 1 | ZN | 1
3KD3440-0NE10-0 |  | Switch disconnector 160 A, Size 2, 4-pole Front operating mechanism left Basic unit without handle flat terminal incl. phase barriers | 5880 | 1 | ZN | 1
3KD3440-0NE20-0 |  | Switch disconnector 160 A, Size 2, 4-pole Front operating mechanism center Basic unit without handle flat terminal incl. phase barriers | 5880 | 1 | ZN | 1
3KD3440-2NE10-0 |  | Switch disconnector 160 A, Size 2, 4-pole Front operating mechanism left Basic unit without handle Box terminal | 6600 | 1 | ZN | 1
3KD3440-2NE20-0 |  | Switch disconnector 160 A, Size 2, 4-pole Front operating mechanism center Basic unit without handle Box terminal | 6600 | 1 | ZN | 1
3KD3442-0NE10-0 |  | Switch disconnector 160 A, Size 2, 4-pole Front operating mechanism left Complete unit with direct operating mechanism gray flat terminal incl. phase barriers | 6950 | 1 | ZN | 1
3KD3442-2NE10-0 |  | Switch disconnector 160 A, Size 2, 4-pole Front operating mechanism left Complete unit with direct operating mechanism gray Box terminal | 7580 | 1 | ZN | 1
3KD3444-0NE10-0 |  | Switch disconnector 160 A, Size 2, 4-pole Lateral operating mechanism left Basic unit without handle flat terminal incl. phase barriers | 5710 | 1 | ZN | 1
3KD3444-0NE40-0 |  | Switch disconnector 160 A, Size 2, 4-pole Lateral operating mechanism right Basic unit without handle flat terminal incl. phase barriers | 5710 | 1 | ZN | 1
3KD3444-2NE10-0 |  | Switch disconnector 160 A, Size 2, 4-pole Lateral operating mechanism left Basic unit without handle Box terminal | 6480 | 1 | ZN | 1
3KD3444-2NE40-0 |  | Switch disconnector 160 A, Size 2, 4-pole Lateral operating mechanism right Basic unit without handle Box terminal | 6480 | 1 | ZN | 1
3KD3460-0NE20-0 |  | Switch disconnector 160 A, Size 2, 6-pole DC Front operating mechanism center Basic unit without handle flat terminal incl. phase barriers | 23800 | 1 | ZN | 1
3KD3460-2NE20-0 |  | Switch disconnector 160 A, Size 2, 6-pole DC Front operating mechanism center Basic unit without handle Box terminal | 26600 | 1 | ZN | 1
3KD3630-0NE10-0 |  | Switch disconnector 200 A, Size 2, 3-pole Front operating mechanism left Basic unit without handle flat terminal incl. phase barriers | 5760 | 1 | ZN | 1
3KD3630-0NE20-0 |  | Switch disconnector 200 A, Size 2, 3-pole Front operating mechanism center Basic unit without handle flat terminal incl. phase barriers | 5760 | 1 | ZN | 1
3KD3630-0PE10-0 |  | Switch disconnector 200 A, Size 3, 3-pole Front operating mechanism left Basic unit without handle flat terminal | 7180 | 1 | ZN | 1
3KD3630-0PE20-0 |  | Switch disconnector 200 A, Size 3, 3-pole Front operating mechanism center Basic unit without handle flat terminal | 7180 | 1 | ZN | 1
3KD3632-0NE10-0 |  | Switch disconnector 200 A, Size 2, 3-pole Front operating mechanism left Complete unit with direct operating mechanism gray flat terminal incl. phase barriers | 6860 | 1 | ZN | 1
3KD3632-0PE10-0 |  | Switch disconnector 200 A, Size 3, 3-pole Front operating mechanism left Complete unit with direct operating mechanism gray flat terminal | 8540 | 1 | ZN | 1
3KD3634-0NE10-0 |  | Switch disconnector 200 A, Size 2, 3-pole Lateral operating mechanism left Basic unit without handle flat terminal incl. phase barriers | 5620 | 1 | ZN | 1
3KD3634-0NE40-0 |  | Switch disconnector 200 A, Size 2, 3-pole Lateral operating mechanism right Basic unit without handle flat terminal incl. phase barriers | 5620 | 1 | ZN | 1
3KD3634-0PE10-0 |  | Switch disconnector 200 A, Size 3, 3-pole Lateral operating mechanism left Basic unit without handle flat terminal | 6950 | 1 | ZN | 1
3KD3634-0PE40-0 |  | Switch disconnector 200 A, Size 3, 3-pole Side operating mechanism right Basic unit without handle flat terminal | 7180 | 1 | ZN | 1
3KD3640-0NE10-0 |  | Switch disconnector 200 A, Size 2, 4-pole Front operating mechanism left Basic unit without handle flat terminal incl. phase barriers | 7210 | 1 | ZN | 1
3KD3640-0NE20-0 |  | Switch disconnector 200 A, Size 2, 4-pole Front operating mechanism center Basic unit without handle flat terminal incl. phase barriers | 7210 | 1 | ZN | 1
3KD3640-0PE10-0 |  | Switch disconnector 200 A, Size 3, 4-pole Front operating mechanism left Basic unit without handle flat terminal | 8910 | 1 | ZN | 1
3KD3640-0PE20-0 |  | Switch disconnector 200 A, Size 3, 4-pole Front operating mechanism center Basic unit without handle flat terminal | 8910 | 1 | ZN | 1
3KD3642-0NE10-0 |  | Switch disconnector 200 A, Size 2, 4-pole Front operating mechanism left Complete unit with direct operating mechanism gray flat terminal incl. phase barriers | 8350 | 1 | ZN | 1
3KD3642-0PE10-0 |  | Switch disconnector 200 A, Size 3, 4-pole Front operating mechanism left Complete unit with direct operating mechanism gray flat terminal | 10300 | 1 | ZN | 1
3KD3644-0NE10-0 |  | Switch disconnector 200 A, Size 2, 4-pole Lateral operating mechanism left Basic unit without handle flat terminal incl. phase barriers | 6970 | 1 | ZN | 1
3KD3644-0NE40-0 |  | Switch disconnector 200 A, Size 2, 4-pole Lateral operating mechanism right Basic unit without handle flat terminal incl. phase barriers | 6970 | 1 | ZN | 1
3KD3644-0PE10-0 |  | Switch disconnector 200 A, Size 3, 4-pole Lateral operating mechanism left Basic unit without handle flat terminal | 8720 | 1 | ZN | 1
3KD3644-0PE40-0 |  | Switch disconnector 200 A, Size 3, 4-pole Side operating mechanism right Basic unit without handle flat terminal | 8910 | 1 | ZN | 1
3KD3660-0PE20-0 |  | Switch disconnector 200 A, Size 3, 6-pole DC Front operating mechanism center Basic unit without handle flat terminal | 28900 | 1 | ZN | 1
3KD3830-0NE10-0 |  | SWITCH-DISCONNECTOR 250A, FRAME SIZE 2, 3-POLE FRONT OPERATING LEFT BASIC UNIT WITHOUT HANDLE FLAT TERMINAL INCL. PHASE BARRIERS | 8260 | 1 | ZN | 1
3KD3830-0PE10-0 |  | Switch disconnector 250 A, Size 3, 3-pole Front operating mechanism left Basic unit without handle flat terminal | 9280 | 1 | ZN | 1
3KD3830-0PE20-0 |  | Switch disconnector 250 A, Size 3, 3-pole Front operating mechanism center Basic unit without handle flat terminal | 9280 | 1 | ZN | 1
3KD3832-0PE10-0 |  | Switch disconnector 250 A, Size 3, 3-pole Front operating mechanism left Complete unit with direct operating mechanism gray flat terminal | 10700 | 1 | ZN | 1
3KD3834-0PE10-0 |  | Switch disconnector 250 A, Size 3, 3-pole Lateral operating mechanism left Basic unit without handle flat terminal | 8930 | 1 | ZN | 1
3KD3834-0PE40-0 |  | Switch disconnector 250 A, Size 3, 3-pole Side operating mechanism right Basic unit without handle flat terminal | 9280 | 1 | ZN | 1
3KD3840-0PE10-0 |  | Switch disconnector 250 A, Size 3, 4-pole Front operating mechanism left Basic unit without handle flat terminal | 11600 | 1 | ZN | 1
3KD3840-0PE20-0 |  | Switch disconnector 250 A, Size 3, 4-pole Front operating mechanism center Basic unit without handle flat terminal | 11600 | 1 | ZN | 1
3KD3842-0PE10-0 |  | Switch disconnector 250 A, Size 3, 4-pole Front operating mechanism left Complete unit with direct operating mechanism gray flat terminal | 12900 | 1 | ZN | 1
3KD3844-0PE10-0 |  | Switch disconnector 250 A, Size 3, 4-pole Lateral operating mechanism left Basic unit without handle flat terminal | 11300 | 1 | ZN | 1
3KD3844-0PE40-0 |  | Switch disconnector 250 A, Size 3, 4-pole Side operating mechanism right Basic unit without handle flat terminal | 11600 | 1 | ZN | 1
3KD3860-0PE20-0 |  | Switch disconnector 250 A, Size 3, 6-pole DC Front operating mechanism center Basic unit without handle flat terminal | 31900 | 1 | ZN | 1
3KD4030-0PE10-0 |  | Switch disconnector 315 A, Size 3, 3-pole Front operating mechanism left Basic unit without handle flat terminal | 10700 | 1 | ZN | 1
3KD4030-0PE20-0 |  | Switch disconnector 315 A, Size 3, 3-pole Front operating mechanism center Basic unit without handle flat terminal | 10700 | 1 | ZN | 1
3KD4032-0PE10-0 |  | Switch disconnector 315 A, Size 3, 3-pole Front operating mechanism left Complete unit with direct operating mechanism gray flat terminal | 12000 | 1 | ZN | 1
3KD4034-0PE10-0 |  | Switch disconnector 315 A, Size 3, 3-pole Lateral operating mechanism left Basic unit without handle flat terminal | 10300 | 1 | ZN | 1
3KD4034-0PE40-0 |  | Switch disconnector 315 A, Size 3, 3-pole Side operating mechanism right Basic unit without handle flat terminal | 10700 | 1 | ZN | 1
3KD4040-0PE10-0 |  | Switch disconnector 315 A, Size 3, 4-pole Front operating mechanism left Basic unit without handle flat terminal | 13400 | 1 | ZN | 1
3KD4040-0PE20-0 |  | Switch disconnector 315 A, Size 3, 4-pole Front operating mechanism center Basic unit without handle flat terminal | 13400 | 1 | ZN | 1
3KD4042-0PE10-0 |  | Switch disconnector 315 A, Size 3, 4-pole Front operating mechanism left Complete unit with direct operating mechanism gray flat terminal | 14700 | 1 | ZN | 1
3KD4044-0PE10-0 |  | Switch disconnector 315 A, Size 3, 4-pole Lateral operating mechanism left Basic unit without handle flat terminal | 12900 | 1 | ZN | 1
3KD4044-0PE40-0 |  | Switch disconnector 315 A, Size 3, 4-pole Side operating mechanism right Basic unit without handle flat terminal | 13400 | 1 | ZN | 1
3KD4060-0PE20-0 |  | Switch disconnector 315 A, Size 3, 6-pole DC Front operating mechanism center Basic unit without handle flat terminal | 35700 | 1 | ZN | 1
3KD4230-0PE10-0 |  | Switch disconnector 400 A, Size 3, 3-pole Front operating mechanism left Basic unit without handle flat terminal | 12800 | 1 | ZN | 1
3KD4230-0PE20-0 |  | Switch disconnector 400 A, Size 3, 3-pole Front operating mechanism center Basic unit without handle flat terminal | 12800 | 1 | ZN | 1
3KD4232-0PE10-0 |  | Switch disconnector 400 A, Size 3, 3-pole Front operating mechanism left Complete unit with direct operating mechanism gray flat terminal | 14100 | 1 | ZN | 1
3KD4234-0PE10-0 |  | Switch disconnector 400 A, Size 3, 3-pole Lateral operating mechanism left Basic unit without handle flat terminal | 12500 | 1 | ZN | 1
3KD4234-0PE40-0 |  | Switch disconnector 400 A, Size 3, 3-pole Side operating mechanism right Basic unit without handle flat terminal | 12800 | 1 | ZN | 1
3KD4240-0PE10-0 |  | Switch disconnector 400 A, Size 3, 4-pole Front operating mechanism left Basic unit without handle flat terminal | 16000 | 1 | ZN | 1
3KD4240-0PE20-0 |  | Switch disconnector 400 A, Size 3, 4-pole Front operating mechanism center Basic unit without handle flat terminal | 16000 | 1 | ZN | 1
3KD4242-0PE10-0 |  | Switch disconnector 400 A, Size 3, 4-pole Front operating mechanism left Complete unit with direct operating mechanism gray flat terminal | 17300 | 1 | ZN | 1
3KD4244-0PE10-0 |  | Switch disconnector 400 A, Size 3, 4-pole Lateral operating mechanism left Basic unit without handle flat terminal | 15500 | 1 | ZN | 1
3KD4244-0PE40-0 |  | Switch disconnector 400 A, Size 3, 4-pole Side operating mechanism right Basic unit without handle flat terminal | 16000 | 1 | ZN | 1
3KD4260-0PE20-0 |  | Switch disconnector 400 A, Size 3, 6-pole DC Front operating mechanism center Basic unit without handle flat terminal | 42000 | 1 | ZN | 1
3KD4430-0QE10-0 |  | Switch disconnector 500 A, Size 4, 3-pole Front operating mechanism left Basic unit without handle flat terminal | 18500 | 1 | ZN | 1
3KD4430-0QE20-0 |  | Switch disconnector 500 A, Size 4, 3-pole Front operating mechanism center Basic unit without handle flat terminal | 18500 | 1 | ZN | 1
3KD4432-0QE10-0 |  | Switch disconnector 500 A, Size 4, 3-pole Front operating mechanism left Complete unit with direct operating mechanism gray flat terminal | 20100 | 1 | ZN | 1
3KD4434-0QE10-0 |  | Switch disconnector 500 A, Size 4, 3-pole Lateral operating mechanism left Basic unit without handle flat terminal | 18000 | 1 | ZN | 1
3KD4434-0QE40-0 |  | Switch disconnector 500 A, Size 4, 3-pole Side operating mechanism right Basic unit without handle flat terminal | 18500 | 1 | ZN | 1
3KD4440-0QE10-0 |  | Switch disconnector 500 A, Size 4, 4-pole Front operating mechanism left Basic unit without handle flat terminal | 23200 | 1 | ZN | 1
3KD4440-0QE20-0 |  | Switch disconnector 500 A, Size 4, 4-pole Front operating mechanism center Basic unit without handle flat terminal | 23200 | 1 | ZN | 1
3KD4442-0QE10-0 |  | Switch disconnector 500 A, Size 4, 4-pole Front operating mechanism left Complete unit with direct operating mechanism gray flat terminal | 25000 | 1 | ZN | 1
3KD4444-0QE10-0 |  | Switch disconnector 500 A, Size 4, 4-pole Lateral operating mechanism left Basic unit without handle flat terminal | 22500 | 1 | ZN | 1
3KD4444-0QE40-0 |  | Switch disconnector 500 A, Size 4, 4-pole Side operating mechanism right Basic unit without handle flat terminal | 23200 | 1 | ZN | 1
3KD4460-0QE20-0 |  | Switch disconnector 500 A, Size 4, 6-pole DC Front operating mechanism center Basic unit without handle flat terminal | 45700 | 1 | ZN | 1
3KD4630-0QE10-0 |  | Switch disconnector 630 A, Size 4, 3-pole Front operating mechanism left Basic unit without handle flat terminal | 23300 | 1 | ZN | 1
3KD4630-0QE20-0 |  | Switch disconnector 630 A, Size 4, 3-pole Front operating mechanism center Basic unit without handle flat terminal | 23300 | 1 | ZN | 1
3KD4632-0QE10-0 |  | Switch disconnector 630 A, Size 4, 3-pole Front operating mechanism left Complete unit with direct operating mechanism gray flat terminal | 25000 | 1 | ZN | 1
3KD4634-0QE10-0 |  | Switch disconnector 630 A, Size 4, 3-pole Lateral operating mechanism left Basic unit without handle flat terminal | 22600 | 1 | ZN | 1
3KD4634-0QE40-0 |  | Switch disconnector 630 A, Size 4, 3-pole Side operating mechanism right Basic unit without handle flat terminal | 23300 | 1 | ZN | 1
3KD4640-0QE10-0 |  | Switch disconnector 630 A, Size 4, 4-pole Front operating mechanism left Basic unit without handle flat terminal | 29200 | 1 | ZN | 1
3KD4640-0QE20-0 |  | Switch disconnector 630 A, Size 4, 4-pole Front operating mechanism center Basic unit without handle flat terminal | 29200 | 1 | ZN | 1
3KD4642-0QE10-0 |  | Switch disconnector 630 A, Size 4, 4-pole Front operating mechanism left Complete unit with direct operating mechanism gray flat terminal | 30800 | 1 | ZN | 1
3KD4644-0QE10-0 |  | Switch disconnector 630 A, Size 4, 4-pole Lateral operating mechanism left Basic unit without handle flat terminal | 28200 | 1 | ZN | 1
3KD4644-0QE40-0 |  | Switch disconnector 630 A, Size 4, 4-pole Side operating mechanism right Basic unit without handle flat terminal | 29200 | 1 | ZN | 1
3KD4660-0QE20-0 |  | Switch disconnector 630 A, Size 4, 6-pole DC Front operating mechanism center Basic unit without handle flat terminal | 45900 | 1 | ZN | 1
3KD4830-0QE10-0 |  | Switch disconnector 800 A, Size 4, 3-pole Front operating mechanism left Basic unit without handle flat terminal | 29800 | 1 | ZN | 1
3KD4830-0QE20-0 |  | Switch disconnector 800 A, Size 4, 3-pole Front operating mechanism center Basic unit without handle flat terminal | 29800 | 1 | ZN | 1
3KD4832-0QE10-0 |  | Switch disconnector 800 A, Size 4, 3-pole Front operating mechanism left Complete unit with direct operating mechanism gray flat terminal | 31500 | 1 | ZN | 1
3KD4834-0QE10-0 |  | Switch disconnector 800 A, Size 4, 3-pole Lateral operating mechanism left Basic unit without handle flat terminal | 29200 | 1 | ZN | 1
3KD4834-0QE40-0 |  | Switch disconnector 800 A, Size 4, 3-pole Side operating mechanism right Basic unit without handle flat terminal | 29800 | 1 | ZN | 1
3KD4840-0QE10-0 |  | Switch disconnector 800 A, Size 4, 4-pole Front operating mechanism left Basic unit without handle flat terminal | 37800 | 1 | ZN | 1
3KD4840-0QE20-0 |  | Switch disconnector 800 A, Size 4, 4-pole Front operating mechanism center Basic unit without handle flat terminal | 37800 | 1 | ZN | 1
3KD4842-0QE10-0 |  | Switch disconnector 800 A, Size 4, 4-pole Front operating mechanism left Complete unit with direct operating mechanism gray flat terminal | 39200 | 1 | ZN | 1
3KD4844-0QE10-0 |  | Switch disconnector 800 A, Size 4, 4-pole Lateral operating mechanism left Basic unit without handle flat terminal | 36400 | 1 | ZN | 1
3KD4844-0QE40-0 |  | Switch disconnector 800 A, Size 4, 4-pole Side operating mechanism right Basic unit without handle flat terminal | 37800 | 1 | ZN | 1
3KD4860-0QE20-0 |  | Switch disconnector 800 A, Size 4, 6-pole DC Front operating mechanism center Basic unit without handle flat terminal | 54800 | 1 | ZN | 1
3KD4720-0QE20-0 |  | switch disconnector 630A, frame size 4, 2-pole DC500V, front operating mech. Centr., basic unit without handle, flat terminal, DC-21B | 21200 | 1 | ZN | 1
3KD4920-0QE20-0 |  | switch disconnector 800A, frame size 4, 2-pole DC500V, front operating mech. Centr., basic unit without handle, flat terminal, DC-21B | 27300 | 1 | ZN | 1
3KD5030-0QE10-0 |  | SWITCH-DISCONNECTOR 1000A, FRAME SIZE 4, 3-POLE FRONT OPERATING LEFT BASIC UNIT WITHOUT HANDLE FLAT TERMINAL | 49200 | 1 | ZN | 1
3KD5030-0QE20-0 |  | SWITCH-DISCONNECTOR 1000A, FRAME SIZE 4, 3-POLE FRONT OPERATING CENTER BASIC UNIT WITHOUT HANDLE FLAT TERMINAL | 49200 | 1 | ZN | 1
3KD5030-0RE10-0 |  | Switch disconnector 1000 A, Size 5, 3-pole Front operating mechanism left Basic unit without handle flat terminal | 52900 | 1 | ZN | 1
3KD5030-0RE20-0 |  | Switch disconnector 1000 A, Size 5, 3-pole Front operating mechanism center Basic unit without handle flat terminal | 52900 | 1 | ZN | 1
3KD5032-0RE10-0 |  | Switch disconnector 1000 A, Size 5, 3-pole Front operating mechanism left Complete unit with direct operating mechanism gray flat terminal | 55000 | 1 | ZN | 1
3KD5034-0RE10-0 |  | Switch disconnector 1000 A, Size 5, 3-pole Lateral operating mechanism left Basic unit without handle flat terminal | 51300 | 1 | ZN | 1
3KD5034-0RE40-0 |  | Switch disconnector 1000 A, Size 5, 3-pole Side operating mechanism right Basic unit without handle flat terminal | 52900 | 1 | ZN | 1
3KD5040-0QE10-0 |  | SWITCH-DISCONNECTOR 1000A, FRAME SIZE 4, 4-POLE FRONT OPERATING LEFT BASIC UNIT WITHOUT HANDLE FLAT TERMINAL | 61100 | 1 | ZN | 1
3KD5040-0RE10-0 |  | Switch disconnector 1000 A, Size 5, 4-pole Front operating mechanism left Basic unit without handle flat terminal | 66000 | 1 | ZN | 1
3KD5040-0RE20-0 |  | Switch disconnector 1000 A, Size 5, 4-pole Front operating mechanism center Basic unit without handle flat terminal | 66000 | 1 | ZN | 1
3KD5042-0RE10-0 |  | Switch disconnector 1000 A, Size 5, 4-pole Front operating mechanism left Complete unit with direct operating mechanism gray flat terminal | 68100 | 1 | ZN | 1
3KD5044-0RE10-0 |  | Switch disconnector 1000 A, Size 5, 4-pole Lateral operating mechanism left Basic unit without handle flat terminal | 64800 | 1 | ZN | 1
3KD5044-0RE40-0 |  | Switch disconnector 1000 A, Size 5, 4-pole Side operating mechanism right Basic unit without handle flat terminal | 66000 | 1 | ZN | 1
3KD5060-0RE20-0 |  | Switch disconnector 1000 A, Size 5, 6-pole DC Front operating mechanism center Basic unit without handle flat terminal | 78600 | 1 | ZN | 1
3KD5230-0RE10-0 |  | Switch disconnector 1250 A, Size 5, 3-pole Front operating mechanism left Basic unit without handle flat terminal | 75600 | 1 | ZN | 1
3KD5230-0RE20-0 |  | Switch disconnector 1250 A, Size 5, 3-pole Front operating mechanism center Basic unit without handle flat terminal | 75600 | 1 | ZN | 1
3KD5232-0RE10-0 |  | Switch disconnector 1250 A, Size 5, 3-pole Front operating mechanism left Complete unit with direct operating mechanism gray flat terminal | 78100 | 1 | ZN | 1
3KD5234-0RE10-0 |  | Switch disconnector 1250 A, Size 5, 3-pole Lateral operating mechanism left Basic unit without handle flat terminal | 73900 | 1 | ZN | 1
3KD5234-0RE40-0 |  | Switch disconnector 1250 A, Size 5, 3-pole Side operating mechanism right Basic unit without handle flat terminal | 75600 | 1 | ZN | 1
3KD5240-0RE10-0 |  | Switch disconnector 1250 A, Size 5, 4-pole Front operating mechanism left Basic unit without handle flat terminal | 94700 | 1 | ZN | 1
3KD5240-0RE20-0 |  | Switch disconnector 1250 A, Size 5, 4-pole Front operating mechanism center Basic unit without handle flat terminal | 94700 | 1 | ZN | 1
3KD5242-0RE10-0 |  | Switch disconnector 1250 A, Size 5, 4-pole Front operating mechanism left Complete unit with direct operating mechanism gray flat terminal | 96800 | 1 | ZN | 1
3KD5244-0RE10-0 |  | Switch disconnector 1250 A, Size 5, 4-pole Lateral operating mechanism left Basic unit without handle flat terminal | 92100 | 1 | ZN | 1
3KD5244-0RE40-0 |  | Switch disconnector 1250 A, Size 5, 4-pole Side operating mechanism right Basic unit without handle flat terminal | 94700 | 1 | ZN | 1
3KD5260-0RE20-0 |  | Switch disconnector 1250 A, Size 5, 6-pole DC Front operating mechanism center Basic unit without handle flat terminal | 113000 | 1 | ZN | 1
3KD5430-0RE10-0 |  | Switch disconnector 1600 A, Size 5, 3-pole Front operating mechanism left Basic unit without handle flat terminal | 93700 | 1 | ZN | 1
3KD5430-0RE20-0 |  | Switch disconnector 1600 A, Size 5, 3-pole Front operating mechanism center Basic unit without handle flat terminal | 93700 | 1 | ZN | 1
3KD5432-0RE10-0 |  | Switch disconnector 1600 A, Size 5, 3-pole Front operating mechanism left Complete unit with direct operating mechanism gray flat terminal | 95400 | 1 | ZN | 1
3KD5434-0RE10-0 |  | Switch disconnector 1600 A, Size 5, 3-pole Lateral operating mechanism left Basic unit without handle flat terminal | 89800 | 1 | ZN | 1
3KD5434-0RE40-0 |  | Switch disconnector 1600 A, Size 5, 3-pole Side operating mechanism right Basic unit without handle flat terminal | 93700 | 1 | ZN | 1
3KD5440-0RE10-0 |  | Switch disconnector 1600 A, Size 5, 4-pole Front operating mechanism left Basic unit without handle flat terminal | 116000 | 1 | ZN | 1
3KD5440-0RE20-0 |  | Switch disconnector 1600 A, Size 5, 4-pole Front operating mechanism center Basic unit without handle flat terminal | 116000 | 1 | ZN | 1
3KD5442-0RE10-0 |  | Switch disconnector 1600 A, Size 5, 4-pole Front operating mechanism left Complete unit with direct operating mechanism gray flat terminal | 119000 | 1 | ZN | 1
3KD5444-0RE10-0 |  | Switch disconnector 1600 A, Size 5, 4-pole Lateral operating mechanism left Basic unit without handle flat terminal | 113000 | 1 | ZN | 1
3KD5444-0RE40-0 |  | Switch disconnector 1600 A, Size 5, 4-pole Side operating mechanism right Basic unit without handle flat terminal | 116000 | 1 | ZN | 1
3KD5460-0RE20-0 |  | Switch disconnector 1600 A, Size 5, 6-pole DC Front operating mechanism center Basic unit without handle flat terminal | 153000 | 1 | ZN | 1
3KD9014-1B |  | Accessory for 3KD0 size 01 Cable connection cover Standard length, 1-pole contains 4 units | 510 | 1 | ZN | 1
3KD9101-0 |  | Accessory for 3KD size 1 Direct operating mechanism, for front operating mechanism, grey Flat version can be locked in OFF position with a padlock | 569 | 1 | ZN | 1
3KD9101-1 |  | Accessory for 3KD size 1 Direct operating mechanism, for front operating mechanism, grey, Standard version can be locked in OFF position with three padlocks | 569 | 1 | ZN | 1
3KD9101-2 |  | Accessory for 3KD size 1 Direct operating mechanism, for front operating mechanism, red/yellow, Standard version can be locked in OFF position with three padlocks | 569 | 1 | ZN | 1
3KD9101-8 |  | Accessory for 3KD size 1 Direct operating mechanism, for front operating mechanism, red/yellow, Flat version can be locked in OFF position with one padlock | 569 | 1 | ZN | 1
3KD9103-1 |  | accessories for 3KD size 1/2, 3KF size 1, 3KC0 size 1/2, auxiliary switch 1 changeover contact with connecting cable 500 mm | 261 | 1 | ZN | 1
3KD9103-2 |  | accessories for 3KD size 1/2, 3KF size 1, 3KC0 size 1/2, auxiliary switch 1 changeover contact without connecting cable | 261 | 1 | ZN | 1
3KD9103-3 |  | accessories for 3KD size 1/2, 3KF size 1, 3KC0 size 1/2, auxiliary switch 1 changeover contact, solid-state compatible with connecting cable 500 mm | 359 | 1 | ZN | 1
3KD9103-4 |  | accessories for 3KD size 1/2, 3KF size 1, 3KC0 size 1/2, auxiliary switch 1 changeover contact, solid-state compatible without connecting cable | 359 | 1 | ZN | 1
3KD9103-5 |  | accessories for 3KD size 1/2, 3KF size 1, 3KC0 size 1/2, auxiliary switch module for max. 2 auxiliary switches | 450 | 1 | ZN | 1
3KD9103-6 |  | accessories for 3KD size 1/2, 3KF size 1, 3KC0 size 1/2, auxiliary switch module for max. 2 auxiliary switches with test function | 450 | 1 | ZN | 1
3KD9103-7 |  | accessories for 3KD size 1/2, 3KF size 1, 3KC0 size 1/2, auxiliary switch module for max. 2 auxiliary switches leading, with test function | 450 | 1 | ZN | 1
3KD9105-2 |  | accessories for 3KD size 1, 3KC0 size 1, fourth pole, switchable, box terminal | 613 | 1 | ZN | 1
3KD9106-2 |  | Accessory for 3KD size 1 Neutral conductor terminal with removable jumper Box terminal | 410 | 1 | ZN | 1
3KD9106-8 |  | Accessory for 3KD size 1 Neutral conductor/ground terminal with fixed jumper Box terminal | 371 | 1 | ZN | 1
3KD9108-6 |  | Accessory for 3KD size 2 Phase barriers contains 6 units | 830 | 1 | ZN | 1
3KD9108-8 |  | Accessory for 3KD size 2 Phase barriers contains 8 units | 1110 | 1 | ZN | 1
3KD9118-1 |  | Accessory for 3KD size 1 Connecting jumper for series connection of 2 poles Box terminal contains 1 unit | 1250 | 1 | ZN | 1
3KD9120-1 |  | accessories for 3KD size 1/2, 3KC0 size 1/2, mounting bracket, 4 units | 271 | 1 | ZN | 1
3KD9201-0 |  | Accessory for 3KD size 2 Direct operating mechanism, for front operating mechanism, grey Flat version can be locked in OFF position with one padlock | 1060 | 1 | ZN | 1
3KD9201-1 |  | Accessory for 3KD size 2 Direct operating mechanism, for front operating mechanism, grey, Standard version can be locked in OFF position with three padlocks | 1060 | 1 | ZN | 1
3KD9201-2 |  | Accessory for 3KD size 2 Direct operating mechanism, for front operating mechanism, red/yellow, Standard version can be locked in OFF position with three padlocks | 1060 | 1 | ZN | 1
3KD9201-8 |  | Accessory for 3KD size 2 Direct operating mechanism, for front operating mechanism, red/yellow, Flat version can be locked in OFF position with one padlock | 1060 | 1 | ZN | 1
3KD9204-0 |  | Accessory for 3KD size 2 Cable connection cover for connecting jumper for series connection of 2 poles contains 1 unit and 2 covers for drive module | 394 | 1 | ZN | 1
3KD9204-1 |  | Accessory for 3KD size 2 Cable connection cover short version contains 1 unit | 184 | 1 | ZN | 1
3KD9204-5 |  | Accessory for 3KD size 2 Cable connection cover short version contains 8 units | 1250 | 1 | ZN | 1
3KD9204-6 |  | Accessory for 3KD size 2 Cable connection cover Standard length contains 6 units | 1250 | 1 | ZN | 1
3KD9204-7 |  | Accessory for 3KD size 2 Cable connection cover short version contains 6 units | 1020 | 1 | ZN | 1
3KD9204-8 |  | Accessory for 3KD size 2 Cable connection cover Standard length contains 8 units | 1630 | 1 | ZN | 1
3KD9205-0 |  | accessories for 3KD size 2, fourth pole, switchable, flat connector | 1210 | 1 | ZN | 1
3KD9205-2 |  | accessories for 3KD size 2, 3KC0 size 2, fourth pole, switchable, box terminal | 1240 | 1 | ZN | 1
3KD9206-0 |  | Accessory for 3KD size 2 Neutral conductor terminal with removable jumper flat terminal | 802 | 1 | ZN | 1
3KD9206-2 |  | Accessory for 3KD size 2 Neutral conductor terminal with removable jumper Box terminal | 828 | 1 | ZN | 1
3KD9206-7 |  | Accessory for 3KD size 2 Neutral conductor/ground terminal with fixed jumper flat terminal | 721 | 1 | ZN | 1
3KD9206-8 |  | Accessory for 3KD size 2 Neutral conductor/ground terminal with fixed jumper Box terminal | 742 | 1 | ZN | 1
3KD9218-0 |  | Accessory for 3KD size 2 Connecting jumper for series connection of 2 poles flat terminal contains 1 unit | 1570 | 1 | ZN | 1
3KD9218-1 |  | Accessory for 3KD size 2 Connecting jumper for series connection of 2 poles Box terminal contains 1 unit | 1570 | 1 | ZN | 1
3KD9301-1 |  | Accessory for 3KD size 3 Direct operating mechanism, for front operating mechanism, grey, Standard version can be locked in OFF position with three padlocks | 1360 | 1 | ZN | 1
3KD9301-2 |  | Accessory for 3KD size 3 Direct operating mechanism, for front operating mechanism, red/yellow, Standard version can be locked in OFF position with three padlocks | 1360 | 1 | ZN | 1
3KD9304-0 |  | Accessory for 3KD size 3 Cable connection cover for connecting jumper for series connection of 2 poles contains 1 unit | 522 | 1 | ZN | 1
3KD9304-1 |  | Accessory for 3KD size 3 3KC0 size 3 Cable connection cover short version contains 1 unit | 201 | 1 | ZN | 1
3KD9304-5 |  | Accessory for 3KD size 3 , 3KC0 size 3 Cable connection cover short version contains 10 units | 1410 | 1 | ZN | 1
3KD9304-6 |  | Accessory for 3KD size 3 3KC0 size 3 Cable connection cover Standard length contains 8 units | 1610 | 1 | ZN | 1
3KD9304-7 |  | Accessory for 3KD size 3 , 3KC0 size 3 Cable connection cover short version contains 8 units | 1130 | 1 | ZN | 1
3KD9304-8 |  | Accessory for 3KD size 3 , 3KC0 size 3 Cable connection cover Standard length contains 10 units | 1990 | 1 | ZN | 1
3KD9305-0 |  | accessories for 3KD size 3, fourth pole, switchable, flat connector | 2980 | 1 | ZN | 1
3KD9306-0 |  | Accessory for 3KD size 3 Neutral conductor terminal with removable jumper flat terminal | 1990 | 1 | ZN | 1
3KD9306-7 |  | Accessory for 3KD size 3 Neutral conductor/ground terminal with fixed jumper flat terminal | 1790 | 1 | ZN | 1
3KD9308-6 |  | Accessory for 3KD size 3 3KF size 2, 3KC0 size 3 Phase barriers contains 6 units | 891 | 1 | ZN | 1
3KD9308-8 |  | Accessory for 3KD size 3 3KF size 2, 3KC0 size 3 Phase barriers contains 8 units | 1200 | 1 | ZN | 1
3KD9318-0 |  | accessory for 3KD size 3 bridging bar for series connection of 2 poles flat terminal contains 1 unit | 3050 | 1 | ZN | 1
3KD9401-1 |  | accessory for 3KD size 4 direct operating mechanism, for front operating mechanism, grey Flat version can be locked in off position with three padlocks | 1620 | 1 | ZN | 1
3KD9401-2 |  | accessory for 3KD size 4 direct operating mechanism, for front operating mechanism, red/yellow, standard version can be locked in off position with three padlocks | 1620 | 1 | ZN | 1
3KD9404-0 |  | accessory for 3KD size 4 cable connection cover for bridging bar for series connection of 2 poles contains 1 unit | 658 | 1 | ZN | 1
3KD9404-1 |  | accessory for 3KD size 4 , 3KC0 size 4 cable connection cover short version contains 1 unit | 289 | 1 | ZN | 1
3KD9404-5 |  | accessory for 3KD size 4 , 3KC0 size 4 cable connection cover short version contains 8 units | 2120 | 1 | ZN | 1
3KD9404-6 |  | accessory for 3KD size 4 , 3KC0 size 4 cable connection cover standard length contains 8 units | 2060 | 1 | ZN | 1
3KD9404-7 |  | accessory for 3KD size 4 , 3KC0 size 4 cable connection cover short version contains 8 units | 1610 | 1 | ZN | 1
3KD9404-8 |  | accessory for 3KD size 4 , 3KC0 size 4 cable connection cover standard length contains 10 units | 2710 | 1 | ZN | 1
3KD9405-0 |  | accessories for 3KD size 4, fourth pole, switchable, flat connector | 7180 | 1 | ZN | 1
3KD9406-0 |  | Accessory for 3KD size 4 Neutral conductor terminal with removable jumper flat terminal | 4730 | 1 | ZN | 1
3KD9406-7 |  | Accessory for 3KD size 4 Neutral conductor/ground terminal with fixed jumper flat terminal | 4270 | 1 | ZN | 1
3KD9408-6 |  | Accessory for 3KD size 4 3KF size 3 and 4, 3KC0 size 4 Phase barriers contains 6 units | 1190 | 1 | ZN | 1
3KD9408-8 |  | Accessory for 3KD size 4 3KF size 3 and 4, 3KC0 size 4 Phase barriers contains 8 units | 1580 | 1 | ZN | 1
3KD9418-0 |  | Accessory for 3KD size 4 Connecting jumper for series connection of 2 poles flat terminal contains 1 unit | 3870 | 1 | ZN | 1
3KD9501-1 |  | Accessory for 3KD size 5 Direct operating mechanism, for front operating mechanism, grey, Standard version can be locked in OFF position with three padlocks | 2330 | 1 | ZN | 1
3KD9501-2 |  | Accessory for 3KD size 5 Direct operating mechanism, for front operating mechanism, red/yellow, Standard version can be locked in OFF position with three padlocks | 2330 | 1 | ZN | 1
3KD9504-0 |  | Accessory for 3KD size 5 Cable connection cover for connecting jumper for series connection of 2 poles contains 1 unit | 1410 | 1 | ZN | 1
3KD9504-1 |  | Accessory for 3KD size 5 3KF size 5, 3KC0 size 5 Cable connection cover Standard length contains 1 unit | 786 | 1 | ZN | 1
3KD9504-6 |  | Accessory for 3KD size 5 3KF size 5, 3KC0 size 5 Cable connection cover Standard length contains 6 units | 4430 | 1 | ZN | 1
3KD9504-8 |  | Accessory for 3KD size 5 3KF size 5, 3KC0 size 5 Cable connection cover Standard length contains 8 units | 5500 | 1 | ZN | 1
3KD9505-0 |  | accessories for 3KD size 5, fourth pole, switchable, flat connector | 22100 | 1 | ZN | 1
3KD9506-0 |  | Accessory for 3KD size 5 Neutral conductor terminal with removable jumper flat terminal | 14800 | 1 | ZN | 1
3KD9506-7 |  | Accessory for 3KD size 5 Neutral conductor/ground terminal with fixed jumper flat terminal | 13400 | 1 | ZN | 1
3KD9508-6 |  | Accessory for 3KD size 5 3KF size 5, 3KC0 size 5 Phase barriers contains 6 units | 1580 | 1 | ZN | 1
3KD9508-8 |  | Accessory for 3KD size 5 3KF size 5, 3KC0 size 5 Phase barriers contains 8 units | 2110 | 1 | ZN | 1
3KD9518-0 |  | Accessory for 3KD size 5 Connecting jumper for series connection of 2 poles flat terminal contains 1 unit | 5600 | 1 | ZN | 1
3KF1303-0LB11 |  | switch disconnector with fuse 32 A, frame size 1, 3-pole for LV HRC fuse size 000 and 00 front operating mechanism left basic unit without handle box terminal without fuses | 5330 | 1 | ZN | 1
3KF1303-0LB51 |  | switch disconnector with fuse 3KF SITOR, 32 A, frame size 1, 3-pole, for LV HRC fuse size 000 for semiconductor protection front operating mechanism left, basic unit without handle, box terminal without fuses without fuses | 6620 | 1 | ZN | 1
3KF1303-0MB11 |  | switch disconnector with fuse 32 A, frame size 1, 3-pole for LV HRC fuse size 000 and 00 front operating mechanism central basic unit without handle box terminal without fuses | 5330 | 1 | ZN | 1
3KF1303-0MR11 |  | switch disconnector with fuse 32 A, frame size 1, 3-pole for LV HRC fuse size 000 and 00 front operating mechanism central basic unit without handle rear connection stud flat without fuses | 5330 | 1 | ZN | 1
3KF1303-2LB11 |  | switch disconnector with fuse 32 A, frame size 1, 3-pole for LV HRC fuse size 000 and 00 front operating mechanism left complete unit with direct operating mechanism gray box terminal without fuses | 6700 | 1 | ZN | 1
3KF1303-4LB11 |  | switch disconnector with fuse 32 A, frame size 1, 3-pole for LV HRC fuse size 000 and 00 lateral operating mechanism left basic unit without handle box terminal without fuses | 5330 | 1 | ZN | 1
3KF1303-4RB11 |  | switch disconnector with fuse 32 A, frame size 1, 3-pole for LV HRC fuse size 000 and 00 lateral operating mechanism right basic unit without handle box terminal without fuses | 5330 | 1 | ZN | 1
3KF1306-0LB11 |  | switch disconnector with fuse 63 A, frame size 1, 3-pole for LV HRC fuse size 000 and 00 front operating mechanism left basic unit without handle box terminal without fuses | 6720 | 1 | ZN | 1
3KF1306-0LB51 |  | switch disconnector with fuse 3KF SITOR, 63 A, frame size 1, 3-pole, for LV HRC fuse size 000 for semiconductor protection front operating mechanism left, basic unit without handle, box terminal without fuses without fuses | 7760 | 1 | ZN | 1
3KF1306-0MB11 |  | switch disconnector with fuse 63 A, frame size 1, 3-pole for LV HRC fuse size 000 and 00 front operating mechanism central basic unit without handle box terminal without fuses | 6720 | 1 | ZN | 1
3KF1306-0MR11 |  | switch disconnector with fuse 63 A, frame size 1, 3-pole for LV HRC fuse size 000 and 00 front operating mechanism central basic unit without handle rear connection stud flat without fuses | 6720 | 1 | ZN | 1
3KF1306-0MR11-8AA1 |  | switch disconnector with fuse 63 A, frame size 1, 3-pole for LV HRC fuse size 000 and 00 front operating mechanism central basic unit without handle rear connection stud flat , specific module SIVACON without fuses | 7600 | 1 | ZN | 1
3KF1306-2LB11 |  | switch disconnector with fuse 63 A, frame size 1, 3-pole for LV HRC fuse size 000 and 00 front operating mechanism left complete unit with direct operating mechanism box terminal without fuses | 8120 | 1 | ZN | 1
3KF1306-4LB11 |  | switch disconnector with fuse 63 A, frame size 1, 3-pole for LV HRC fuse size 000 and 00 lateral operating mechanism lef basic unit without handle box terminal without fuses | 6720 | 1 | ZN | 1
3KF1306-4RB11 |  | switch disconnector with fuse 63 A, frame size 1, 3-pole for LV HRC fuse size 000 and 00 lateral operating mechanism rig basic unit without handle box terminal without fuses | 6720 | 1 | ZN | 1
3KF1308-0LB11 |  | switch disconnector with fuse 80 A, frame size 1, 3-pole for LV HRC fuse size 000 and 00 front operating mechanism left basic unit without handle box terminal without fuses | 7600 | 1 | ZN | 1
3KF1308-0LB51 |  | switch disconnector with fuse 3KF SITOR, 80 A, frame size 1, 3-pole, for LV HRC fuse size 000 for semiconductor prot front operating mechanism left, without handle, box terminal without fuses without fuses | 8710 | 1 | ZN | 1
3KF1308-0MB11 |  | switch disconnector with fuse 80 A, frame size 1, 3-pole for LV HRC fuse size 000 and 00 front operating mechanism centr basic unit without handle box terminal without fuses | 7600 | 1 | ZN | 1
3KF1308-2LB11 |  | switch disconnector with fuse 80 A, frame size 1, 3-pole for LV HRC fuse size 000 and 00 front operating mechanism left complete unit with direct operating mechanism box terminal without fuses | 8950 | 1 | ZN | 1
3KF1308-4LB11 |  | switch disconnector with fuse 80 A, frame size 1, 3-pole for LV HRC fuse size 000 and 00 lateral operating mechanism lef basic unit without handle box terminal without fuses | 7600 | 1 | ZN | 1
3KF1308-4RB11 |  | switch disconnector with fuse 80 A, frame size 1, 3-pole for LV HRC fuse size 000 and 00 lateral operating mechanism rig basic unit without handle box terminal without fuses | 7600 | 1 | ZN | 1
3KF1403-0LB11 |  | switch disconnector with fuse 32 A, frame size 1, 4-pole for LV HRC fuse size 000 and 00 front operating mechanism left basic unit without handle box terminal without fuses | 6700 | 1 | ZN | 1
3KF1403-0MB11 |  | switch disconnector with fuse 32 A, frame size 1, 4-pole for LV HRC fuse size 000 and 00 front operating mechanism centr basic unit without handle box terminal without fuses | 6700 | 1 | ZN | 1
3KF1403-2LB11 |  | switch disconnector with fuse 32 A, frame size 1, 4-pole for LV HRC fuse size 000 and 00 front operating mechanism left complete unit with direct operating mechanism box terminal without fuses | 8090 | 1 | ZN | 1
3KF1403-4LB11 |  | switch disconnector with fuse 32 A, frame size 1, 4-pole, for LV HRC fuse size 000 and 00 lateral operating mechanism lef basic unit without handle, box terminal without fuses | 6700 | 1 | ZN | 1
3KF1403-4RB11 |  | switch disconnector with fuse 32 A, frame size 1, 4-pole for LV HRC fuse size 000 and 00 lateral operating mechanism rig basic unit without handle box terminal without fuses | 6700 | 1 | ZN | 1
3KF1406-0LB11 |  | switch disconnector with fuse 63 A, frame size 1, 4-pole for LV HRC fuse size 000 and 00 front operating mechanism left basic unit without handle box terminal without fuses | 8430 | 1 | ZN | 1
3KF1406-0MB11 |  | switch disconnector with fuse 63 A, frame size 1, 4-pole for LV HRC fuse size 000 and 00 front operating mechanism centr basic unit without handle box terminal without fuses | 8430 | 1 | ZN | 1
3KF1406-2LB11 |  | switch disconnector with fuse 63 A, frame size 1, 4-pole for LV HRC fuse size 000 and 00 front operating mechanism left complete unit with direct operating mechanism box terminal without fuses | 9780 | 1 | ZN | 1
3KF1406-4LB11 |  | switch disconnector with fuse 63 A, frame size 1, 4-pole, for LV HRC fuse size 000 and 00 lateral operating mechanism lef basic unit without handle, box terminal without fuses | 8430 | 1 | ZN | 1
3KF1406-4RB11 |  | switch disconnector with fuse 63 A, frame size 1, 4-pole for LV HRC fuse size 000 and 00 lateral operating mechanism rig basic unit without handle box terminal without fuses | 8430 | 1 | ZN | 1
3KF1408-0LB11 |  | switch disconnector with fuse 80 A, frame size 1, 4-pole for LV HRC fuse size 000 and 00 front operating mechanism left basic unit without handle box terminal without fuses | 9540 | 1 | ZN | 1
3KF1408-0MB11 |  | switch disconnector with fuse 80 A, frame size 1, 4-pole for LV HRC fuse size 000 and 00 front operating mechanism centr basic unit without handle box terminal without fuses | 9540 | 1 | ZN | 1
3KF1408-2LB11 |  | switch disconnector with fuse 80 A, frame size 1, 4-pole for LV HRC fuse size 000 and 00 front operating mechanism left complete unit with direct operating mechanism box terminal without fuses | 10900 | 1 | ZN | 1
3KF1408-4LB11 |  | switch disconnector with fuse 80 A, frame size 1, 4-pole, for LV HRC fuse size 000 and 00 lateral operating mechanism lef basic unit without handle, box terminal without fuses | 9540 | 1 | ZN | 1
3KF1408-4RB11 |  | switch disconnector with fuse 80 A, frame size 1, 4-pole for LV HRC fuse size 000 and 00 lateral operating mechanism rig basic unit without handle box terminal without fuses | 9540 | 1 | ZN | 1
3KF2312-0LF11 |  | switch disconnector with fuse 125 A, frame size 2, 3-pole for LV HRC fuse size 000 and 00 front operating mechanism left basic unit without handle flat connector without fuses | 7760 | 1 | ZN | 1
3KF2312-0MF11 |  | switch disconnector with fuse 125 A, frame size 2, 3-pole for LV HRC fuse size 000 and 00 front operating mechanism centr basic unit without handle flat connector without fuses | 7760 | 1 | ZN | 1
3KF2312-0MF51 |  | Switch disconnector with fuse 3KF SITOR, 125 A, Size 2, 3-pole, for LV HRC fuse Sz. 000 and 00 for semiconductor protection, front operating mechanism, central, basic unit without handle, flat terminal without fuses | 8900 | 1 | ZN | 1
3KF2312-0MR11 |  | switch disconnector with fuse 125 A, frame size 2, 3-pole for LV HRC fuse size 000 and 00 front operating mechanism centr basic unit without handle rear connection stud flat without fuses | 7760 | 1 | ZN | 1
3KF2312-0MR11-8AA1 |  | switch disconnector with fuse 125 A, frame size 2, 3-pole for LV HRC fuse size 000 and 00 front operating mechanism central basic unit without handle rear connection stud flat , specific module SIVACON without fuses | 7760 | 1 | ZN | 1
3KF2312-0NR11 |  | switch disconnector with fuse 125 A, frame size 2, 3-pole, for LV HRC fuse frame size 000 and 00, front operating mechanism centr basic unit without handle, rear connection stud flat without fuses | 7760 | 1 | ZN | 1
3KF2312-2LF11 |  | switch disconnector with fuse 125 A, frame size 2, 3-pole for LV HRC fuse size 000 and 00 front operating mechanism left complete unit with direct operating mechanism flat connector without fuses | 9570 | 1 | ZN | 1
3KF2312-4LF11 |  | switch disconnector with fuse 125 A, frame size 2, 3-pole for LV HRC fuse size 000 and 00 lateral operating mechanism lef basic unit without handle flat connector without fuses | 7760 | 1 | ZN | 1
3KF2312-4RF11 |  | switch disconnector with fuse 125 A, frame size 2, 3-pole for LV HRC fuse size 000 and 00 lateral operating mechanism rig basic unit without handle flat connector without fuses | 7760 | 1 | ZN | 1
3KF2316-0LF11 |  | switch disconnector with fuse 160 A, frame size 2, 3-pole for LV HRC fuse size 000 and 00 front operating mechanism left basic unit without handle flat connector without fuses | 8640 | 1 | ZN | 1
3KF2316-0MF11 |  | switch disconnector with fuse 160 A, frame size 2, 3-pole for LV HRC fuse size 000 and 00 front operating mechanism centr basic unit without handle flat connector without fuses | 8640 | 1 | ZN | 1
3KF2316-0MF51 |  | Switch disconnector with fuse 3KF SITOR, 160 A, Size 2, 3-pole, for LV HRC fuse Sz. 000 and 00 for semiconductor protection, front operating mechanism, central, basic unit without handle, flat terminal without fuses | 10400 | 1 | ZN | 1
3KF2316-2LF11 |  | switch disconnector with fuse 160 A, frame size 2, 3-pole for LV HRC fuse size 000 and 00 front operating mechanism left complete unit with direct operating mechanism flat connector without fuses | 10400 | 1 | ZN | 1
3KF2316-4LF11 |  | switch disconnector with fuse 160 A, frame size 2, 3-pole for LV HRC fuse size 000 and 00 lateral operating mechanism lef basic unit without handle flat connector without fuses | 8640 | 1 | ZN | 1
3KF2316-4RF11 |  | switch disconnector with fuse 160 A, frame size 2, 3-pole for LV HRC fuse size 000 and 00 lateral operating mechanism rig basic unit without handle flat connector without fuses | 8640 | 1 | ZN | 1
3KF2412-0LF11 |  | switch disconnector with fuse 125 A, frame size 2, 4-pole for LV HRC fuse size 000 and 00 front operating mechanism left basic unit without handle flat connector without fuses | 9750 | 1 | ZN | 1
3KF2412-0MF11 |  | switch disconnector with fuse 125 A, frame size 2, 4-pole for LV HRC fuse size 000 and 00 front operating mechanism centr basic unit without handle flat connector without fuses | 9750 | 1 | ZN | 1
3KF2412-2LF11 |  | switch disconnector with fuse 125 A, frame size 2, 4-pole for LV HRC fuse size 000 and 00 front operating mechanism left complete unit with direct operating mechanism flat connector without fuses | 11600 | 1 | ZN | 1
3KF2412-4LF11 |  | switch disconnector with fuse 125 A, frame size 2, 4-pole for LV HRC fuse size 000 and 00 lateral operating mechanism lef basic unit without handle flat connector without fuses | 9750 | 1 | ZN | 1
3KF2412-4RF11 |  | switch disconnector with fuse 125 A, frame size 2, 4-pole for LV HRC fuse size 000 and 00 lateral operating mechanism rig basic unit without handle flat connector without fuses | 9750 | 1 | ZN | 1
3KF2416-0LF11 |  | switch disconnector with fuse 160 A, frame size 2, 4-pole for LV HRC fuse size 000 and 00 front operating mechanism left basic unit without handle flat connector without fuses | 10700 | 1 | ZN | 1
3KF2416-0MF11 |  | switch disconnector with fuse 160 A, frame size 2, 4-pole for LV HRC fuse size 000 and 00 front operating mechanism centr basic unit without handle flat connector without fuses | 10700 | 1 | ZN | 1
3KF2416-2LF11 |  | switch disconnector with fuse 160 A, frame size 2, 4-pole for LV HRC fuse size 000 and 00 front operating mechanism left complete unit with direct operating mechanism flat connector without fuses | 12500 | 1 | ZN | 1
3KF2416-4LF11 |  | switch disconnector with fuse 160 A, frame size 2, 4-pole for LV HRC fuse size 000 and 00 lateral operating mechanism lef basic unit without handle flat connector without fuses | 10700 | 1 | ZN | 1
3KF2416-4RF11 |  | switch disconnector with fuse 160 A, frame size 2, 4-pole for LV HRC fuse size 000 and 00 lateral operating mechanism rig basic unit without handle flat connector without fuses | 10700 | 1 | ZN | 1
3KF3325-0LF11 |  | switch disconnector with fuse 250 A, frame size 3, 3-pole for LV HRC fuse size 0 and 1 front operating mechanism left basic unit without handle flat connector without fuses | 14000 | 1 | ZN | 1
3KF3325-0MF11 |  | switch disconnector with fuse 250 A, frame size 3, 3-pole for LV HRC fuse size 0 and 1 front operating mechanism centr basic unit without handle flat connector without fuses | 14000 | 1 | ZN | 1
3KF3325-0MF11-8AA1 |  | switch disconnector with fuse 250 A, frame size 3, 3-pole for LV HRC fuse size 0 and 1 front operating mechanism centr basic unit without handle flat connector without fuses | 14000 | 1 | ZN | 1
3KF3325-0MF51 |  | Switch disconnector with fuse 3KF SITOR, 250 A, Size 3, 3-pole, for LV HRC fuse Sz. 0 and 1 for semiconductor protection, front operating mechanism, central, basic unit without handle, flat terminal without fuses | 17400 | 1 | ZN | 1
3KF3325-2LF11 |  | switch disconnector with fuse 250 A, frame size 3, 3-pole for LV HRC fuse size 0 and 1 front operating mechanism left complete unit with direct operating mechanism flat connector without fuses | 15900 | 1 | ZN | 1
3KF3325-4LF11 |  | switch disconnector with fuse 250 A, frame size 3, 3-pole for LV HRC fuse size 0 and 1 lateral operating mechanism lef basic unit without handle flat connector without fuses | 14000 | 1 | ZN | 1
3KF3325-4RF11 |  | switch disconnector with fuse 250 A, frame size 3, 3-pole for LV HRC fuse size 0 and 1 lateral operating mechanism rig basic unit without handle flat connector without fuses | 14000 | 1 | ZN | 1
3KF3425-0LF11 |  | switch disconnector with fuse 250 A, frame size 3, 4-pole for LV HRC fuse size 0 and 1 front operating mechanism left basic unit without handle flat connector without fuses | 17500 | 1 | ZN | 1
3KF3425-0MF11 |  | switch disconnector with fuse 250 A, frame size 3, 4-pole for LV HRC fuse size 0 and 1 front operating mechanism centr basic unit without handle flat connector without fuses | 17500 | 1 | ZN | 1
3KF3425-2LF11 |  | switch disconnector with fuse 250 A, frame size 3, 4-pole for LV HRC fuse size 0 and 1 front operating mechanism left complete unit with direct operating mechanism flat connector without fuses | 19400 | 1 | ZN | 1
3KF3425-4LF11 |  | switch disconnector with fuse 250 A, frame size 3, 4-pole for LV HRC fuse size 0 and 1 lateral operating mechanism lef basic unit without handle flat connector without fuses | 17500 | 1 | ZN | 1
3KF3425-4RF11 |  | switch disconnector with fuse 250 A, frame size 3, 4-pole for LV HRC fuse size 0 and 1 lateral operating mechanism rig basic unit without handle flat connector without fuses | 17500 | 1 | ZN | 1
3KF4340-0LF11 |  | switch disconnector with fuse 400 A, frame size 4, 3-pole for LV HRC fuse size 1 and 2 front operating mechanism left basic unit without handle flat connector without fuses | 22700 | 1 | ZN | 1
3KF4340-0MF11 |  | switch disconnector with fuse 400 A, frame size 4, 3-pole for LV HRC fuse size 1 and 2 front operating mechanism centr basic unit without handle flat connector without fuses | 22700 | 1 | ZN | 1
3KF4340-0MF51 |  | Switch disconnector with fuse 3KF SITOR, 400 A, Size 4, 3-pole, for LV HRC fuse Sz. 1 and 2 for semiconductor protection, front operating mechanism, central, basic unit without handle, flat terminal without fuses | 27900 | 1 | ZN | 1
3KF4340-2LF11 |  | switch disconnector with fuse 400 A, frame size 4, 3-pole for LV HRC fuse size 1 and 2 front operating mechanism left complete unit with direct operating mechanism flat connector without fuses | 24600 | 1 | ZN | 1
3KF4340-4LF11 |  | switch disconnector with fuse 400 A, frame size 4, 3-pole for LV HRC fuse size 1 and 2 lateral operating mechanism lef basic unit without handle flat connector without fuses | 22700 | 1 | ZN | 1
3KF4340-4RF11 |  | switch disconnector with fuse 400 A, frame size 4, 3-pole for LV HRC fuse size 1 and 2 lateral operating mechanism rig basic unit without handle flat connector without fuses | 22700 | 1 | ZN | 1
3KF4440-0LF11 |  | switch disconnector with fuse 400 A, frame size 4, 4-pole for LV HRC fuse size 1 and 2 front operating mechanism left basic unit without handle flat connector without fuses | 28400 | 1 | ZN | 1
3KF4440-0MF11 |  | switch disconnector with fuse 400 A, frame size 4, 4-pole for LV HRC fuse size 1 and 2 front operating mechanism centr basic unit without handle flat connector without fuses | 28400 | 1 | ZN | 1
3KF4440-2LF11 |  | switch disconnector with fuse 400 A, frame size 4, 4-pole for LV HRC fuse size 1 and 2 front operating mechanism left complete unit with direct operating mechanism flat connector without fuses | 30300 | 1 | ZN | 1
3KF4440-4LF11 |  | switch disconnector with fuse 400 A, frame size 4, 4-pole for LV HRC fuse size 1 and 2 lateral operating mechanism lef basic unit without handle flat connector without fuses | 28400 | 1 | ZN | 1
3KF4440-4RF11 |  | switch disconnector with fuse 400 A, frame size 4, 4-pole for LV HRC fuse size 1 and 2 lateral operating mechanism rig basic unit without handle flat connector without fuses | 28400 | 1 | ZN | 1
3KF5363-0LF11 |  | switch disconnector with fuse 630 A, frame size 5, 3-pole for LV HRC fuse size 2 and 3 front operating mechanism left basic unit without handle flat connector without fuses | 43200 | 1 | ZN | 1
3KF5363-0MF11 |  | switch disconnector with fuse 630 A, frame size 5, 3-pole for LV HRC fuse size 2 and 3 front operating mechanism centr basic unit without handle flat connector without fuses | 43200 | 1 | ZN | 1
3KF5363-0MF51 |  | Switch disconnector with fuse 3KF SITOR, 630 A, Size 5, 3-pole, for LV HRC fuse Sz. 2 and 3 for semiconductor protection, front operating mechanism, central, basic unit without handle, flat terminal without fuses | 49100 | 1 | ZN | 1
3KF5363-2LF11 |  | switch disconnector with fuse 630 A, frame size 5, 3-pole for LV HRC fuse size 2 and 3 front operating mechanism left complete unit with direct operating mechanism flat connector without fuses | 45800 | 1 | ZN | 1
3KF5363-4LF11 |  | switch disconnector with fuse 630 A, frame size 5, 3-pole for LV HRC fuse size 2 and 3 lateral operating mechanism lef basic unit without handle flat connector without fuses | 43200 | 1 | ZN | 1
3KF5363-4RF11 |  | switch disconnector with fuse 630 A, frame size 5, 3-pole for LV HRC fuse size 2 and 3 lateral operating mechanism rig basic unit without handle flat connector without fuses | 43200 | 1 | ZN | 1
3KF5380-0LF11 |  | switch disconnector with fuse 800 A, frame size 5, 3-pole for LV HRC fuse size 2 and 3 front operating mechanism left basic unit without handle flat connector without fuses | 51700 | 1 | ZN | 1
3KF5380-0LF11-8AA1 |  | switch disconnector with fuse 800 A, frame size 5, 3-pole for LV HRC fuse size 2 and 3 front operating mechanism centr basic unit without handle flat connector without fuses | 51700 | 1 | ZN | 1
3KF5380-0MF11 |  | switch disconnector with fuse 800 A, frame size 5, 3-pole for LV HRC fuse size 2 and 3 front operating mechanism centr basic unit without handle flat connector without fuses | 51700 | 1 | ZN | 1
3KF5380-0MF51 |  | Switch disconnector with fuse 3KF SITOR, 800 A, Size 5, 3-pole, for LV HRC fuse Sz. 2 and 3 for semiconductor protection, front operating mechanism, central, basic unit without handle, flat terminal without fuses | 64100 | 1 | ZN | 1
3KF5380-2LF11 |  | switch disconnector with fuse 800 A, frame size 5, 3-pole for LV HRC fuse size 2 and 3 front operating mechanism left complete unit with direct operating mechanism flat connector without fuses | 54000 | 1 | ZN | 1
3KF5380-4LF11 |  | switch disconnector with fuse 800 A, frame size 5, 3-pole for LV HRC fuse size 2 and 3 lateral operating mechanism lef basic unit without handle flat connector without fuses | 51700 | 1 | ZN | 1
3KF5380-4RF11 |  | switch disconnector with fuse 800 A, frame size 5, 3-pole for LV HRC fuse size 2 and 3 lateral operating mechanism rig basic unit without handle flat connector without fuses | 51700 | 1 | ZN | 1
3KF5463-0LF11 |  | switch disconnector with fuse 630 A, frame size 5, 4-pole for LV HRC fuse size 2 and 3 front operating mechanism left basic unit without handle flat connector without fuses | 53500 | 1 | ZN | 1
3KF5463-0MF11 |  | switch disconnector with fuse 630 A, frame size 5, 4-pole for LV HRC fuse size 2 and 3 front operating mechanism centr basic unit without handle flat connector without fuses | 53500 | 1 | ZN | 1
3KF5463-2LF11 |  | switch disconnector with fuse 630 A, frame size 5, 4-pole for LV HRC fuse size 2 and 3 front operating mechanism left complete unit with direct operating mechanism flat connector without fuses | 56600 | 1 | ZN | 1
3KF5463-4LF11 |  | switch disconnector with fuse 630 A, frame size 5, 4-pole for LV HRC fuse size 2 and 3 lateral operating mechanism lef basic unit without handle flat connector without fuses | 53500 | 1 | ZN | 1
3KF5463-4RF11 |  | switch disconnector with fuse 630 A, frame size 5, 4-pole for LV HRC fuse size 2 and 3 lateral operating mechanism rig basic unit without handle flat connector without fuses | 53500 | 1 | ZN | 1
3KF5480-0LF11 |  | switch disconnector with fuse 800 A, frame size 5, 4-pole for LV HRC fuse size 2 and 3 front operating mechanism left basic unit without handle flat connector without fuses | 64400 | 1 | ZN | 1
3KF5480-0MF11 |  | switch disconnector with fuse 800 A, frame size 5, 4-pole for LV HRC fuse size 2 and 3 front operating mechanism centr basic unit without handle flat connector without fuses | 64400 | 1 | ZN | 1
3KF5480-2LF11 |  | switch disconnector with fuse 800 A, frame size 5, 4-pole for LV HRC fuse size 2 and 3 front operating mechanism left complete unit with direct operating mechanism flat connector without fuses | 67200 | 1 | ZN | 1
3KF5480-4LF11 |  | switch disconnector with fuse 800 A, frame size 5, 4-pole for LV HRC fuse size 2 and 3 lateral operating mechanism lef basic unit without handle flat connector without fuses | 64400 | 1 | ZN | 1
3KF5480-4RF11 |  | switch disconnector with fuse 800 A, frame size 5, 4-pole for LV HRC fuse size 2 and 3 lateral operating mechanism rig basic unit without handle flat connector without fuses | 64400 | 1 | ZN | 1
3KF9010-1AA00 |  | Accessory for 3KF all sizes Electronic fuse monitoring | 4010 | 1 | ZN | 1
3KF9101-1AA00 |  | Accessory for 3KF size 1 Direct operating mechanism, gray Can be locked in OFF position with three padlocks | 1360 | 1 | ZN | 1
3KF9101-2AA00 |  | Accessory for 3KF size 1 Direct operating mechanism, red/yellow Can be locked in OFF position with three padlocks | 1360 | 1 | ZN | 1
3KF9105-1AA00 |  | accessories for 3KF size 1, fourth pole, switchable, for LV HRC fuse size 000, rear connection stud flat | 1900 | 1 | ZN | 1
3KF9105-2AA00 |  | accessories for 3KF size 1, fourth pole, switchable, for LV HRC fuse size 000, box terminal | 1900 | 1 | ZN | 1
3KF9105-2BA00 |  | accessories for 3KF SITOR size 1, fourth pole, switchable, for LV HRC fuse size 000, for semiconductor protection, box terminal | 2180 | 1 | ZN | 1
3KF9106-1AA00 |  | Accessory for 3KF size 1 neutral conductor terminal with removable jumper flat terminal on the rear | 1270 | 1 | ZN | 1
3KF9106-2AA00 |  | Accessory for 3KF size 1 neutral conductor terminal with removable jumper box terminal | 1270 | 1 | ZN | 1
3KF9106-6AA00 |  | Accessory for 3KF size 1 Neutral conductor/ground terminal with fixed jumper flat terminal on the rear | 1140 | 1 | ZN | 1
3KF9106-8AA00 |  | Accessory for 3KF size 1 Neutral conductor/ground terminal with fixed jumper box terminal | 1140 | 1 | ZN | 1
3KF9112-0AA00 |  | Replacement part for 3KF size 1 Mounting bracket for surface mounting contains 1 unit | 219 | 1 | ZN | 1
3KF9112-0AA10 |  | Spare part for 3KF SITOR Size 1, mounting bracket for surface mounting, contains 2 units | 218 | 1 | ZN | 1
3KF9112-0AB00 |  | Accessory for 3KF size 1 Mounting bracket for surface mounting for mounting of auxiliary switch module contains 1 unit | 365 | 1 | ZN | 1
3KF9112-0BA00 |  | spare part for 3KF size 1, 3KD/3KC0 size 1/2, slide for mounting on DIN rail, 5 units | 546 | 1 | ZN | 1
3KF9112-0CA00 |  | Replacement part for 3KF size 1 Fuse cover | 365 | 1 | ZN | 1
3KF9112-1AA00 |  | spare part for 3KF size 1, 3KD size 1/2, conversion kit, blocking pin for deactivating the test function of the auxiliary switches, 10 units | 732 | 1 | ZN | 1
3KF9201-1AA00 |  | Accessory for 3KF size 2 Direct operating mechanism, gray Can be locked in OFF position with three padlocks | 1750 | 1 | ZN | 1
3KF9201-2AA00 |  | Accessory for 3KF size 2 Direct operating mechanism, red/yellow Can be locked in OFF position with three padlocks | 1750 | 1 | ZN | 1
3KF9205-0AA00 |  | accessories for 3KF size 2, fourth pole, switchable, for LV HRC fuse sizes 000 and 00 flat connector | 2150 | 1 | ZN | 1
3KF9205-0BA00 |  | accessories for 3KF SITOR size 2, fourth pole, switchable, for LV HRC fuse size 000 and 00, for semiconductor protection, flat connector | 2590 | 1 | ZN | 1
3KF9205-1AA00 |  | accessories for 3KF size 2, fourth pole, switchable, for LV HRC fuse size 000 and 00, rear connection stud flat | 2150 | 1 | ZN | 1
3KF9206-0AA00 |  | Accessory for 3KF size 2 neutral conductor terminal with removable jumper flat terminal | 1440 | 1 | ZN | 1
3KF9206-1AA00 |  | Accessory for 3KF size 2 neutral conductor terminal with removable jumper flat terminal on the rear | 1440 | 1 | ZN | 1
3KF9206-6AA00 |  | Accessory for 3KF size 2 Neutral conductor/ground terminal with fixed jumper flat terminal on the rear | 1290 | 1 | ZN | 1
3KF9206-7AA00 |  | Accessory for 3KF size 2 Neutral conductor/ground terminal with fixed jumper flat terminal | 1290 | 1 | ZN | 1
3KF9212-0AA00 |  | accessories for 3KF size 2, 3KD size 3, mounting bracket for surface mounting, 4 units | 732 | 1 | ZN | 1
3KF9212-0AA10 |  | Spare part for 3KF SITOR Size 2, mounting bracket for surface mounting, contains 4 units | 729 | 1 | ZN | 1
3KF9212-0AB00 |  | Replacement part for 3KF size 1/2 Mounting bracket for 3KF with rear-side flat terminal contains 2 units | 732 | 1 | ZN | 1
3KF9212-0CA00 |  | Replacement part for 3KF size 2 Fuse cover | 473 | 1 | ZN | 1
3KF9212-0CB00 |  | Replacement part for 3KF size 2 Fuse cover | 473 | 1 | ZN | 1
3KF9301-1AA00 |  | Accessory for 3KF size 3 Direct operating mechanism, gray Can be locked in OFF position with three padlocks | 1910 | 1 | ZN | 1
3KF9301-2AA00 |  | Accessory for 3KF size 3 Direct operating mechanism, red/yellow Can be locked in OFF position with three padlocks | 1910 | 1 | ZN | 1
3KF9304-1 |  | Accessory for 3KF size 3 cable connection cover short version contains 1 unit | 239 | 1 | ZN | 1
3KF9304-5 |  | Accessory for 3KF size 3 cable connection cover short version contains 8 units | 1850 | 1 | ZN | 1
3KF9304-6 |  | Accessory for 3KF size 3 cable connection cover Standard length contains 6 units | 1900 | 1 | ZN | 1
3KF9304-7 |  | Accessory for 3KF size 3 cable connection cover short version contains 6 units | 1430 | 1 | ZN | 1
3KF9304-8 |  | Accessory for 3KF size 3 cable connection cover Standard length contains 8 units | 2450 | 1 | ZN | 1
3KF9305-0AA00 |  | accessories for 3KF size 3, fourth pole, switchable, for LV HRC fuse size 0 and 1, flat connector | 3490 | 1 | ZN | 1
3KF9305-0BA00 |  | accessories for 3KF SITOR size 3, fourth pole, switchable, for LV HRC fuse size 0 and 1, for semiconductor protection, flat connector | 4370 | 1 | ZN | 1
3KF9306-0AA00 |  | Accessory for 3KF size 3 neutral conductor terminal with removable jumper flat terminal | 2340 | 1 | ZN | 1
3KF9306-7AA00 |  | Accessory for 3KF size 3 Neutral conductor/ground terminal with fixed jumper flat terminal | 2100 | 1 | ZN | 1
3KF9312-0CA00 |  | Replacement part for 3KF size 3 Fuse cover | 587 | 1 | ZN | 1
3KF9401-1AA00 |  | Accessory for 3KF size 4 Direct operating mechanism, gray Can be locked in OFF position with three padlocks | 2060 | 1 | ZN | 1
3KF9401-2AA00 |  | Accessory for 3KF size 4 Direct operating mechanism, red/yellow Can be locked in OFF position with three padlocks | 2060 | 1 | ZN | 1
3KF9405-0AA00 |  | accessories for 3KF size 4, fourth pole, switchable, for LV HRC fuse sizes 1 and 2, flat connector | 5660 | 1 | ZN | 1
3KF9405-0BA00 |  | accessories for 3KF SITOR size 4, fourth pole, switchable, for LV HRC fuse sizes 1 and 2, for semiconductor protection, flat connector | 6930 | 1 | ZN | 1
3KF9406-0AA00 |  | Accessory for 3KF size 4 neutral conductor terminal with removable jumper flat terminal | 3780 | 1 | ZN | 1
3KF9406-7AA00 |  | Accessory for 3KF size 4 Neutral conductor/ground terminal with fixed jumper flat terminal | 3410 | 1 | ZN | 1
3KF9412-0AA00 |  | spare part for 3KF size 3/4, 3KD size 4, mounting bracket for surface mounting, 4 units | 915 | 1 | ZN | 1
3KF9412-0CA00 |  | Replacement part for 3KF size 4 Fuse cover | 693 | 1 | ZN | 1
3KF9412-1AA00 |  | accessories for 3KF size 2/4, 3KD size 3/4, conversion kit, blocking pin for deactivating the test function of the auxiliary switches, 10 units | 1090 | 1 | ZN | 1
3KF9501-1AA00 |  | Accessory for 3KF size 5 Direct operating mechanism, gray Can be locked in OFF position with three padlocks | 2640 | 1 | ZN | 1
3KF9501-2AA00 |  | Accessory for 3KF size 5 Direct operating mechanism, red/yellow Can be locked in OFF position with three padlocks | 2640 | 1 | ZN | 1
3KF9505-0AA00 |  | accessories for 3KF size 5, fourth pole, switchable, for LV HRC fuse sizes 2 and 3, flat connector | 12900 | 1 | ZN | 1
3KF9505-0BA00 |  | accessories for 3KF SITOR size 5, fourth pole, switchable, for LV HRC fuse sizes 2 and 3, for semiconductor protection, flat connector | 16200 | 1 | ZN | 1
3KF9506-0AA00 |  | Accessory for 3KF size 5 neutral conductor terminal with removable jumper flat terminal | 8690 | 1 | ZN | 1
3KF9506-7AA00 |  | Accessory for 3KF size 5 Neutral conductor/ground terminal with fixed jumper flat terminal | 7730 | 1 | ZN | 1
3KF9512-0AA00 |  | accessories for 3KF size 5, 3KD size 5, mounting bracket for surface mounting, 4 units | 1090 | 1 | ZN | 1
3KF9512-0CA00 |  | Replacement part for 3KF size 5 Fuse cover | 807 | 1 | ZN | 1
3KF9512-1AA00 |  | accessories for 3KF size 5, 3KD size 5, conversion kit, blocking pin for deactivating the test function of the auxiliary switches, 10 units | 1460 | 1 | ZN | 1
3LD2003-0TK51 |  | SENTRON, switch disconnector 3LD, main switch, 3-pole, Iu: 16 A, operating power / at AC-23 A at 400 V: 7.5 kW, front-mounted, rotary operating mechanism, black, 4-hole mounting of the handle | 1070 | 1 | ZN | 1
3LD2003-0TK53 |  | SENTRON, switch disconnector 3LD, EMERGENCY-OFF switch, 3- pole, Iu: 16 A, operational power / at AC-23 A at 400 V: 7.5 kW, front-mounted, rotary operating mechanism, red/yellow, 4-hole mounting of the handle | 1070 | 1 | ZN | 1
3LD2003-1TL51 |  | SENTRON, switch disconnector 3LD, main switch, 4-pole, Iu: 16 A, operating power / at AC-23 A at 400 V: 7.5 kW, front-mounted, rotary operating mechanism, black, 4-hole mounting of the handle | 1360 | 1 | ZN | 1
3LD2003-1TL53 |  | SENTRON, switch disconnector 3LD, EMERGENCY-OFF switch, 4- pole, Iu: 16 A, operational power / at AC-23 A at 400 V: 7.5 kW, front-mounted, rotary operating mechanism, red/yellow, 4-hole mounting of the handle | 1360 | 1 | ZN | 1
3LD2003-1TP51 |  | SENTRON, switch disconnector 3LD, main switch, 3-pole, Iu: 16 A, operating power / at AC-23 A at 400 V: 7.5 kW, front-mounted, 1 NC, 1 NO, rotary operating mechanism, black, 4-hole mounting of the handle | 1570 | 1 | ZN | 1
3LD2003-1TP53 |  | SENTRON, switch disconnector 3LD, EMERGENCY-OFF switch, 3- pole, Iu: 16 A, operational power / at AC-23 A at 400 V: 7.5 kW, front-mounted, 1 NC, 1 NO, rotary operating mechanism, red/yellow, 4-hole mounting of the handle | 1570 | 1 | ZN | 1
3LD2003-2EP51 |  | SENTRON, switch disconnector 3LD, main switch, 4-pole, Iu: 16 A, operating power / at AC-23 A at 400 V: 7.5 kW, front-mounted, 1 NC, 1 NO, rotary operating mechanism, black, 4-hole mounting of the handle | 1860 | 1 | ZN | 1
3LD2003-2EP53 |  | SENTRON, switch disconnector 3LD, EMERGENCY-OFF switch, 4- pole, Iu: 16 A, operational power / at AC-23 A at 400 V: 7.5 kW, front-mounted, 1 NC, 1 NO, rotary operating mechanism, red/yellow, 4-hole mounting of the handle | 1860 | 1 | ZN | 1
3LD2013-0TK51 |  | SENTRON, Switch disconnector 3LD, main switch, 3-pole, Iu: 16 A, Operating power / at AC-23 A at 400 V: 7.5 kW, floor mounting with door coupling, rotary operating mechanism, black, 4-hole mounting of the handle | 1760 | 1 | ZN | 1
3LD2013-0TK53 |  | SENTRON, Switch disconnector 3LD, emergency switching-off switch, 3- pole, Iu: 16 A, operating power / at AC-23 A 400 V: 7.5 kW, floor mounting with door coupling, rotary operating mechanism, Red / yellow, 4-hole mounting of the handle | 1760 | 1 | ZN | 1
3LD2013-1TL51 |  | SENTRON, Switch disconnector 3LD, main switch, 4-pole, Iu: 16 A, Operating power / at AC-23 A at 400 V: 7.5 kW, floor mounting with door coupling, rotary operating mechanism, black, 4-hole mounting of the handle | 2040 | 1 | ZN | 1
3LD2013-1TL53 |  | SENTRON, Switch disconnector 3LD, emergency switching-off switch, 4- pole, Iu: 16 A, operating power / at AC-23 A 400 V: 7.5 kW, floor mounting with door coupling, rotary operating mechanism, Red / yellow, 4-hole mounting of the handle | 2040 | 1 | ZN | 1
3LD2015-0TK51 |  | SENTRON, Switch disconnector 3LD, main switch, 3-pole, Iu: 16 A, Operating power / at AC-23 A at 400 V: 7.5 kW, floor mounting with door coupling, rotary operating mechanism, black, 4-hole mounting of the handle, without tolerance compensation | 1760 | 1 | ZN | 1
3LD2015-0TK53 |  | SENTRON, Switch disconnector 3LD, emergency switching-off switch, 3- pole, Iu: 16 A, operating power / at AC-23 A 400 V: 7.5 kW, floor mounting with door coupling, rotary operating mechanism, Red / yellow, 4-hole mounting of the handle, without tolerance compensation | 1760 | 1 | ZN | 1
3LD2015-0TK53-0AA6 |  | SENTRON, Switch disconnector 3LD, emergency switching-off switch, 3- pole, Iu: 16 A, operating power / at AC-23 A 400 V: 7.5 kW, floor mounting with door coupling, rotary operating mechanism, Red / yellow, 4-hole mounting of the handle, without tolerance compensation, Installation dimension 100 mm | 1810 | 1 | ZN | 1
3LD2015-0TK53-0AA7 |  | SENTRON, Switch disconnector 3LD, emergency switching-off switch, 3- pole, Iu: 16 A, operating power / at AC-23 A 400 V: 7.5 kW, floor mounting with door coupling, rotary operating mechanism, Red / yellow, 4-hole mounting of the handle, without tolerance compensation, Installation dimension 135mm | 1900 | 1 | ZN | 1
3LD2015-1TL53-0AA6 |  | SENTRON, Switch disconnector 3LD, emergency switching-off switch, 4- pole, Iu: 16 A, operating power / at AC-23 A 400 V: 7.5 kW, floor mounting with door coupling, rotary operating mechanism, Red / yellow, 4-hole mounting of the handle, without tolerance compensation, Installation dimension 100 mm | 1970 | 1 | ZN | 1
3LD2015-1TL53-0AC6 |  | SENTRON, Switch disconnector 3LD, emergency switching-off switch, 4- pole, Iu: 16 A, operating power / at AC-23 A 400 V: 7.5 kW, floor mounting with door coupling, rotary operating mechanism, Red / yellow, 4-hole mounting of the handle, without tolerance compensation, Installation dimension 107 mm | 1920 | 1 | ZN | 20
3LD2017-0TK11 |  | SENTRON, switch disconnector 3LD, main switch, 3-pole, Iu: 16 A, operating power / at AC-23 A at 400 V: 7.5 kW, floor mounting with door coupling, defeatable knob-operated mechanism, black, 4-hole mounting of the handle | 2040 | 1 | ZN | 1
3LD2017-0TK13 |  | SENTRON, switch disconnector 3LD, EMERGENCY OFF switch, 3-pole, Iu: 16 A, Operating power / at AC-23 A at 400 V: 7.5 kW, floor mounting with door coupling, defeatable knob-operated mechanism, red/yellow, 4-hole mounting of the handle | 2040 | 1 | ZN | 1
3LD2017-1TL11 |  | SENTRON, switch disconnector 3LD, main switch, 4-pole, Iu: 16 A, operating power / at AC-23 A at 400 V: 7.5 kW, floor mounting with door coupling, defeatable knob-operated mechanism, black, 4-hole mounting of the handle | 2320 | 1 | ZN | 1
3LD2017-1TL13 |  | SENTRON, switch disconnector 3LD, EMERGENCY OFF switch, 4-pole, Iu: 16 A, Operating power / at AC-23 A at 400 V: 7.5 kW, floor mounting with door coupling, defeatable knob-operated mechanism, red/yellow, 4-hole mounting of the handle | 2320 | 1 | ZN | 1
3LD2022-0TK11 |  | SENTRON, switch disconnector 3LD, main switch, 3-pole, Iu: 16 A, operating power / at AC-23 A at 400 V: 7.5 kW, front-mounted, knob-operated mechanism, black, 4-hole mounting of the handle | 1010 | 1 | ZN | 1
3LD2022-0TK13 |  | SENTRON, switch disconnector 3LD, EMERGENCY-OFF switch, 3- pole, Iu: 16 A, operational power / at AC-23 A at 400 V: 7.5 kW, front-mounted, knob-operated mechanism, red/yellow, 4-hole mounting of the handle | 1010 | 1 | ZN | 1
3LD2022-1TL11 |  | SENTRON, switch disconnector 3LD, main switch, 4-pole, Iu: 16 A, operating power / at AC-23 A at 400 V: 7.5 kW, front-mounted, knob-operated mechanism, black, 4-hole mounting of the handle | 1290 | 1 | ZN | 1
3LD2022-1TL13 |  | SENTRON, switch disconnector 3LD, EMERGENCY-OFF switch, 4- pole, Iu: 16 A, operational power / at AC-23 A at 400 V: 7.5 kW, front-mounted, knob-operated mechanism, red/yellow, 4-hole mounting of the handle | 1290 | 1 | ZN | 1
3LD2030-0TK11 |  | SENTRON, Switch disconnector 3LD, main switch, 3-pole, Iu: 16 A, Operating power / at AC-23 A at 400 V: 7.5 kW, installation in distribution boards, knob-operated mechanism, black, handle direct at the switch | 942 | 1 | ZN | 1
3LD2030-0TK13 |  | SENTRON, Switch disconnector 3LD, emergency switching-off switch, 3- pole, Iu: 16 A, operating power / at AC-23 A 400 V: 7.5 kW, installation in distribution boards, knob-operated mechanism, Red / yellow, handle direct at the switch | 942 | 1 | ZN | 1
3LD2030-1TL11 |  | SENTRON, Switch disconnector 3LD, main switch, 4-pole, Iu: 16 A, Operating power / at AC-23 A at 400 V: 7.5 kW, installation in distribution boards, knob-operated mechanism, black, handle direct at the switch | 1220 | 1 | ZN | 1
3LD2030-1TL13 |  | SENTRON, Switch disconnector 3LD, emergency switching-off switch, 4- pole, Iu: 16 A, operating power / at AC-23 A 400 V: 7.5 kW, installation in distribution boards, knob-operated mechanism, Red / yellow, handle direct at the switch | 1220 | 1 | ZN | 1
3LD2044-0TK51 |  | SENTRON, Switch disconnector 3LD, main switch, 3-pole, Iu: 16 A, Operating power / at AC-23 A at 400 V: 7.5 kW, floor mounting with door coupling, rotary operating mechanism, black, central mounting 22.5 mm of the handle | 1760 | 1 | ZN | 1
3LD2044-0TK53 |  | SENTRON, Switch disconnector 3LD, emergency switching-off switch, 3- pole, Iu: 16 A, operating power / at AC-23 A 400 V: 7.5 kW, floor mounting with door coupling, rotary operating mechanism, Red / yellow, central mounting 22.5 mm of the handle | 1760 | 1 | ZN | 1
3LD2044-1TL51 |  | SENTRON, Switch disconnector 3LD, main switch, 4-pole, Iu: 16 A, Operating power / at AC-23 A at 400 V: 7.5 kW, floor mounting with door coupling, rotary operating mechanism, black, central mounting 22.5 mm of the handle | 2040 | 1 | ZN | 1
3LD2044-1TL53 |  | SENTRON, Switch disconnector 3LD, emergency switching-off switch, 4- pole, Iu: 16 A, operating power / at AC-23 A 400 V: 7.5 kW, floor mounting with door coupling, rotary operating mechanism, Red / yellow, central mounting 22.5 mm of the handle | 2040 | 1 | ZN | 1
3LD2050-0TK11 |  | SENTRON, switch disconnector 3LD, main switch, 3-pole, Iu: 16 A, operating power / at AC-23 A at 400 V: 7.5 kW, front-mounted, knob-operated mechanism, black, central fixing 22.5 mm of the handle | 1010 | 1 | ZN | 1
3LD2050-0TK13 |  | SENTRON, switch disconnector 3LD, EMERGENCY-OFF switch, 3- pole, Iu: 16 A, operational power / at AC-23 A at 400 V: 7.5 kW, front-mounted, knob-operated mechanism, red/yellow, central fixing 22.5 mm of the handle | 1010 | 1 | ZN | 1
3LD2050-1TL11 |  | SENTRON, switch disconnector 3LD, main switch, 4-pole, Iu: 16 A, operating power / at AC-23 A at 400 V: 7.5 kW, front-mounted, knob-operated mechanism, black, central fixing 22.5 mm of the handle | 1290 | 1 | ZN | 1
3LD2050-1TL13 |  | SENTRON, switch disconnector 3LD, EMERGENCY-OFF switch, 4- pole, Iu: 16 A, operational power / at AC-23 A at 400 V: 7.5 kW, front-mounted, knob-operated mechanism, red/yellow, central fixing 22.5 mm of the handle | 1290 | 1 | ZN | 1
3LD2054-0TK51 |  | SENTRON, switch disconnector 3LD, main switch, 3-pole, Iu: 16 A, operating power / at AC-23 A at 400 V: 7.5 kW, front-mounted, rotary operating mechanism, black, central fixing 22.5 mm of the handle | 1070 | 1 | ZN | 1
3LD2054-0TK53 |  | SENTRON, switch disconnector 3LD, EMERGENCY-OFF switch, 3- pole, Iu: 16 A, operational power / at AC-23 A at 400 V: 7.5 kW, front-mounted, rotary operating mechanism, red/yellow, central fixing 22.5 mm of the handle | 1070 | 1 | ZN | 1
3LD2054-1TL51 |  | SENTRON, switch disconnector 3LD, main switch, 4-pole, Iu: 16 A, operating power / at AC-23 A at 400 V: 7.5 kW, front-mounted, rotary operating mechanism, black, central fixing 22.5 mm of the handle | 1360 | 1 | ZN | 1
3LD2054-1TL53 |  | SENTRON, switch disconnector 3LD, EMERGENCY-OFF switch, 4- pole, Iu: 16 A, operational power / at AC-23 A at 400 V: 7.5 kW, front-mounted, rotary operating mechanism, red/yellow, central fixing 22.5 mm of the handle | 1360 | 1 | ZN | 1
3LD2054-1TP51 |  | SENTRON, switch disconnector 3LD, main switch, 3-pole, Iu: 16 A, operating power / at AC-23 A at 400 V: 7.5 kW, front-mounted, 1 NC, 1 NO, rotary operating mechanism, black, central fixing 22.5 mm of the handle | 1570 | 1 | ZN | 1
3LD2054-1TP53 |  | SENTRON, switch disconnector 3LD, EMERGENCY-OFF switch, 3- pole, Iu: 16 A, operational power / at AC-23 A at 400 V: 7.5 kW, front-mounted, 1 NC, 1 NO, rotary operating mechanism, red/yellow, central fixing 22.5 mm of the handle | 1570 | 1 | ZN | 1
3LD2054-2EP51 |  | SENTRON, switch disconnector 3LD, main switch, 4-pole, Iu: 16 A, operating power / at AC-23 A at 400 V: 7.5 kW, front-mounted, 1 NC, 1 NO, rotary operating mechanism, black, central fixing 22.5 mm of the handle | 1860 | 1 | ZN | 1
3LD2054-2EP53 |  | SENTRON, switch disconnector 3LD, EMERGENCY-OFF switch, 4- pole, Iu: 16 A, operational power / at AC-23 A at 400 V: 7.5 kW, front-mounted, 1 NC, 1 NO, rotary operating mechanism, red/yellow, central fixing 22.5 mm of the handle | 1860 | 1 | ZN | 1
3LD2064-0TB51 |  | SENTRON, Switch disconnector 3LD, main switch, 3-pole, Iu: 16 A, Operating power / at AC-23 A at 400 V: 7.5 kW, molded-plastic encapsulation for metric cable gland, rotary operating mechanism, black | 1560 | 1 | ZN | 1
3LD2064-0TB53 |  | SENTRON, switch disconnector 3LD, EMERGENCY-OFF switch, 3- pole, Iu: 16 A, operational power / at AC-23 A at 400 V: 7.5 kW, molded-plastic enclosure for metric cable gland, rotary operating mechanism, red/yellow | 1560 | 1 | ZN | 1
3LD2064-1GP51 |  | SENTRON, Switch disconnector 3LD, main switch, 3-pole, Iu: 16 A, Operating power / at AC-23 A at 400 V: 7.5 kW, molded-plastic encapsulation for metric screw connection, 1 NC, 1 NO, rotary operating mechanism, black | 2060 | 1 | ZN | 1
3LD2064-1GP53 |  | SENTRON, switch disconnector 3LD, EMERGENCY-OFF switch, 3- pole, Iu: 16 A, operational power / at AC-23 A at 400 V: 7.5 kW, molded-plastic enclosure for metric cable gland, 1 NC, 1 NO, rotary operating mechanism, red/yellow | 2060 | 1 | ZN | 1
3LD2064-1TC51 |  | SENTRON, switch disconnector 3LD, main switch, 4-pole, 16 A, operating power at AC-23 A at 400 V: 7.5 kW, molded-plastic enclosure for metric cable gland, rotary operating mechanism, black | 1840 | 1 | ZN | 1
3LD2064-1TC53 |  | SENTRON, Switch disconnector 3LD, emergency switching-off switch, 4- pole, 16 A, operating power at AC-23 A at 400 V: 7.5 kW, molded-plastic encapsulation for metric cable gland, rotary operating mechanism, red/yellow | 1840 | 1 | ZN | 1
3LD2103-0TK51 |  | SENTRON, switch disconnector 3LD, main switch, 3-pole, Iu: 25 A, operating power / at AC-23 A at 400 V: 9.5 kW, front-mounted, rotary operating mechanism, black, 4-hole mounting of the handle | 1180 | 1 | ZN | 1
3LD2103-0TK53 |  | SENTRON, switch disconnector 3LD, EMERGENCY-OFF switch, 3- pole, Iu: 25 A, operational power / at AC-23 A at 400 V: 9.5 kW, front-mounted, rotary operating mechanism, red/yellow, 4-hole mounting of the handle | 1180 | 1 | ZN | 1
3LD2103-1TL51 |  | SENTRON, switch disconnector 3LD, main switch, 4-pole, Iu: 25 A, operating power / at AC-23 A at 400 V: 9.5 kW, front-mounted, rotary operating mechanism, black, 4-hole mounting of the handle | 1620 | 1 | ZN | 1
3LD2103-1TL53 |  | SENTRON, switch disconnector 3LD, EMERGENCY-OFF switch, 4- pole, Iu: 25 A, operational power / at AC-23 A at 400 V: 9.5 kW, front-mounted, rotary operating mechanism, red/yellow, 4-hole mounting of the handle | 1620 | 1 | ZN | 1
3LD2103-1TP51 |  | SENTRON, switch disconnector 3LD, main switch, 3-pole, Iu: 25 A, operating power / at AC-23 A at 400 V: 9.5 kW, front-mounted, 1 NC, 1 NO, rotary operating mechanism, black, 4-hole mounting of the handle | 1680 | 1 | ZN | 1
3LD2103-1TP53 |  | SENTRON, switch disconnector 3LD, EMERGENCY-OFF switch, 3- pole, Iu: 25 A, operational power / at AC-23 A at 400 V: 9.5 kW, front-mounted, 1 NC, 1 NO, rotary operating mechanism, red/yellow, 4-hole mounting of the handle | 1680 | 1 | ZN | 1
3LD2103-2EP51 |  | SENTRON, switch disconnector 3LD, main switch, 4-pole, Iu: 25 A, operating power / at AC-23 A at 400 V: 9.5 kW, front-mounted, 1 NC, 1 NO, rotary operating mechanism, black, 4-hole mounting of the handle | 2120 | 1 | ZN | 1
3LD2103-2EP53 |  | SENTRON, switch disconnector 3LD, EMERGENCY-OFF switch, 4- pole, Iu: 25 A, operational power / at AC-23 A at 400 V: 9.5 kW, front-mounted, 1 NC, 1 NO, rotary operating mechanism, red/yellow, 4-hole mounting of the handle | 2120 | 1 | ZN | 1
3LD2103-2TB53 |  | SENTRON, Switch disconnector 3LD, emergency switching-off switch, 3- pole, Iu: 25 A, operating power / at AC-23 A 400 V: 9.5 kW, front-mounted, rotary operating mechanism, Red / yellow, 4-hole mounting of the handle | 2120 | 1 | ZN | 1
3LD2103-3VK51 |  | SENTRON, switch disconnector 3LD, main switch, 6-pole, Iu: 25 A, operating power / at AC-23 A at 400 V: 9.5 kW, front-mounted, rotary operating mechanism, black, 4-hole mounting of the handle | 2120 | 1 | ZN | 1
3LD2103-3VK53 |  | SENTRON, switch disconnector 3LD, EMERGENCY-OFF switch, 6- pole, Iu: 25 A, operational power / at AC-23 A at 400 V: 9.5 kW, front-mounted, rotary operating mechanism, red/yellow, 4-hole mounting of the handle | 2120 | 1 | ZN | 1
3LD2103-4VP51 |  | SENTRON, switch disconnector 3LD, main switch, 6-pole, Iu: 25 A, operating power / at AC-23 A at 400 V: 9.5 kW, front-mounted, 1 NC, 1 NO, rotary operating mechanism, black, 4-hole mounting of the handle | 2630 | 1 | ZN | 1
3LD2103-4VP53 |  | SENTRON, switch disconnector 3LD, EMERGENCY-OFF switch, 6- pole, Iu: 25 A, operational power / at AC-23 A at 400 V: 9.5 kW, front-mounted, 1 NC, 1 NO, rotary operating mechanism, red/yellow, 4-hole mounting of the handle | 2630 | 1 | ZN | 1
3LD2110-0TK05 |  | SENTRON, Switch disconnector 3LD, breaker, 3-pole, Iu: 25 A, Operating power / at AC- 23 A at 400 V: 9.5 kW, floor mounting with door coupling, without | 1180 | 1 | ZN | 1
3LD2110-2TB53-0AE3 |  | SENTRON, Switch disconnector 3LD, emergency switching-off switch, 3- pole, Iu: 25 A, operating power / at AC-23 A 400 V: 9.5 kW, floor mounting with door coupling, rotary operating mechanism, red/yellow | 1460 | 1 | ZN | 1
3LD2113-0TK51 |  | SENTRON, Switch disconnector 3LD, main switch, 3-pole, Iu: 25 A, Operating power / at AC-23 A at 400 V: 9.5 kW, floor mounting with door coupling, rotary operating mechanism, black, 4-hole mounting of the handle | 1960 | 1 | ZN | 1
3LD2113-0TK53 |  | SENTRON, Switch disconnector 3LD, emergency switching-off switch, 3- pole, Iu: 25 A, operating power / at AC-23 A 400 V: 9.5 kW, floor mounting with door coupling, rotary operating mechanism, Red / yellow, 4-hole mounting of the handle | 1960 | 1 | ZN | 1
3LD2113-1TL51 |  | SENTRON, Switch disconnector 3LD, main switch, 4-pole, Iu: 25 A, Operating power / at AC-23 A at 400 V: 9.5 kW, floor mounting with door coupling, rotary operating mechanism, black, 4-hole mounting of the handle | 2400 | 1 | ZN | 1
3LD2113-1TL53 |  | SENTRON, Switch disconnector 3LD, emergency switching-off switch, 4- pole, Iu: 25 A, operating power / at AC-23 A 400 V: 9.5 kW, floor mounting with door coupling, rotary operating mechanism, Red / yellow, 4-hole mounting of the handle | 2400 | 1 | ZN | 1
3LD2113-3VK51 |  | SENTRON, Switch disconnector 3LD, main switch, 6-pole, Iu: 25 A, Operating power / at AC-23 A at 400 V: 9.5 kW, floor mounting with door coupling, rotary operating mechanism, black, 4-hole mounting of the handle | 2800 | 1 | ZN | 1
3LD2113-3VK53 |  | SENTRON, Switch disconnector 3LD, emergency switching-off switch, 6- pole, Iu: 25 A, operating power / at AC-23 A 400 V: 9.5 kW, floor mounting with door coupling, rotary operating mechanism, Red / yellow, 4-hole mounting of the handle | 2800 | 1 | ZN | 1
3LD2113-4VP51 |  | SENTRON, Switch disconnector 3LD, main switch, 6-pole, Iu: 25 A, Operating power / at AC-23 A at 400 V: 9.5 kW, floor mounting with door coupling, 1 NC, 1 NO, rotary operating mechanism, black, 4-hole mounting of the handle | 3310 | 1 | ZN | 1
3LD2113-4VP53 |  | SENTRON, Switch disconnector 3LD, emergency switching-off switch, 6- pole, Iu: 25 A, operating power / at AC-23 A 400 V: 9.5 kW, floor mounting with door coupling, 1 NC, 1 NO, rotary operating mechanism, Red / yellow, 4-hole mounting of the handle | 3310 | 1 | ZN | 1
3LD2115-0TK51 |  | SENTRON, Switch disconnector 3LD, main switch, 3-pole, Iu: 25 A, Operating power / at AC-23 A at 400 V: 9.5 kW, floor mounting with door coupling, rotary operating mechanism, black, 4-hole mounting of the handle, without tolerance compensation | 1960 | 1 | ZN | 1
3LD2115-0TK53 |  | SENTRON, Switch disconnector 3LD, emergency switching-off switch, 3- pole, Iu: 25 A, operating power / at AC-23 A 400 V: 9.5 kW, floor mounting with door coupling, rotary operating mechanism, Red / yellow, 4-hole mounting of the handle, without tolerance compensation | 1960 | 1 | ZN | 1
3LD2115-0TK53-0AA6 |  | SENTRON, Switch disconnector 3LD, emergency switching-off switch, 3- pole, Iu: 25 A, operating power / at AC-23 A 400 V: 9.5 kW, floor mounting with door coupling, rotary operating mechanism, Red / yellow, 4-hole mounting of the handle, without tolerance compensation, Installation dimension 346mm | 2080 | 1 | ZN | 1
3LD2115-0TK53-0AA7 |  | SENTRON, Switch disconnector 3LD, emergency switching-off switch, 3- pole, Iu: 25 A, operating power / at AC-23 A 400 V: 9.5 kW, floor mounting with door coupling, rotary operating mechanism, Red / yellow, 4-hole mounting of the handle, without tolerance compensation, Installation dimension 135mm | 2080 | 1 | ZN | 1
3LD2115-0TK53-0AB0 |  | SENTRON, Switch disconnector 3LD, emergency switching-off switch, 3- pole, Iu: 25 A, operating power / at AC-23 A 400 V: 9.5 kW, floor mounting with door coupling, rotary operating mechanism, Red / yellow, 4-hole mounting of the handle, without tolerance compensation, Installation dimension 190mm | 2080 | 1 | ZN | 1
3LD2122-0TK11 |  | SENTRON, switch disconnector 3LD, main switch, 3-pole, Iu: 25 A, operating power / at AC-23 A at 400 V: 9.5 kW, front-mounted , knob-operated mechanism, black, 4-hole mounting of the handle | 1110 | 1 | ZN | 1
3LD2122-0TK11-0AE1 |  | SENTRON, Switch disconnector 3LD, main switch, 3-pole, Iu: 25 A, Operating power / at AC-23 A at 400 V: 9.5 kW, floor mounting with door coupling, knob-operated mechanism, black, 4-hole mounting of the handle, non can be locked | 1320 | 1 | ZN | 8
3LD2122-0TK13 |  | SENTRON, switch disconnector 3LD, EMERGENCY-OFF switch, 3- pole, Iu: 25 A, operational power / at AC-23 A at 400 V: 9.5 kW, front-mounted , knob-operated mechanism, red/yellow, 4-hole mounting of the handle | 1110 | 1 | ZN | 1
3LD2122-1TL11 |  | SENTRON, switch disconnector 3LD, main switch, 4-pole, Iu: 25 A, operating power / at AC-23 A at 400 V: 9.5 kW, front-mounted , knob-operated mechanism, black, 4-hole mounting of the handle | 1550 | 1 | ZN | 1
3LD2122-1TL13 |  | SENTRON, switch disconnector 3LD, EMERGENCY-OFF switch, 4- pole, Iu: 25 A, operational power / at AC-23 A at 400 V: 9.5 kW, front-mounted , knob-operated mechanism, red/yellow, 4-hole mounting of the handle | 1550 | 1 | ZN | 1
3LD2122-3VK11 |  | SENTRON, switch disconnector 3LD, main switch, 6-pole, Iu: 25 A, operating power / at AC-23 A at 400 V: 9.5 kW, front-mounted , knob-operated mechanism, black, 4-hole mounting of the handle | 2590 | 1 | ZN | 1
3LD2122-3VK13 |  | SENTRON, switch disconnector 3LD, EMERGENCY-OFF switch, 6- pole, Iu: 25 A, operational power / at AC-23 A at 400 V: 9.5 kW, front-mounted , knob-operated mechanism, red/yellow, 4-hole mounting of the handle, in neutral position can be locked | 2590 | 1 | ZN | 1
3LD2123-7UK01 |  | SENTRON, Switch disconnector 3LD, change-over switch, 3-pole, Iu: 25 A, Operating power / at AC-23 A at 400 V: 9.5 kW, Front mounting, knob-operated mechanism, black, 4-hole mounting of the handle | 2360 | 1 | ZN | 1
3LD2130-0TK11 |  | SENTRON, Switch disconnector 3LD, main switch, 3-pole, Iu: 25 A, Operating power / at AC-23 A at 400 V: 9.5 kW, installation in distribution boards, knob-operated mechanism, black, handle direct at the switch | 1020 | 1 | ZN | 1
3LD2130-0TK11-0AF5 |  | SENTRON, Switch disconnector 3LD, main switch, 3-pole, Iu: 25 A, Operating power / at AC-23 A at 400 V: 9.5 kW, installation in distribution boards, knob-operated mechanism, black, handle direct at the switch | 1020 | 1 | ZN | 100
3LD2130-0TK13 |  | SENTRON, Switch disconnector 3LD, emergency switching-off switch, 3- pole, Iu: 25 A, operating power / at AC-23 A 400 V: 9.5 kW, installation in distribution boards, knob-operated mechanism, Red / yellow, handle direct at the switch | 1020 | 1 | ZN | 1
3LD2130-2EQ13-0AC1 |  | SENTRON, Switch disconnector 3LD, emergency switching-off switch, 4- pole, Iu: 25 A, operating power / at AC-23 A 400 V: 9.5 kW, installation in distribution boards, 1 NC, 1 NO, knob-operated mechanism, Red / yellow, handle direct at the switch | 1960 | 1 | ZN | 1
3LD2130-2TY13-0AC1 |  | SENTRON, Switch disconnector 3LD, emergency switching-off switch, 3- pole, Iu: 25 A, operating power / at AC-23 A 400 V: 9.5 kW, installation in distribution boards, 3 NO, knob-operated mechanism, Red / yellow, handle direct at the switch | 2100 | 1 | ZN | 1
3LD2144-0TK51 |  | SENTRON, Switch disconnector 3LD, main switch, 3-pole, Iu: 25 A, Operating power / at AC-23 A at 400 V: 9.5 kW, floor mounting with door coupling, rotary operating mechanism, black, central mounting 22.5 mm of the handle | 1960 | 1 | ZN | 1
3LD2144-0TK53 |  | SENTRON, Switch disconnector 3LD, emergency switching-off switch, 3- pole, Iu: 25 A, operating power / at AC-23 A 400 V: 9.5 kW, floor mounting with door coupling, rotary operating mechanism, Red / yellow, central mounting 22.5 mm of the handle | 1960 | 1 | ZN | 1
3LD2144-1TL51 |  | SENTRON, Switch disconnector 3LD, main switch, 4-pole, Iu: 25 A, Operating power / at AC-23 A at 400 V: 9.5 kW, floor mounting with door coupling, rotary operating mechanism, black, central mounting 22.5 mm of the handle | 2400 | 1 | ZN | 1
3LD2144-1TL53 |  | SENTRON, Switch disconnector 3LD, emergency switching-off switch, 4- pole, Iu: 25 A, operating power / at AC-23 A 400 V: 9.5 kW, floor mounting with door coupling, rotary operating mechanism, Red / yellow, central mounting 22.5 mm of the handle | 2400 | 1 | ZN | 1
3LD2148-0TK53 |  | SENTRON, Switch disconnector 3LD, emergency switching-off switch, 3- pole, Iu: 25 A, operating power / at AC-23 A 400 V: 9.5 kW, floor mounting with door coupling, rotary operating mechanism, Red / yellow, central mounting 22.5 mm of the handle, without tolerance compensation | 1960 | 1 | ZN | 1
3LD2150-0TK11 |  | SENTRON, switch disconnector 3LD, main switch, 3-pole, Iu: 25 A, operating power / at AC-23 A at 400 V: 9.5 kW, front-mounted, knob-operated mechanism, black, central fixing 22.5 mm of the handle | 1110 | 1 | ZN | 1
3LD2150-0TK13 |  | SENTRON, switch disconnector 3LD, EMERGENCY-OFF switch, 3- pole, Iu: 25 A, operational power / at AC-23 A at 400 V: 9.5 kW, front-mounted, knob-operated mechanism, red/yellow, central fixing 22.5 mm of the handle | 1110 | 1 | ZN | 1
3LD2154-0TK51 |  | SENTRON, switch disconnector 3LD, main switch, 3-pole, Iu: 25 A, operating power / at AC-23 A at 400 V: 9.5 kW, front-mounted, rotary operating mechanism, black, central fixing 22.5 mm of the handle | 1180 | 1 | ZN | 1
3LD2154-0TK53 |  | SENTRON, switch disconnector 3LD, EMERGENCY-OFF switch, 3- pole, Iu: 25 A, operational power / at AC-23 A at 400 V: 9.5 kW, front-mounted, rotary operating mechanism, red/yellow, central fixing 22.5 mm of the handle | 1180 | 1 | ZN | 1
3LD2154-1TL51 |  | SENTRON, switch disconnector 3LD, main switch, 4-pole, Iu: 25 A, operating power / at AC-23 A at 400 V: 9.5 kW, front-mounted, rotary operating mechanism, black, central fixing 22.5 mm of the handle | 1620 | 1 | ZN | 1
3LD2154-1TL53 |  | SENTRON, switch disconnector 3LD, EMERGENCY-OFF switch, 4- pole, Iu: 25 A, operational power / at AC-23 A at 400 V: 9.5 kW, front-mounted, rotary operating mechanism, red/yellow, central fixing 22.5 mm of the handle | 1620 | 1 | ZN | 1
3LD2154-1TP51 |  | SENTRON, switch disconnector 3LD, main switch, 3-pole, Iu: 25 A, operating power / at AC-23 A at 400 V: 9.5 kW, front-mounted, 1 NC, 1 NO, rotary operating mechanism, black, central fixing 22.5 mm of the handle | 1680 | 1 | ZN | 1
3LD2154-1TP53 |  | SENTRON, switch disconnector 3LD, EMERGENCY-OFF switch, 3- pole, Iu: 25 A, operational power / at AC-23 A at 400 V: 9.5 kW, front-mounted, 1 NC, 1 NO, rotary operating mechanism, red/yellow, central fixing 22.5 mm of the handle | 1680 | 1 | ZN | 1
3LD2154-2EP51 |  | SENTRON, switch disconnector 3LD, main switch, 4-pole, Iu: 25 A, operating power / at AC-23 A at 400 V: 9.5 kW, front-mounted, 1 NC, 1 NO, rotary operating mechanism, black, central fixing 22.5 mm of the handle | 2120 | 1 | ZN | 1
3LD2154-2EP53 |  | SENTRON, switch disconnector 3LD, EMERGENCY-OFF switch, 4- pole, Iu: 25 A, operational power / at AC-23 A at 400 V: 9.5 kW, front-mounted, 1 NC, 1 NO, rotary operating mechanism, red/yellow, central fixing 22.5 mm of the handle | 2120 | 1 | ZN | 1
3LD2164-0TB51 |  | SENTRON, Switch disconnector 3LD, main switch, 3-pole, Iu: 25 A, Operating power / at AC-23 A at 400 V: 9.5 kW, molded-plastic encapsulation for metric cable gland, rotary operating mechanism, black | 1700 | 1 | ZN | 1
3LD2164-0TB53 |  | SENTRON, switch disconnector 3LD, EMERGENCY-OFF switch, 3- pole, Iu: 25 A, operational power / at AC-23 A at 400 V: 9.5 kW, molded-plastic enclosure for metric cable gland, rotary operating mechanism, red/yellow | 1700 | 1 | ZN | 1
3LD2164-1GP51 |  | SENTRON, Switch disconnector 3LD, main switch, 3-pole, Iu: 25 A, Operating power / at AC-23 A at 400 V: 9.5 kW, molded-plastic encapsulation for metric screw connection, 1 NC, 1 NO, rotary operating mechanism, black | 2200 | 1 | ZN | 1
3LD2164-1GP53 |  | SENTRON, switch disconnector 3LD, EMERGENCY-OFF switch, 3- pole, Iu: 25 A, operational power / at AC-23 A at 400 V: 9.5 kW, molded-plastic enclosure for metric cable gland, 1 NC, 1 NO, rotary operating mechanism, red/yellow | 2200 | 1 | ZN | 1
3LD2164-1GS51 |  | SENTRON, Switch disconnector 3LD, main switch, 3-pole, Iu: 25 A, Operating power / at AC-23 A at 400 V: 9.5 kW, molded-plastic encapsulation for metric cable gland, 2 NO, rotary operating mechanism, black | 2260 | 1 | ZN | 1
3LD2164-1GS51-0AC3 |  | SENTRON, Switch disconnector 3LD, main switch, 3-pole, Iu: 25 A, Operating power / at AC-23 A at 400 V: 9.5 kW, molded-plastic encapsulation for metric cable gland, 4 NO, rotary operating mechanism, black, N terminal enclosed | 2780 | 1 | ZN | 1
3LD2164-1TC51 |  | SENTRON, switch disconnector 3LD, main switch, 4-pole, 25 A, operating power at AC-23 A at 400 V: 9.5 kW, molded-plastic enclosure for metric cable gland, rotary operating mechanism, black | 2140 | 1 | ZN | 1
3LD2164-1TC53 |  | SENTRON, Switch disconnector 3LD, emergency switching-off switch, 4- pole, 25 A, operating power at AC-23 A at 400 V: 9.5 kW, molded-plastic encapsulation for metric cable gland, rotary operating mechanism, red/yellow | 2140 | 1 | ZN | 1
3LD2164-2TC53-0AC4 |  | SENTRON, Switch disconnector 3LD, emergency switching-off switch, 4- pole, 25 A, operating power at AC-23 A at 400 V: 9.5 kW, molded-plastic encapsulation for metric cable gland, rotary operating mechanism, red/yellow | 2560 | 1 | ZN | 1
3LD2164-2TD51-0AE2 |  | SENTRON, Switch disconnector 3LD, main switch, 3-pole, Iu: 25 A, Operating power / at AC-23 A at 400 V: 9.5 kW, molded-plastic encapsulation for metric screw connection, 1 NC, 1 NO, rotary operating mechanism, black | 2320 | 1 | ZN | 1
3LD2164-2TD53-0AE2 |  | SENTRON, Switch disconnector 3LD, emergency switching-off switch, 3- pole, Iu: 25 A, operating power / at AC-23 A 400 V: 9.5 kW, Molded plastic encapsulation for metric cable gland, 1 NC, 1 NO, rotary operating mechanism, red/yellow | 3380 | 1 | ZN | 1
3LD2165-3VB51 |  | SENTRON, Switch disconnector 3LD, main switch, 6-pole, Iu: 25 A, Operating power / at AC-23 A at 400 V: 9.5 kW, molded-plastic encapsulation for metric cable gland, rotary operating mechanism, black | 3000 | 1 | ZN | 1
3LD2165-3VB53 |  | SENTRON, switch disconnector 3LD, EMERGENCY-OFF switch, 6- pole, Iu: 25 A, operational power / at AC-23 A at 400 V: 9.5 kW, molded-plastic enclosure for metric cable gland, rotary operating mechanism, red/yellow | 3000 | 1 | ZN | 1
3LD2165-4VD51 |  | SENTRON, Switch disconnector 3LD, main switch, 6-pole, Iu: 25 A, Operating power / at AC-23 A at 400 V: 9.5 kW, molded-plastic encapsulation for metric screw connection, 1 NC, 1 NO, rotary operating mechanism, black | 3480 | 1 | ZN | 1
3LD2165-4VD53 |  | SENTRON, switch disconnector 3LD, EMERGENCY-OFF switch, 6- pole, Iu: 25 A, operational power / at AC-23 A at 400 V: 9.5 kW, molded-plastic enclosure for metric cable gland, 1 NC, 1 NO, rotary operating mechanism, red/yellow | 3480 | 1 | ZN | 1
3LD2165-5VD51-0AE2 |  | SENTRON, Switch disconnector 3LD, main switch, 6-pole, Iu: 25 A, Operating power / at AC-23 A at 400 V: 9.5 kW, molded-plastic encapsulation for metric screw connection, 1 NC, 1 NO, rotary operating mechanism, black | 3790 | 1 | ZN | 1
3LD2165-7UB01 |  | SENTRON, Switch disconnector 3LD, change-over switch, 3-pole, Iu: 25 A, Operating power / at AC-23 A at 400 V: 9.5 kW, molded-plastic encapsulation for metric cable screw connection, knob-operated mechanism, black | 3500 | 1 | ZN | 1
3LD2203-0TK51 |  | SENTRON, switch disconnector 3LD, main switch, 3-pole, Iu: 32 A, operating power / at AC-23 A at 400 V: 11.5 kW, front-mounted, rotary operating mechanism, black, 4-hole mounting of the handle | 1390 | 1 | ZN | 1
3LD2203-0TK53 |  | SENTRON, switch disconnector 3LD, EMERGENCY-OFF switch, 3- pole, Iu: 32 A, operational power / at AC-23 A at 400 V: 11.5 kW, front-mounted, rotary operating mechanism, red/yellow, 4-hole mounting of the handle | 1390 | 1 | ZN | 1
3LD2203-1TL51 |  | SENTRON, switch disconnector 3LD, main switch, 4-pole, Iu: 32 A, operating power / at AC-23 A at 400 V: 11.5 kW, front-mounted, rotary operating mechanism, black, 4-hole mounting of the handle | 1840 | 1 | ZN | 1
3LD2203-1TL53 |  | SENTRON, switch disconnector 3LD, EMERGENCY-OFF switch, 4- pole, Iu: 32 A, operational power / at AC-23 A at 400 V: 11.5 kW, front-mounted, rotary operating mechanism, red/yellow, 4-hole mounting of the handle | 1840 | 1 | ZN | 1
3LD2203-1TP51 |  | SENTRON, switch disconnector 3LD, main switch, 3-pole, Iu: 32 A, operating power / at AC-23 A at 400 V: 11.5 kW, front-mounted, 1 NC, 1 NO, rotary operating mechanism, black, 4-hole mounting of the handle | 1890 | 1 | ZN | 1
3LD2203-1TP53 |  | SENTRON, switch disconnector 3LD, EMERGENCY-OFF switch, 3- pole, Iu: 32 A, operational power / at AC-23 A at 400 V: 11.5 kW, front-mounted, 1 NC, 1 NO, rotary operating mechanism, red/yellow, 4-hole mounting of the handle | 1890 | 1 | ZN | 1
3LD2203-3VK51 |  | SENTRON, switch disconnector 3LD, main switch, 6-pole, Iu: 32 A, operating power / at AC-23 A at 400 V: 11.5 kW, front-mounted, rotary operating mechanism, black, 4-hole mounting of the handle | 2380 | 1 | ZN | 1
3LD2203-3VK53 |  | SENTRON, switch disconnector 3LD, EMERGENCY-OFF switch, 6- pole, Iu: 32 A, operational power / at AC-23 A at 400 V: 11.5 kW, front-mounted, rotary operating mechanism, red/yellow, 4-hole mounting of the handle | 2380 | 1 | ZN | 1
3LD2210-0TK00-0AB6 |  | SENTRON, Switch disconnector 3LD, breaker, 3-pole, Iu: 32 A, Operating power / at AC- 23 A at 400 V: 11.5 kW, floor mounting with door coupling, without | 1640 | 1 | ZN | 1
3LD2213-0TK51 |  | SENTRON, Switch disconnector 3LD, main switch, 3-pole, Iu: 32 A, Operating power / at AC-23 A at 400 V: 11.5 kW, floor mounting with door coupling, rotary operating mechanism, black, 4-hole mounting of the handle | 2180 | 1 | ZN | 1
3LD2213-0TK53 |  | SENTRON, Switch disconnector 3LD, emergency switching-off switch, 3- pole, Iu: 32 A, operating power / at AC-23 A 400 V: 11.5 kW, floor mounting with door coupling, rotary operating mechanism, Red / yellow, 4-hole mounting of the handle | 2180 | 1 | ZN | 1
3LD2213-1TL51 |  | SENTRON, Switch disconnector 3LD, main switch, 4-pole, Iu: 32 A, Operating power / at AC-23 A at 400 V: 11.5 kW, floor mounting with door coupling, rotary operating mechanism, black, 4-hole mounting of the handle | 2630 | 1 | ZN | 1
3LD2213-1TL53 |  | SENTRON, Switch disconnector 3LD, emergency switching-off switch, 4- pole, Iu: 32 A, operating power / at AC-23 A 400 V: 11.5 kW, floor mounting with door coupling, rotary operating mechanism, Red / yellow, 4-hole mounting of the handle | 2630 | 1 | ZN | 1
3LD2215-0TK51 |  | SENTRON, Switch disconnector 3LD, main switch, 3-pole, Iu: 32 A, Operating power / at AC-23 A at 400 V: 11.5 kW, floor mounting with door coupling, rotary operating mechanism, black, 4-hole mounting of the handle, without tolerance compensation | 2180 | 1 | ZN | 1
3LD2215-0TK53 |  | SENTRON, Switch disconnector 3LD, emergency switching-off switch, 3- pole, Iu: 32 A, operating power / at AC-23 A 400 V: 11.5 kW, floor mounting with door coupling, rotary operating mechanism, Red / yellow, 4-hole mounting of the handle, without tolerance compensation | 2180 | 1 | ZN | 1
3LD2217-0TK11 |  | SENTRON, switch disconnector 3LD, main switch, 3-pole, Iu: 32 A, operating power / at AC-23 A at 400 V: 11.5 kW, floor mounting with door coupling, defeatable knob-operated mechanism, black, 4-hole mounting of the handle | 2340 | 1 | ZN | 1
3LD2217-0TK13 |  | SENTRON, switch disconnector 3LD, EMERGENCY OFF switch, 3-pole, Iu: 32 A, Operating power / at AC-23 A at 400 V: 11.5 kW, floor mounting with door coupling, defeatable knob-operated mechanism, red/yellow, 4-hole mounting of the handle | 2340 | 1 | ZN | 1
3LD2217-1TL11 |  | SENTRON, switch disconnector 3LD, main switch, 4-pole, Iu: 32 A, operating power / at AC-23 A at 400 V: 11.5 kW, floor mounting with door coupling, defeatable knob-operated mechanism, black, 4-hole mounting of the handle | 2780 | 1 | ZN | 1
3LD2217-1TL13 |  | SENTRON, switch disconnector 3LD, EMERGENCY OFF switch, 4-pole, Iu: 32 A, Operating power / at AC-23 A at 400 V: 11.5 kW, floor mounting with door coupling, defeatable knob-operated mechanism, red/yellow, 4-hole mounting of the handle | 2780 | 1 | ZN | 1
3LD2222-0TK11 |  | SENTRON, switch disconnector 3LD, main switch, 3-pole, Iu: 32 A, operating power / at AC-23 A at 400 V: 11.5 kW, front-mounted, knob-operated mechanism, black, 4-hole mounting of the handle | 1310 | 1 | ZN | 1
3LD2222-0TK13 |  | SENTRON, switch disconnector 3LD, EMERGENCY-OFF switch, 3- pole, Iu: 32 A, operational power / at AC-23 A at 400 V: 11.5 kW, front-mounted, knob-operated mechanism, red/yellow, 4-hole mounting of the handle | 1310 | 1 | ZN | 1
3LD2223-7UK01 |  | SENTRON, switch disconnector 3LD, changeover switch, 3-pole, Iu: 32 A, operating power / at AC-23 A at 400 V: 11.5 kW, front-mounted, knob-operated mechanism, black, 4-hole mounting of the handle | 2590 | 1 | ZN | 1
3LD2223-7UL01-0AD8 |  | SENTRON, Switch disconnector 3LD, change-over switch, 4-pole, Iu: 32 A, Operating power / at AC-23 A at 400 V: 11.5 kW, front-mounted, knob-operated mechanism, black, 4-hole mounting of the handle, in neutral position can be locked | 6330 | 1 | ZN | 1
3LD2230-0TK11 |  | SENTRON, Switch disconnector 3LD, main switch, 3-pole, Iu: 32 A, Operating power / at AC-23 A at 400 V: 11.5 kW, installation in distribution boards, knob-operated mechanism, black, handle direct at the switch | 1250 | 1 | ZN | 1
3LD2230-0TK13 |  | SENTRON, Switch disconnector 3LD, emergency switching-off switch, 3- pole, Iu: 32 A, operating power / at AC-23 A 400 V: 11.5 kW, installation in distribution boards, knob-operated mechanism, Red / yellow, handle direct at the switch | 1250 | 1 | ZN | 1
3LD2230-2EQ13-0AC1 |  | SENTRON, Switch disconnector 3LD, emergency switching-off switch, 4- pole, Iu: 32 A, operating power / at AC-23 A 400 V: 11.5 kW, installation in distribution boards, 1 NC, 1 NO, knob-operated mechanism, Red / yellow, handle direct at the switch | 2210 | 1 | ZN | 20
3LD2230-8VQ11-0AF6 |  | SENTRON, switch disconnector 3LD, DC switch, 2-pole, Iu: 32 A, operational current / at DC-21 A at 800 V: 32 A, installation in distribution boards, knob-operated mechanism, black, handle direct at the switch | 4370 | 1 | ZN | 1
3LD2244-0TK51 |  | SENTRON, Switch disconnector 3LD, main switch, 3-pole, Iu: 32 A, Operating power / at AC-23 A at 400 V: 11.5 kW, floor mounting with door coupling, rotary operating mechanism, black, central mounting 22.5 mm of the handle | 2180 | 1 | ZN | 1
3LD2244-0TK53 |  | SENTRON, Switch disconnector 3LD, emergency switching-off switch, 3- pole, Iu: 32 A, operating power / at AC-23 A 400 V: 11.5 kW, floor mounting with door coupling, rotary operating mechanism, Red / yellow, central mounting 22.5 mm of the handle | 2180 | 1 | ZN | 1
3LD2244-1TL51 |  | SENTRON, Switch disconnector 3LD, main switch, 4-pole, Iu: 32 A, Operating power / at AC-23 A at 400 V: 11.5 kW, floor mounting with door coupling, rotary operating mechanism, black, central mounting 22.5 mm of the handle | 2630 | 1 | ZN | 1
3LD2244-1TL53 |  | SENTRON, Switch disconnector 3LD, emergency switching-off switch, 4- pole, Iu: 32 A, operating power / at AC-23 A 400 V: 11.5 kW, floor mounting with door coupling, rotary operating mechanism, Red / yellow, central mounting 22.5 mm of the handle | 2630 | 1 | ZN | 1
3LD2248-0TK51 |  | SENTRON, Switch disconnector 3LD, main switch, 3-pole, Iu: 32 A, Operating power / at AC-23 A at 400 V: 11.5 kW, floor mounting with door coupling, rotary operating mechanism, black, central mounting 22.5 mm of the handle, without tolerance compensation | 2180 | 1 | ZN | 1
3LD2248-0TK53 |  | SENTRON, Switch disconnector 3LD, emergency switching-off switch, 3- pole, Iu: 32 A, operating power / at AC-23 A 400 V: 11.5 kW, floor mounting with door coupling, rotary operating mechanism, Red / yellow, central mounting 22.5 mm of the handle, without tolerance compensation | 2180 | 1 | ZN | 1
3LD2250-0TK11 |  | SENTRON, switch disconnector 3LD, main switch, 3-pole, Iu: 32 A, operating power / at AC-23 A at 400 V: 11.5 kW, front-mounted, knob-operated mechanism, black, central fixing 22.5 mm of the handle | 1310 | 1 | ZN | 1
3LD2250-0TK13 |  | SENTRON, switch disconnector 3LD, EMERGENCY-OFF switch, 3- pole, Iu: 32 A, operational power / at AC-23 A at 400 V: 11.5 kW, front-mounted, knob-operated mechanism, red/yellow, central fixing 22.5 mm of the handle | 1310 | 1 | ZN | 1
3LD2254-0TK51 |  | SENTRON, switch disconnector 3LD, main switch, 3-pole, Iu: 32 A, operating power / at AC-23 A at 400 V: 11.5 kW, front-mounted, rotary operating mechanism, black, central fixing 22.5 mm of the handle | 1390 | 1 | ZN | 1
3LD2254-0TK53 |  | SENTRON, switch disconnector 3LD, EMERGENCY-OFF switch, 3- pole, Iu: 32 A, operational power / at AC-23 A at 400 V: 11.5 kW, front-mounted, rotary operating mechanism, red/yellow, central fixing 22.5 mm of the handle | 1390 | 1 | ZN | 1
3LD2254-1TL51 |  | SENTRON, switch disconnector 3LD, main switch, 4-pole, Iu: 32 A, operating power / at AC-23 A at 400 V: 11.5 kW, front-mounted, rotary operating mechanism, black, central fixing 22.5 mm of the handle | 1840 | 1 | ZN | 1
3LD2254-1TL53 |  | SENTRON, switch disconnector 3LD, EMERGENCY-OFF switch, 4- pole, Iu: 32 A, operational power / at AC-23 A at 400 V: 11.5 kW, front-mounted, rotary operating mechanism, red/yellow, central fixing 22.5 mm of the handle | 1840 | 1 | ZN | 1
3LD2264-0TB51 |  | SENTRON, Switch disconnector 3LD, main switch, 3-pole, Iu: 32 A, Operating power / at AC-23 A at 400 V: 11.5 kW, molded-plastic encapsulation for metric cable gland, rotary operating mechanism, black | 2010 | 1 | ZN | 1
3LD2264-0TB53 |  | SENTRON, Switch disconnector 3LD, emergency switching-off switch, 3- pole, Iu: 32 A, operating power / at AC-23 A 400 V: 11.5 kW, molded-plastic encapsulation for metric cable gland, rotary operating mechanism, red/yellow | 2010 | 1 | ZN | 1
3LD2264-1GP51 |  | SENTRON, Switch disconnector 3LD, main switch, 3-pole, Iu: 32 A, Operating power / at AC-23 A at 400 V: 11.5 kW, molded-plastic encapsulation for metric screw connection, 1 NC, 1 NO, rotary operating mechanism, black | 2510 | 1 | ZN | 1
3LD2264-1GP53 |  | SENTRON, Switch disconnector 3LD, emergency switching-off switch, 3- pole, Iu: 32 A, operating power / at AC-23 A 400 V: 11.5 kW, molded-plastic encapsulation for metric screw connection, 1 NC, 1 NO, rotary operating mechanism, red/yellow | 2510 | 1 | ZN | 1
3LD2264-1TC51 |  | SENTRON, switch disconnector 3LD, main switch, 4-pole, 32 A, operating power at AC-23 A at 400 V: 11.5 kW, molded-plastic enclosure for metric cable gland, rotary operating mechanism, black | 2440 | 1 | ZN | 1
3LD2264-1TC53 |  | SENTRON, Switch disconnector 3LD, emergency switching-off switch, 4- pole, 32 A, operating power at AC-23 A at 400 V: 11.5 kW, molded-plastic encapsulation for metric cable gland, rotary operating mechanism, red/yellow | 2440 | 1 | ZN | 1
3LD2264-2ES51-0AD6 |  | SENTRON, Switch disconnector 3LD, main switch, 4-pole, Iu: 32 A, Operating power / at AC-23 A at 400 V: 11.5 kW, molded-plastic encapsulation for metric cable gland, 2 NO, rotary operating mechanism, black, PE terminal (green/yellow) enclosed | 3890 | 1 | ZN | 1
3LD2264-2TD51-0AE2 |  | SENTRON, Switch disconnector 3LD, main switch, 3-pole, Iu: 32 A, Operating power / at AC-23 A at 400 V: 11.5 kW, molded-plastic encapsulation for metric screw connection, 1 NC, 1 NO, rotary operating mechanism, black | 2780 | 1 | ZN | 1
3LD2264-2TV51 |  | SENTRON, Switch disconnector 3LD, main switch, 4-pole, Iu: 32 A, Operating power / at AC-23 A at 400 V: 11.5 kW, molded-plastic encapsulation for metric cable gland, rotary operating mechanism, black | 2590 | 1 | ZN | 1
3LD2265-3VB51 |  | SENTRON, Switch disconnector 3LD, main switch, 6-pole, Iu: 32 A, Operating power / at AC-23 A at 400 V: 11.5 kW, molded-plastic encapsulation for metric cable gland, rotary operating mechanism, black | 3430 | 1 | ZN | 1
3LD2265-3VB53 |  | SENTRON, Switch disconnector 3LD, emergency switching-off switch, 6- pole, Iu: 32 A, operating power / at AC-23 A 400 V: 11.5 kW, molded-plastic encapsulation for metric cable gland, rotary operating mechanism, red/yellow | 3430 | 1 | ZN | 1
3LD2265-4VD51 |  | SENTRON, Switch disconnector 3LD, main switch, 6-pole, Iu: 32 A, Operating power / at AC-23 A at 400 V: 11.5 kW, molded-plastic encapsulation for metric screw connection, 1 NC, 1 NO, rotary operating mechanism, black | 3940 | 1 | ZN | 1
3LD2265-4VD53 |  | SENTRON, Switch disconnector 3LD, emergency switching-off switch, 6- pole, Iu: 32 A, operating power / at AC-23 A 400 V: 11.5 kW, molded-plastic encapsulation for metric screw connection, 1 NC, 1 NO, rotary operating mechanism, red/yellow | 3940 | 1 | ZN | 1
3LD2265-5VD51-0AE2 |  | SENTRON, Switch disconnector 3LD, main switch, 6-pole, Iu: 32 A, Operating power / at AC-23 A at 400 V: 11.5 kW, molded-plastic encapsulation for metric screw connection, 1 NC, 1 NO, rotary operating mechanism, black | 4590 | 1 | ZN | 10
3LD2265-7UB01 |  | SENTRON, Switch disconnector 3LD, change-over switch, 3-pole, Iu: 32 A, Operating power / at AC-23 A at 400 V: 11.5 kW, molded-plastic encapsulation for metric cable screw connection, knob-operated mechanism, black | 3940 | 1 | ZN | 1
3LD2265-7UL01-0AD8 |  | SENTRON, Switch disconnector 3LD, change-over switch, 4-pole, Iu: 32 A, Operating power / at AC-23 A at 400 V: 11.5 kW, molded-plastic encapsulation for metric cable screw connection, knob-operated mechanism, black | 9420 | 1 | ZN | 1
3LD2265-7UL01-0AE5 |  | SENTRON, Switch disconnector 3LD, change-over switch, 4-pole, Iu: 32 A, Operating power / at AC-23 A at 400 V: 11.5 kW, molded-plastic encapsulation for metric cable screw connection, knob-operated mechanism, black | 9060 | 1 | ZN | 1
3LD2265-8VQ51-0AF6 |  | SENTRON, switch disconnector 3LD, DC switch, 2-pole, Iu: 32 A, operational current / at DC-21 A at 800 V: 32 A, molded-plastic enclosure for metric cable gland, rotary operating mechanism, black | 6160 | 1 | ZN | 1
3LD2265-8VQ53-0AF6 |  | SENTRON, switch disconnector 3LD, DC switch, 2-pole, Iu: 32 A, operational current / at DC-21 A at 800 V: 32 A, molded-plastic enclosure for metric cable gland, rotary operating mechanism, red/yellow | 6160 | 1 | ZN | 1
3LD2305-0TK11 |  | SENTRON, switch disconnector 3LD, main switch, 3-pole, Iu: 160 A, operating power / at AC-23 A at 400 V: 75 kW, front-mounted, knob-operated mechanism, black, 4-hole mounting of the handle | 11300 | 1 | ZN | 1
3LD2305-0TK13 |  | SENTRON, switch disconnector 3LD, EMERGENCY-OFF switch, 3- pole, Iu: 160 A, operational power / at AC-23 A at 400 V: 75 kW, front-mounted, knob-operated mechanism, red/yellow, 4-hole mounting of the handle | 11300 | 1 | ZN | 1
3LD2305-1TL11 |  | SENTRON, switch disconnector 3LD, main switch, 4-pole, Iu: 160 A, operating power / at AC-23 A at 400 V: 75 kW, front-mounted, knob-operated mechanism, black, 4-hole mounting of the handle | 13700 | 1 | ZN | 1
3LD2305-1TL13 |  | SENTRON, switch disconnector 3LD, EMERGENCY-OFF switch, 4- pole, Iu: 160 A, operational power / at AC-23 A at 400 V: 75 kW, front-mounted, knob-operated mechanism, red/yellow, 4-hole mounting of the handle | 13700 | 1 | ZN | 1
3LD2305-3VK11 |  | SENTRON, switch disconnector 3LD, main switch, 6-pole, Iu: 160 A, operating power / at AC-23 A at 400 V: 75 kW, front-mounted, knob-operated mechanism, black, 4-hole mounting of the handle | 25100 | 1 | ZN | 1
3LD2305-3VK13 |  | SENTRON, switch disconnector 3LD, EMERGENCY-OFF switch, 6- pole, Iu: 160 A, operational power / at AC-23 A at 400 V: 75 kW, front-mounted, knob-operated mechanism, red/yellow, 4-hole mounting of the handle | 25100 | 1 | ZN | 1
3LD2305-7UK01 |  | SENTRON, switch disconnector 3LD, changeover switch, 3-pole, Iu: 160 A, operating power / at AC-23 A at 400 V: 75 kW, front-mounted, knob-operated mechanism, black, 4-hole mounting of the handle | 32900 | 1 | ZN | 1
3LD2305-7UL01 |  | SENTRON, switch disconnector 3LD, changeover switch, 4-pole, Iu: 160 A, operating power / at AC-23 A at 400 V: 75 kW, front-mounted, knob-operated mechanism, black, 4-hole mounting of the handle | 37900 | 1 | ZN | 1
3LD2318-0TK11 |  | SENTRON, switch disconnector 3LD, main switch, 3-pole, Iu: 160 A, operating performance / at AC-23 A at 400 V: 75 kW, floor mounting with door coupling, knob-operated mechanism, black, 4-hole mounting of the handle, | 12500 | 1 | ZN | 1
3LD2318-0TK13 |  | SENTRON, Switch disconnector 3LD, emergency switching-off switch, 3- pole, Iu: 160 A, operating power / at AC-23 A 400 V: 75 kW, floor mounting with door coupling, knob-operated mechanism, red/yellow, 4-hole mounting of the handle | 12500 | 1 | ZN | 1
3LD2318-1TL11 |  | SENTRON, Switch disconnector 3LD, main switch, 4-pole, Iu: 160 A, Operating power / at AC-23 A at 400 V: 75 kW, floor mounting with door coupling, knob-operated mechanism, black, 4-hole mounting of the handle | 14900 | 1 | ZN | 1
3LD2318-1TL13 |  | SENTRON, Switch disconnector 3LD, emergency switching-off switch, 4- pole, Iu: 160 A, operating power / at AC-23 A 400 V: 75 kW, floor mounting with door coupling, knob-operated mechanism, red/yellow, 4-hole mounting of the handle | 14900 | 1 | ZN | 1
3LD2318-3VK11 |  | SENTRON, Switch disconnector 3LD, main switch, 6-pole, Iu: 160 A, Operating power / at AC-23 A at 400 V: 75 kW, floor mounting with door coupling, knob-operated mechanism, black, 4-hole mounting of the handle | 26600 | 1 | ZN | 1
3LD2318-3VK13 |  | SENTRON, Switch disconnector 3LD, emergency switching-off switch, 6- pole, Iu: 160 A, operating power / at AC-23 A 400 V: 75 kW, floor mounting with door coupling, knob-operated mechanism, red/yellow, 4-hole mounting of the handle | 26600 | 1 | ZN | 1
3LD2318-7UK01 |  | SENTRON, Switch disconnector 3LD, change-over switch, 3-pole, Iu: 160 A, Operating power / at AC-23 A at 400 V: 75 kW, floor mounting with door coupling, knob-operated mechanism, black, 4-hole mounting of the handle | 34300 | 1 | ZN | 1
3LD2318-7UL01 |  | SENTRON, switch disconnector 3LD, change-over switch, 4-pole, Iu: 160 A, operating performance / at AC-23 A at 400 V: 75 kW, floor mounting with door coupling, knob-operated mechanism, black, 4-hole mounting of the handle | 38400 | 1 | ZN | 1
3LD2330-0TK11 |  | SENTRON, switch disconnector 3LD, main switch, 3-pole, Iu: 160 A, operating performance / at AC-23 A at 400 V: 75 kW, installation in distribution boards, knob-operated mechanism, black, handle direct at the switch | 11100 | 1 | ZN | 1
3LD2330-0TK13 |  | SENTRON, switch disconnector 3LD, emergency switching-off switch, 3- pole, Iu: 160 A, operating performance / at AC-23 A at 400 V: 75 kW, installation in distribution boards, knob-operated mechanism, red/yellow, handle direct at the switch | 11100 | 1 | ZN | 1
3LD2405-0TK11 |  | SENTRON, switch disconnector 3LD, main switch, 3-pole, Iu=250 A, operating power / at AC-23 A at 400 V: 132 kW, front-mounted, knob-operated mechanism, black, 4-hole mounting of the handle | 13700 | 1 | ZN | 1
3LD2405-0TK13 |  | SENTRON, switch disconnector 3LD, EMERGENCY-OFF switch, 3- pole, Iu=250 A, operational power / at AC-23 A at 400 V: 132 kW, front-mounted, knob-operated mechanism, red/yellow, 4-hole mounting of the handle | 13700 | 1 | ZN | 1
3LD2405-1TL11 |  | SENTRON, switch disconnector 3LD, main switch, 4-pole, Iu=250 A, operating power / at AC-23 A at 400 V: 132 kW, front-mounted, knob-operated mechanism, black, 4-hole mounting of the handle | 16100 | 1 | ZN | 1
3LD2405-1TL13 |  | SENTRON, switch disconnector 3LD, EMERGENCY-OFF switch, 4- pole, Iu=250 A, operational power / at AC-23 A at 400 V: 132 kW, front-mounted, knob-operated mechanism, red/yellow, 4-hole mounting of the handle | 16100 | 1 | ZN | 1
3LD2405-3VK11 |  | SENTRON, switch disconnector 3LD, main switch, 6-pole, Iu=250 A, operating power / at AC-23 A at 400 V: 132 kW, front-mounted, knob-operated mechanism, black, 4-hole mounting of the handle | 30200 | 1 | ZN | 1
3LD2405-3VK13 |  | SENTRON, switch disconnector 3LD, EMERGENCY-OFF switch, 6- pole, Iu=250 A, operational power / at AC-23 A at 400 V: 132 kW, front-mounted, knob-operated mechanism, red/yellow, 4-hole mounting of the handle | 30200 | 1 | ZN | 1
3LD2405-7UK01 |  | SENTRON, switch disconnector 3LD, changeover switch, 3-pole, Iu = 250 A, operating power / at AC-23 A at 400 V: 132 kW, front-mounted, knob-operated mechanism, black, 4-hole mounting of the handle | 39100 | 1 | ZN | 1
3LD2405-7UL01 |  | SENTRON, switch disconnector 3LD, changeover switch, 4-pole, Iu = 250 A, operating power / at AC-23 A at 400 V: 132 kW, front-mounted, knob-operated mechanism, black, 4-hole mounting of the handle | 44700 | 1 | ZN | 1
3LD2418-0TK11 |  | SENTRON, Switch disconnector 3LD, main switch, 3-pole, Iu=250 A, Operating power / at AC-23 A at 400 V: 132 kW, floor mounting with door coupling, knob-operated mechanism, black, 4-hole mounting of the handle | 15100 | 1 | ZN | 1
3LD2418-0TK13 |  | SENTRON, Switch disconnector 3LD, emergency switching-off switch, 3- pole, Iu=250 A, operating power / at AC-23 A 400 V: 132 kW, floor mounting with door coupling, knob-operated mechanism, red/yellow, 4-hole mounting of the handle | 15100 | 1 | ZN | 1
3LD2418-1TL11 |  | SENTRON, Switch disconnector 3LD, main switch, 4-pole, Iu=250 A, Operating power / at AC-23 A at 400 V: 132 kW, floor mounting with door coupling, knob-operated mechanism, black, 4-hole mounting of the handle | 17500 | 1 | ZN | 1
3LD2418-1TL13 |  | SENTRON, Switch disconnector 3LD, emergency switching-off switch, 4- pole, Iu=250 A, operating power / at AC-23 A 400 V: 132 kW, floor mounting with door coupling, knob-operated mechanism, red/yellow, 4-hole mounting of the handle | 17500 | 1 | ZN | 1
3LD2418-3VK11 |  | SENTRON, Switch disconnector 3LD, main switch, 6-pole, Iu=250 A, Operating power / at AC-23 A at 400 V: 132 kW, floor mounting with door coupling, knob-operated mechanism, black, 4-hole mounting of the handle | 31600 | 1 | ZN | 1
3LD2418-3VK13 |  | SENTRON, Switch disconnector 3LD, emergency switching-off switch, 6- pole, Iu=250 A, operating power / at AC-23 A 400 V: 132 kW, floor mounting with door coupling, knob-operated mechanism, red/yellow, 4-hole mounting of the handle | 31600 | 1 | ZN | 1
3LD2418-7UK01 |  | SENTRON, Switch disconnector 3LD, change-over switch, 3-pole, Iu = 250 A, Operating power / at AC-23 A at 400 V: 132 kW, floor mounting with door coupling, knob-operated mechanism, black, 4-hole mounting of the handle | 41100 | 1 | ZN | 1
3LD2418-7UL01 |  | SENTRON, Switch disconnector 3LD, change-over switch, 4-pole, Iu = 250 A, Operating power / at AC-23 A at 400 V: 132 kW, floor mounting with door coupling, knob-operated mechanism, black, 4-hole mounting of the handle | 45200 | 1 | ZN | 1
3LD2430-0TK11 |  | SENTRON, Switch disconnector 3LD, main switch, 3-pole, Iu=250 A, Operating power / at AC-23 A at 400 V: 132 kW, installation in distribution boards, knob-operated mechanism, black, handle direct at the switch | 13600 | 1 | ZN | 1
3LD2430-0TK13 |  | SENTRON, Switch disconnector 3LD, emergency switching-off switch, 3- pole, Iu=250 A, operating power / at AC-23 A 400 V: 132 kW, installation in distribution boards, knob-operated mechanism, Red / yellow, handle direct at the switch | 13600 | 1 | ZN | 1
3LD2504-0TK51 |  | SENTRON, switch disconnector 3LD, main switch, 3-pole, Iu: 63 A, operating power / at AC-23 A at 400 V: 22 kW, front-mounted, rotary operating mechanism, black, 4-hole mounting of the handle | 2270 | 1 | ZN | 1
3LD2504-0TK53 |  | SENTRON, switch disconnector 3LD, EMERGENCY-OFF switch, 3- pole, Iu: 63 A, operational power / at AC-23 A at 400 V: 22 kW, front-mounted, rotary operating mechanism, red/yellow, 4-hole mounting of the handle | 2270 | 1 | ZN | 1
3LD2504-1TD51 |  | SENTRON, switch disconnector 3LD, main switch, 4-pole, Iu: 63 A, operating power / at AC-23 A at 400 V: 22 kW, front-mounted, 1 NC, 1 NO, rotary operating mechanism, black, 4-hole mounting of the handle | 3480 | 1 | ZN | 1
3LD2504-1TL51 |  | SENTRON, switch disconnector 3LD, main switch, 4-pole, Iu: 63 A, operating power / at AC-23 A at 400 V: 22 kW, front-mounted, rotary operating mechanism, black, 4-hole mounting of the handle | 3000 | 1 | ZN | 1
3LD2504-1TL53 |  | SENTRON, switch disconnector 3LD, EMERGENCY-OFF switch, 4- pole, Iu: 63 A, operational power / at AC-23 A at 400 V: 22 kW, front-mounted, rotary operating mechanism, red/yellow, 4-hole mounting of the handle | 3000 | 1 | ZN | 1
3LD2504-1TP51 |  | SENTRON, switch disconnector 3LD, main switch, 3-pole, Iu: 63 A, operating power / at AC-23 A at 400 V: 22 kW, front-mounted, 1 NC, 1 NO, rotary operating mechanism, black, 4-hole mounting of the handle | 2780 | 1 | ZN | 1
3LD2504-1TP53 |  | SENTRON, switch disconnector 3LD, EMERGENCY-OFF switch, 3- pole, Iu: 63 A, operational power / at AC-23 A at 400 V: 22 kW, front-mounted, 1 NC, 1 NO, rotary operating mechanism, red/yellow, 4-hole mounting of the handle | 2780 | 1 | ZN | 1
3LD2504-3VK51 |  | SENTRON, switch disconnector 3LD, main switch, 6-pole, Iu: 63 A, operating power / at AC-23 A at 400 V: 22 kW, front-mounted, rotary operating mechanism, black, 4-hole mounting of the handle | 3580 | 1 | ZN | 1
3LD2504-3VK53 |  | SENTRON, switch disconnector 3LD, EMERGENCY-OFF switch, 6- pole, Iu: 63 A, operational power / at AC-23 A at 400 V: 22 kW, front-mounted, rotary operating mechanism, red/yellow, 4-hole mounting of the handle | 3580 | 1 | ZN | 1
3LD2513-0TK53 |  | SENTRON, Switch disconnector 3LD, emergency switching-off switch, 3- pole, Iu: 63 A, operating power / at AC-23 A 400 V: 22 kW, floor mounting with door coupling, rotary operating mechanism, Red / yellow, 4-hole mounting of the handle | 2540 | 1 | ZN | 1
3LD2514-0TK51 |  | SENTRON, Switch disconnector 3LD, main switch, 3-pole, Iu: 63 A, Operating power / at AC-23 A at 400 V: 22 kW, floor mounting with door coupling, rotary operating mechanism, black, 4-hole mounting of the handle | 2780 | 1 | ZN | 1
3LD2514-0TK53 |  | SENTRON, Switch disconnector 3LD, emergency switching-off switch, 3- pole, Iu: 63 A, operating power / at AC-23 A 400 V: 22 kW, floor mounting with door coupling, rotary operating mechanism, Red / yellow, 4-hole mounting of the handle | 2780 | 1 | ZN | 1
3LD2514-1TL51 |  | SENTRON, Switch disconnector 3LD, main switch, 4-pole, Iu: 63 A, Operating power / at AC-23 A at 400 V: 22 kW, floor mounting with door coupling, rotary operating mechanism, black, 4-hole mounting of the handle | 3480 | 1 | ZN | 1
3LD2514-1TL53 |  | SENTRON, Switch disconnector 3LD, emergency switching-off switch, 4- pole, Iu: 63 A, operating power / at AC-23 A 400 V: 22 kW, floor mounting with door coupling, rotary operating mechanism, Red / yellow, 4-hole mounting of the handle | 3480 | 1 | ZN | 1
3LD2515-0TK51 |  | SENTRON, Switch disconnector 3LD, main switch, 3-pole, Iu: 63 A, Operating power / at AC-23 A at 400 V: 22 kW, floor mounting with door coupling, rotary operating mechanism, black, 4-hole mounting of the handle, without tolerance compensation | 2780 | 1 | ZN | 1
3LD2515-0TK53 |  | SENTRON, Switch disconnector 3LD, emergency switching-off switch, 3- pole, Iu: 63 A, operating power / at AC-23 A 400 V: 22 kW, floor mounting with door coupling, rotary operating mechanism, Red / yellow, 4-hole mounting of the handle, without tolerance compensation | 2780 | 1 | ZN | 1
3LD2517-0TK11 |  | SENTRON, switch disconnector 3LD, main switch, 3-pole, Iu: 63 A, operating power / at AC-23 A at 400 V: 22 kW, floor mounting with door coupling, defeatable knob-operated mechanism, black, 4-hole mounting of the handle | 3380 | 1 | ZN | 1
3LD2517-0TK13 |  | SENTRON, switch disconnector 3LD, EMERGENCY OFF switch, 3-pole, Iu: 63 A, Operating power / at AC-23 A at 400 V: 22 kW, floor mounting with door coupling, defeatable knob-operated mechanism, red/yellow, 4-hole mounting of the handle | 3380 | 1 | ZN | 1
3LD2517-1TL11 |  | SENTRON, switch disconnector 3LD, main switch, 4-pole, Iu: 63 A, operating power / at AC-23 A at 400 V: 22 kW, floor mounting with door coupling, defeatable knob-operated mechanism, black, 4-hole mounting of the handle | 4080 | 1 | ZN | 1
3LD2517-1TL13 |  | SENTRON, switch disconnector 3LD, EMERGENCY OFF switch, 4-pole, Iu: 63 A, Operating power / at AC-23 A at 400 V: 22 kW, floor mounting with door coupling, defeatable knob-operated mechanism, red/yellow, 4-hole mounting of the handle | 4080 | 1 | ZN | 1
3LD2524-7UK01 |  | SENTRON, switch disconnector 3LD, changeover switch, 3-pole, Iu: 63 A, operating power / at AC-23 A at 400 V: 22 kW, front-mounted, knob-operated mechanism, black, 4-hole mounting of the handle | 4280 | 1 | ZN | 1
3LD2524-7UL01-0AD8 |  | SENTRON, Switch disconnector 3LD, change-over switch, 4-pole, Iu: 63 A, Operating power / at AC-23 A at 400 V: 22 kW, front-mounted, knob-operated mechanism, black, 4-hole mounting of the handle | 9330 | 1 | ZN | 1
3LD2530-0TK11 |  | SENTRON, Switch disconnector 3LD, main switch, 3-pole, Iu: 63 A, Operating power / at AC-23 A at 400 V: 22 kW, installation in distribution boards, knob-operated mechanism, black, handle direct at the switch | 2090 | 1 | ZN | 1
3LD2530-0TK13 |  | SENTRON, Switch disconnector 3LD, emergency switching-off switch, 3- pole, Iu: 63 A, operating power / at AC-23 A 400 V: 22 kW, installation in distribution boards, knob-operated mechanism, Red / yellow, handle direct at the switch | 2090 | 1 | ZN | 1
3LD2545-0TK51 |  | SENTRON, Switch disconnector 3LD, main switch, 3-pole, Iu: 63 A, Operating power / at AC-23 A at 400 V: 22 kW, floor mounting with door coupling, rotary operating mechanism, black, central mounting 22.5 mm of the handle | 3020 | 1 | ZN | 1
3LD2545-0TK53 |  | SENTRON, Switch disconnector 3LD, emergency switching-off switch, 3- pole, Iu: 63 A, operating power / at AC-23 A 400 V: 22 kW, floor mounting with door coupling, rotary operating mechanism, Red / yellow, central mounting 22.5 mm of the handle | 3020 | 1 | ZN | 1
3LD2545-1TL53 |  | SENTRON, Switch disconnector 3LD, emergency switching-off switch, 4- pole, Iu: 63 A, operating power / at AC-23 A 400 V: 22 kW, floor mounting with door coupling, rotary operating mechanism, Red / yellow, central mounting 22.5 mm of the handle | 3740 | 1 | ZN | 1
3LD2548-0TK53 |  | SENTRON, Switch disconnector 3LD, emergency switching-off switch, 3- pole, Iu: 63 A, operating power / at AC-23 A 400 V: 22 kW, floor mounting with door coupling, rotary operating mechanism, Red / yellow, central mounting 22.5 mm of the handle, without tolerance compensation | 3020 | 1 | ZN | 1
3LD2548-0TK53-0AB3 |  | SENTRON, Switch disconnector 3LD, emergency switching-off switch, 3- pole, Iu: 63 A, operating power / at AC-23 A 400 V: 22 kW, floor mounting with door coupling, rotary operating mechanism, Red / yellow, central mounting 22.5 mm of the handle, without tolerance compensation | 3120 | 1 | ZN | 1
3LD2555-0TK51 |  | SENTRON, switch disconnector 3LD, main switch, 3-pole, Iu: 63 A, operating power / at AC-23 A at 400 V: 22 kW, front-mounted, rotary operating mechanism, black, central fixing 22.5 mm of the handle | 2270 | 1 | ZN | 1
3LD2555-0TK53 |  | SENTRON, switch disconnector 3LD, EMERGENCY-OFF switch, 3- pole, Iu: 63 A, operational power / at AC-23 A at 400 V: 22 kW, front-mounted, rotary operating mechanism, red/yellow, central fixing 22.5 mm of the handle | 2270 | 1 | ZN | 1
3LD2555-1TP00-0AE8 |  | SENTRON, switch disconnector 3LD, breaker, 3-pole, Iu: 63 A, operating power / at AC-23 A at 400 V: 22 kW, front-mounted, 1 NC, 1 NO, without, central fixing 22.5 mm of the handle | 2750 | 1 | ZN | 10
3LD2565-0TB51 |  | SENTRON, Switch disconnector 3LD, main switch, 3-pole, Iu: 63 A, Operating power / at AC-23 A at 400 V: 22 kW, molded-plastic encapsulation for metric cable gland, rotary operating mechanism, black | 3330 | 1 | ZN | 1
3LD2565-0TB53 |  | SENTRON, switch disconnector 3LD, EMERGENCY-OFF switch, 3- pole, Iu: 63 A, operational power / at AC-23 A at 400 V: 22 kW, molded-plastic enclosure for metric cable gland, rotary operating mechanism, red/yellow | 3330 | 1 | ZN | 1
3LD2565-1GP51 |  | SENTRON, Switch disconnector 3LD, main switch, 3-pole, Iu: 63 A, Operating power / at AC-23 A at 400 V: 22 kW, molded-plastic encapsulation for metric screw connection, 1 NC, 1 NO, rotary operating mechanism, black | 3870 | 1 | ZN | 1
3LD2565-1GP53 |  | SENTRON, switch disconnector 3LD, EMERGENCY-OFF switch, 3- pole, Iu: 63 A, operational power / at AC-23 A at 400 V: 22 kW, molded-plastic enclosure for metric cable gland, 1 NC, 1 NO, rotary operating mechanism, red/yellow | 3870 | 1 | ZN | 1
3LD2565-1TC51 |  | SENTRON, switch disconnector 3LD, main switch, 4-pole, 63 A, operating power at AC-23 A at 400 V: 22 kW, molded-plastic enclosure for metric cable gland, rotary operating mechanism, black | 4060 | 1 | ZN | 1
3LD2565-1TC53 |  | SENTRON, Switch disconnector 3LD, emergency switching-off switch, 4- pole, 63 A, operating power at AC-23 A at 400 V: 22 kW, molded-plastic encapsulation for metric cable gland, rotary operating mechanism, red/yellow | 4060 | 1 | ZN | 1
3LD2565-2TB53-0AB1 |  | SENTRON, Switch disconnector 3LD, emergency switching-off switch, 3- pole, Iu: 63 A, operating power / at AC-23 A 400 V: 22 kW, Molded plastic encapsulation for metric cable gland, rotary operating mechanism, red/yellow | 4470 | 1 | ZN | 1
3LD2565-2TC53-0AC4 |  | SENTRON, Switch disconnector 3LD, emergency switching-off switch, 4- pole, 63 A, operating power at AC-23 A at 400 V: 22 kW, molded-plastic encapsulation for metric cable gland, rotary operating mechanism, red/yellow | 4900 | 1 | ZN | 1
3LD2565-2TD51-0AE2 |  | SENTRON, Switch disconnector 3LD, main switch, 3-pole, Iu: 63 A, Operating power / at AC-23 A at 400 V: 22 kW, molded-plastic encapsulation for metric screw connection, 1 NC, 1 NO, rotary operating mechanism, black | 6090 | 1 | ZN | 10
3LD2565-2TD53-0AE2 |  | SENTRON, Switch disconnector 3LD, emergency switching-off switch, 3- pole, Iu: 63 A, operating power / at AC-23 A 400 V: 22 kW, Molded plastic encapsulation for metric cable gland, 1 NC, 1 NO, rotary operating mechanism, red/yellow | 6090 | 1 | ZN | 10
3LD2566-3VB51 |  | SENTRON, Switch disconnector 3LD, main switch, 6-pole, Iu: 63 A, Operating power / at AC-23 A at 400 V: 22 kW, molded-plastic encapsulation for metric cable gland, rotary operating mechanism, black | 7180 | 1 | ZN | 1
3LD2566-3VB53 |  | SENTRON, switch disconnector 3LD, EMERGENCY-OFF switch, 6- pole, Iu: 63 A, operational power / at AC-23 A at 400 V: 22 kW, molded-plastic enclosure for metric cable gland, rotary operating mechanism, red/yellow | 7180 | 1 | ZN | 1
3LD2566-4VD51 |  | SENTRON, Switch disconnector 3LD, main switch, 6-pole, Iu: 63 A, Operating power / at AC-23 A at 400 V: 22 kW, molded-plastic encapsulation for metric screw connection, 1 NC, 1 NO, rotary operating mechanism, black | 7680 | 1 | ZN | 1
3LD2566-4VD53 |  | SENTRON, switch disconnector 3LD, EMERGENCY-OFF switch, 6- pole, Iu: 63 A, operational power / at AC-23 A at 400 V: 22 kW, molded-plastic enclosure for metric cable gland, 1 NC, 1 NO, rotary operating mechanism, red/yellow | 7680 | 1 | ZN | 1
3LD2566-5VD51-0AE2 |  | SENTRON, Switch disconnector 3LD, main switch, 6-pole, Iu: 63 A, Operating power / at AC-23 A at 400 V: 22 kW, molded-plastic encapsulation for metric screw connection, 1 NC, 1 NO, rotary operating mechanism, black | 12800 | 1 | ZN | 10
3LD2566-7UB01 |  | SENTRON, Switch disconnector 3LD, change-over switch, 3-pole, Iu: 63 A, Operating power / at AC-23 A at 400 V: 22 kW, molded-plastic encapsulation for metric cable screw connection, knob-operated mechanism, black | 8650 | 1 | ZN | 1
3LD2704-0TK51 |  | SENTRON, switch disconnector 3LD, main switch, 3-pole, Iu: 100 A, operating power / at AC-23 A at 400 V: 37 kW, front-mounted, rotary operating mechanism, black, 4-hole mounting of the handle | 3480 | 1 | ZN | 1
3LD2704-0TK53 |  | SENTRON, switch disconnector 3LD, EMERGENCY-OFF switch, 3- pole, Iu: 100 A, operational power / at AC-23 A at 400 V: 37 kW, front-mounted, rotary operating mechanism, red/yellow, 4-hole mounting of the handle | 3480 | 1 | ZN | 1
3LD2704-1TP51 |  | SENTRON, switch disconnector 3LD, main switch, 3-pole, Iu: 100 A, operating power / at AC-23 A at 400 V: 37 kW, front-mounted, 1 NC, 1 NO, rotary operating mechanism, black, 4-hole mounting of the handle | 3990 | 1 | ZN | 1
3LD2704-1TP53 |  | SENTRON, switch disconnector 3LD, EMERGENCY-OFF switch, 3- pole, Iu: 100 A, operational power / at AC-23 A at 400 V: 37 kW, front-mounted, 1 NC, 1 NO, rotary operating mechanism, red/yellow, 4-hole mounting of the handle | 3990 | 1 | ZN | 1
3LD2704-2TC53 |  | SENTRON, switch disconnector 3LD, EMERGENCY-OFF switch, 4- pole, 100 A, operating power at AC-23 A at 400 V: 37 kW, front-mounted, rotary operating mechanism, red/yellow, 4-hole mounting of the handle | 5030 | 1 | ZN | 1
3LD2714-0TK51 |  | SENTRON, Switch disconnector 3LD, main switch, 3-pole, Iu: 100 A, Operating power / at AC-23 A at 400 V: 37 kW, floor mounting with door coupling, rotary operating mechanism, black, 4-hole mounting of the handle | 4160 | 1 | ZN | 1
3LD2714-0TK53 |  | SENTRON, Switch disconnector 3LD, emergency switching-off switch, 3- pole, Iu: 100 A, operating power / at AC-23 A 400 V: 37 kW, floor mounting with door coupling, rotary operating mechanism, Red / yellow, 4-hole mounting of the handle | 4160 | 1 | ZN | 1
3LD2716-0TK51 |  | SENTRON, Switch disconnector 3LD, main switch, 3-pole, Iu: 100 A, Operating power / at AC-23 A at 400 V: 37 kW, floor mounting with door coupling, rotary operating mechanism, black, 4-hole mounting of the handle, without tolerance compensation | 4160 | 1 | ZN | 1
3LD2716-0TK53 |  | SENTRON, Switch disconnector 3LD, emergency switching-off switch, 3- pole, Iu: 100 A, operating power / at AC-23 A 400 V: 37 kW, floor mounting with door coupling, rotary operating mechanism, Red / yellow, 4-hole mounting of the handle, without tolerance compensation | 4160 | 1 | ZN | 1
3LD2724-7UK01 |  | SENTRON, switch disconnector 3LD, changeover switch, 3-pole, Iu: 100 A, operating power / at AC-23 A at 400 V: 37 kW, front-mounted, knob-operated mechanism, black, 4-hole mounting of the handle | 8000 | 1 | ZN | 1
3LD2730-0TK11 |  | SENTRON, Switch disconnector 3LD, main switch, 3-pole, Iu: 100 A, Operating power / at AC-23 A at 400 V: 37 kW, installation in distribution boards, knob-operated mechanism, black, handle direct at the switch | 3290 | 1 | ZN | 1
3LD2730-0TK13 |  | SENTRON, Switch disconnector 3LD, emergency switching-off switch, 3- pole, Iu: 100 A, operating power / at AC-23 A 400 V: 37 kW, installation in distribution boards, knob-operated mechanism, Red / yellow, handle direct at the switch | 3290 | 1 | ZN | 1
3LD2748-0TK53 |  | SENTRON, Switch disconnector 3LD, emergency switching-off switch, 3- pole, Iu: 100 A, operating power / at AC-23 A 400 V: 37 kW, floor mounting with door coupling, rotary operating mechanism, Red / yellow, central mounting 22.5 mm of the handle, without tolerance compensation | 4160 | 1 | ZN | 1
3LD2765-2TB53-0AB1 |  | SENTRON, Switch disconnector 3LD, emergency switching-off switch, 3- pole, Iu: 100 A, operating power / at AC-23 A 400 V: 37 kW, Molded plastic encapsulation for metric cable gland, rotary operating mechanism, red/yellow | 7560 | 1 | ZN | 1
3LD2766-0TB51 |  | SENTRON, Switch disconnector 3LD, main switch, 3-pole, Iu: 100 A, Operating power / at AC-23 A at 400 V: 37 kW, molded-plastic encapsulation for metric cable gland, rotary operating mechanism, black | 8120 | 1 | ZN | 1
3LD2766-0TB53 |  | SENTRON, switch disconnector 3LD, EMERGENCY-OFF switch, 3- pole, Iu: 100 A, operational power / at AC-23 A at 400 V: 37 kW, molded-plastic enclosure for metric cable gland, rotary operating mechanism, red/yellow | 8120 | 1 | ZN | 1
3LD2766-1GP51 |  | SENTRON, Switch disconnector 3LD, main switch, 3-pole, Iu: 100 A, Operating power / at AC-23 A at 400 V: 37 kW, molded-plastic encapsulation for metric screw connection, 1 NC, 1 NO, rotary operating mechanism, black | 8600 | 1 | ZN | 1
3LD2766-1GP53 |  | SENTRON, switch disconnector 3LD, EMERGENCY-OFF switch, 3- pole, Iu: 100 A, operational power / at AC-23 A at 400 V: 37 kW, molded-plastic enclosure for metric cable gland, 1 NC, 1 NO, rotary operating mechanism, red/yellow | 8600 | 1 | ZN | 1
3LD2766-2TD51-0AE2 |  | SENTRON, Switch disconnector 3LD, main switch, 3-pole, Iu: 100 A, Operating power / at AC-23 A at 400 V: 37 kW, molded-plastic encapsulation for metric screw connection, 1 NC, 1 NO, rotary operating mechanism, black | 14000 | 1 | ZN | 10
3LD2766-5VD51-0AE2 |  | SENTRON, Switch disconnector 3LD, main switch, 6-pole, Iu: 100 A, Operating power / at AC-23 A at 400 V: 37 kW, molded-plastic encapsulation for metric screw connection, 1 NC, 1 NO, rotary operating mechanism, black | 26800 | 1 | ZN | 1
3LD2766-7UB01 |  | SENTRON, Switch disconnector 3LD, change-over switch, 3-pole, Iu: 100 A, Operating power / at AC-23 A at 400 V: 37 kW, molded-plastic encapsulation for metric cable screw connection, knob-operated mechanism, black | 14200 | 1 | ZN | 1
3LD2804-0TK51 |  | SENTRON, switch disconnector 3LD, main switch, 3-pole, Iu: 125 A, operating power / at AC-23 A at 400 V: 45 kW, front-mounted, rotary operating mechanism, black, 4-hole mounting of the handle | 4950 | 1 | ZN | 1
3LD2804-0TK53 |  | SENTRON, switch disconnector 3LD, EMERGENCY-OFF switch, 3- pole, Iu: 125 A, operational power / at AC-23 A at 400 V: 45 kW, front-mounted, rotary operating mechanism, red/yellow, 4-hole mounting of the handle | 4950 | 1 | ZN | 1
3LD2804-1TD51 |  | SENTRON, switch disconnector 3LD, main switch, 3-pole, Iu: 125 A, operating power / at AC-23 A at 400 V: 45 kW, front-mounted, 1 NC, 1 NO, rotary operating mechanism, black, 4-hole mounting of the handle | 6180 | 1 | ZN | 1
3LD2804-1TP51 |  | SENTRON, switch disconnector 3LD, main switch, 3-pole, Iu: 125 A, operating power / at AC-23 A at 400 V: 45 kW, front-mounted, 1 NC, 1 NO, rotary operating mechanism, black, 4-hole mounting of the handle | 5460 | 1 | ZN | 1
3LD2804-1TP53 |  | SENTRON, switch disconnector 3LD, EMERGENCY-OFF switch, 3- pole, Iu: 125 A, operational power / at AC-23 A at 400 V: 45 kW, front-mounted, 1 NC, 1 NO, rotary operating mechanism, red/yellow, 4-hole mounting of the handle | 5460 | 1 | ZN | 1
3LD2814-0TK51 |  | SENTRON, Switch disconnector 3LD, main switch, 3-pole, Iu: 125 A, Operating power / at AC-23 A at 400 V: 45 kW, floor mounting with door coupling, rotary operating mechanism, black, 4-hole mounting of the handle | 5730 | 1 | ZN | 1
3LD2814-0TK53 |  | SENTRON, Switch disconnector 3LD, emergency switching-off switch, 3- pole, Iu: 125 A, operating power / at AC-23 A 400 V: 45 kW, floor mounting with door coupling, rotary operating mechanism, Red / yellow, 4-hole mounting of the handle | 5730 | 1 | ZN | 1
3LD2816-0TK53 |  | SENTRON, Switch disconnector 3LD, emergency switching-off switch, 3- pole, Iu: 125 A, operating power / at AC-23 A 400 V: 45 kW, floor mounting with door coupling, rotary operating mechanism, Red / yellow, 4-hole mounting of the handle, without tolerance compensation | 5730 | 1 | ZN | 1
3LD2830-0TK11 |  | SENTRON, Switch disconnector 3LD, main switch, 3-pole, Iu: 125 A, Operating power / at AC-23 A at 400 V: 45 kW, installation in distribution boards, knob-operated mechanism, black, handle direct at the switch | 4830 | 1 | ZN | 1
3LD2830-0TK13 |  | SENTRON, Switch disconnector 3LD, emergency switching-off switch, 3- pole, Iu: 125 A, operating power / at AC-23 A 400 V: 45 kW, installation in distribution boards, knob-operated mechanism, Red / yellow, handle direct at the switch | 4830 | 1 | ZN | 1
3LD2848-0TK53 |  | SENTRON, Switch disconnector 3LD, emergency switching-off switch, 3- pole, Iu: 125 A, operating power / at AC-23 A 400 V: 45 kW, floor mounting with door coupling, rotary operating mechanism, Red / yellow, central mounting 22.5 mm of the handle, without tolerance compensation | 5730 | 1 | ZN | 1
3LD2866-0TB51 |  | SENTRON, Switch disconnector 3LD, main switch, 3-pole, Iu: 125 A, Operating power / at AC-23 A at 400 V: 45 kW, molded-plastic encapsulation for metric cable gland, rotary operating mechanism, black | 13800 | 1 | ZN | 1
3LD2866-0TB53 |  | SENTRON, switch disconnector 3LD, EMERGENCY-OFF switch, 3- pole, Iu: 125 A, operational power / at AC-23 A at 400 V: 45 kW, molded-plastic enclosure for metric cable gland, rotary operating mechanism, red/yellow | 13800 | 1 | ZN | 1
3LD2866-1GP51 |  | SENTRON, Switch disconnector 3LD, main switch, 3-pole, Iu: 125 A, Operating power / at AC-23 A at 400 V: 45 kW, molded-plastic encapsulation for metric screw connection, 1 NC, 1 NO, rotary operating mechanism, black | 14300 | 1 | ZN | 1
3LD2866-1GP53 |  | SENTRON, switch disconnector 3LD, EMERGENCY-OFF switch, 3- pole, Iu: 125 A, operational power / at AC-23 A at 400 V: 45 kW, molded-plastic enclosure for metric cable gland, 1 NC, 1 NO, rotary operating mechanism, red/yellow | 14300 | 1 | ZN | 1
3LD3010-0TK05 |  | Load disconnector 3LD3, Iu 16 A Main switch 3-pole Rated operating capacity at AC-23 A at 400V 7.5kW Installation in distribution boards, Basic switch without Knob-operated mechanism | 763 | 1 | ZN | 1
3LD3010-0TL05 |  | Load disconnector 3LD3, Iu 16 A Main switch 3-pole + N Rated operating capacity at AC-23 A at 400V 7.5kW Installation in distribution boards, Basic switch without Knob-operated mechanism | 957 | 1 | ZN | 1
3LD3010-1TK05 |  | 3LD3 switch disconnector, Iu 16 A main switch 3-pole rated operational power at AC-23 A at 400 V 7.5 kW basic switch without knob-operated mechanism with auxiliary switches 1 NO + 1 NC | 1150 | 1 | ZN | 1
3LD3010-1TL05 |  | 3LD3 switch disconnector, Iu 16 A main switch 3-pole + N rated operational power at AC-23 A at 400 V 7.5 kW basic switch without knob-operated mechanism with auxiliary switches 1 NO + 1 NC | 1360 | 1 | ZN | 1
3LD3030-0TK11 |  | Load disconnector 3LD3, Iu 16 A Main switch 3-pole Rated operating capacity at AC-23 A at 400V 7.5kW Installation in distribution boards, Basic switch with selector knob black | 698 | 1 | ZN | 1
3LD3030-0TK13 |  | Load disconnector 3LD3, Iu 16 A Main switch 3-pole Rated operating capacity at AC-23 A at 400V 7.5kW Installation in distribution boards, Basic switch with selector knob red / yellow | 732 | 1 | ZN | 1
3LD3030-0TL11 |  | Load disconnector 3LD3, Iu 16 A Main switch 3-pole + N Rated operating capacity at AC-23 A at 400V 7.5kW Installation in distribution boards, Basic switch with selector knob black | 923 | 1 | ZN | 1
3LD3030-0TL13 |  | Load disconnector 3LD3, Iu 16 A Main switch 3-pole + N Rated operating capacity at AC-23 A at 400V 7.5kW Installation in distribution boards, Basic switch with selector knob red / yellow | 923 | 1 | ZN | 1
3LD3030-1TK11 |  | 3LD3 switch disconnector, Iu 16 A main switch 3-pole rated operational power at AC-23 A at 400 V 7.5 kW installation in distribution boards basic switch with knob-operated mechanism black with auxiliary switches 1 NO + 1 NC | 1120 | 1 | ZN | 1
3LD3030-1TK13 |  | 3LD3 switch disconnector, Iu 16 A main switch 3-pole rated operational power at AC-23 A at 400 V 7.5 kW installation in distribution boards basic switch with knob-operated mechanism red/yellow with auxiliary switches 1 NO + 1 NC | 1120 | 1 | ZN | 1
3LD3030-1TL11 |  | 3LD3 switch disconnector, Iu 16 A main switch 3-pole + N rated operational power at AC-23 A at 400 V 7.5 kW installation in distribution boards basic switch with knob-operated mechanism black with auxiliary switches 1 NO + 1 NC | 1320 | 1 | ZN | 1
3LD3030-1TL13 |  | 3LD3 switch disconnector, Iu 16 A main switch 3-pole + N rated operational power at AC-23 A at 400 V 7.5 kW installation in distribution boards basic switch with knob-operated mechanism red/yellow with auxiliary switches 1 NO + 1 NC | 1320 | 1 | ZN | 1
3LD3040-0TK11 |  | Load disconnector 3LD3, Iu 16 A Main switch 3-pole Rated operating capacity at AC-23 A at 400V 7.5kW floor mounting Basic switch with door coupling Central hole mounting 22.5mm Toggle drive black 48x48 mm | 1000 | 1 | ZN | 1
3LD3040-0TK13 |  | Load disconnector 3LD3, Iu 16 A Main switch 3-pole Rated operating capacity at AC-23 A at 400V 7.5kW floor mounting Basic switch with door coupling Central hole mounting 22.5mm Toggle drive red / yellow 48x48 mm | 1000 | 1 | ZN | 1
3LD3040-0TL11 |  | Load disconnector 3LD3, Iu 16 A Main switch 3-pole + N Rated operating capacity at AC-23 A at 400V 7.5kW floor mounting Basic switch with door coupling Central hole mounting 22.5mm Toggle drive black 48x48 mm | 1200 | 1 | ZN | 1
3LD3040-0TL13 |  | Load disconnector 3LD3, Iu 16 A Main switch 3-pole + N Rated operating capacity at AC-23 A at 400V 7.5kW floor mounting Basic switch with door coupling Central hole mounting 22.5mm Toggle drive red / yellow 48x48 mm | 1200 | 1 | ZN | 1
3LD3040-1TK11 |  | 3LD3 switch disconnector, Iu 16 A main switch 3-pole rated operational power at AC-23 A at 400 V 7.5 kW floor mounting basic switch with door coupling center-hole mounting 22.5 mm knob-operated mechanism black 48x48 mm with auxiliary switches 1 NO + 1 NC | 1450 | 1 | ZN | 1
3LD3040-1TK13 |  | 3LD3 switch disconnector, Iu 16 A main switch 3-pole rated operational power at AC-23 A at 400 V 7.5 kW floor mounting basic switch with door coupling center-hole mounting 22.5 mm knob-operated mechanism red/yellow 48x48 mm with auxiliary switches 1 NO + 1 NC | 1450 | 1 | ZN | 1
3LD3040-1TL11 |  | 3LD3 switch disconnector, Iu 16 A main switch 3-pole + N rated operational power at AC-23 A at 400 V 7.5 kW floor mounting basic switch with door coupling center-hole mounting 22.5 mm knob-operated mechanism black 48x48 mm with auxiliary switches 1 NO + 1 NC | 1650 | 1 | ZN | 1
3LD3040-1TL13 |  | 3LD3 switch disconnector, Iu 16 A main switch 3-pole + N rated operational power at AC-23 A at 400 V 7.5 kW floor mounting basic switch with door coupling center-hole mounting 22.5 mm knob-operated mechanism red/yellow 48x48 mm with auxiliary switches 1 NO + 1 NC | 1650 | 1 | ZN | 1
3LD3048-0TK51 |  | Load disconnector 3LD3, Iu 16 A Main switch 3-pole Rated operating capacity at AC-23 A at 400V 7.5kW floor mounting Basic switch with door coupling Central hole mounting 22.5mm Rotating drive black 66 x 66 mm | 1340 | 1 | ZN | 1
3LD3048-0TK53 |  | Load disconnector 3LD3, Iu 16 A Main switch 3-pole Rated operating capacity at AC-23 A at 400V 7.5kW floor mounting Basic switch with door coupling Central hole mounting 22.5mm Rotary actuator red / yellow 66 x 66 mm | 1400 | 1 | ZN | 1
3LD3048-0TL51 |  | Load disconnector 3LD3, Iu 16 A Main switch 3-pole + N Rated operating capacity at AC-23 A at 400V 7.5kW floor mounting Basic switch with door coupling Central hole mounting 22.5mm Rotating drive black 66 x 66 mm | 1400 | 1 | ZN | 1
3LD3048-0TL53 |  | Load disconnector 3LD3, Iu 16 A Main switch 3-pole + N Rated operating capacity at AC-23 A at 400V 7.5kW floor mounting Basic switch with door coupling Central hole mounting 22.5mm Rotary actuator red / yellow 66 x 66 mm | 1400 | 1 | ZN | 1
3LD3048-1TK51 |  | 3LD3 switch disconnector, Iu 16 A main switch 3-pole rated operational power at AC-23 A at 400 V 7.5 kW floor mounting basic switch with door coupling center-hole mounting 22.5 mm rotary operating mechanism black 66 x 66 mm with auxiliary switches 1 NO + 1 NC | 1790 | 1 | ZN | 1
3LD3048-1TK53 |  | 3LD3 switch disconnector, Iu 16 A main switch 3-pole rated operational power at AC-23 A at 400 V 7.5 kW floor mounting basic switch with door coupling center-hole mounting 22.5 mm rotary operating mechanism red/yellow 66 x 66 mm with auxiliary switches 1 NO + 1 NC | 1790 | 1 | ZN | 1
3LD3048-1TL51 |  | 3LD3 switch disconnector, Iu 16 A main switch 3-pole + N rated operational power at AC-23 A at 400 V 7.5 kW floor mounting basic switch with door coupling center-hole mounting 22.5 mm rotary operating mechanism black 66 x 66 mm with auxiliary switches 1 NO + 1 NC | 1790 | 1 | ZN | 1
3LD3048-1TL53 |  | 3LD3 switch disconnector, Iu 16 A main switch 3-pole + N rated operational power at AC-23 A at 400 V 7.5 kW floor mounting basic switch with door coupling center-hole mounting 22.5 mm rotary operating mechanism red/yellow 66 x 66 mm with auxiliary switches 1 NO + 1 NC | 1790 | 1 | ZN | 1
3LD3050-0TK11 |  | Load disconnector 3LD3, Iu 16 A Main switch 3-pole Rated operating capacity at AC-23 A at 400V 7.5kW Front plate mounting Basic switch with Central hole mounting 22.5mm Toggle drive black 48x48 mm | 780 | 1 | ZN | 1
3LD3050-0TK13 |  | Load disconnector 3LD3, Iu 16 A Main switch 3-pole Rated operating capacity at AC-23 A at 400V 7.5kW Front plate mounting Basic switch with Central hole mounting 22.5mm Toggle drive red / yellow 48x48 mm | 817 | 1 | ZN | 1
3LD3050-0TL11 |  | Load disconnector 3LD3, Iu 16 A Main switch 3-pole + N Rated operating capacity at AC-23 A at 400V 7.5kW Front plate mounting Basic switch with Central hole mounting 22.5mm Toggle drive black 48x48 mm | 1050 | 1 | ZN | 1
3LD3050-0TL13 |  | Load disconnector 3LD3, Iu 16 A Main switch 3-pole + N Rated operating capacity at AC-23 A at 400V 7.5kW Front plate mounting Basic switch with Central hole mounting 22.5mm Toggle drive red / yellow 48x48 mm | 1050 | 1 | ZN | 1
3LD3050-1TK11 |  | 3LD3 switch disconnector, Iu 16 A main switch 3-pole rated operational power at AC-23 A at 400 V 7.5 kW front plate mounting basic switch with center-hole mounting 22.5 mm knob-operated mechanism black 48x48 mm with auxiliary switches 1 NO + 1 NC | 1150 | 1 | ZN | 1
3LD3050-1TK13 |  | 3LD3 switch disconnector, Iu 16 A main switch 3-pole rated operational power at AC-23 A at 400 V 7.5 kW front plate mounting basic switch with center-hole mounting 22.5 mm knob-operated mechanism red/yellow 48x48 mm with auxiliary switches 1 NO + 1 NC | 1210 | 1 | ZN | 1
3LD3050-1TL11 |  | 3LD3 switch disconnector, Iu 16 A main switch 3-pole + N rated operational power at AC-23 A at 400 V 7.5 kW front plate mounting basic switch with center-hole mounting 22.5 mm knob-operated mechanism black 48x48 mm with auxiliary switches 1 NO + 1 NC | 1440 | 1 | ZN | 1
3LD3050-1TL13 |  | 3LD3 switch disconnector, Iu 16 A main switch 3-pole + N rated operational power at AC-23 A at 400 V 7.5 kW front plate mounting basic switch with center-hole mounting 22.5 mm knob-operated mechanism red/yellow 48x48 mm with auxiliary switches 1 NO + 1 NC | 1440 | 1 | ZN | 1
3LD3054-0TK51 |  | Load disconnector 3LD3, Iu 16 A Main switch 3-pole Rated operating capacity at AC-23 A at 400V 7.5kW Front plate mounting Basic switch with Central hole mounting 22.5mm Rotating drive black 66 x 66 mm | 834 | 1 | ZN | 1
3LD3054-0TK53 |  | Load disconnector 3LD3, Iu 16 A Main switch 3-pole Rated operating capacity at AC-23 A at 400V 7.5kW Front plate mounting Basic switch with Central hole mounting 22.5mm Rotary actuator red / yellow 66 x 66 mm | 834 | 1 | ZN | 1
3LD3054-0TL51 |  | Load disconnector 3LD3, Iu 16 A Main switch 3-pole + N Rated operating capacity at AC-23 A at 400V 7.5kW Front plate mounting Basic switch with Central hole mounting 22.5mm Rotating drive black 66 x 66 mm | 1080 | 1 | ZN | 1
3LD3054-0TL53 |  | Load disconnector 3LD3, Iu 16 A Main switch 3-pole + N Rated operating capacity at AC-23 A at 400V 7.5kW Front plate mounting Basic switch with Central hole mounting 22.5mm Rotary actuator red / yellow 66 x 66 mm | 1080 | 1 | ZN | 1
3LD3054-1TK51 |  | 3LD3 switch disconnector, Iu 16 A main switch 3-pole rated operational power at AC-23 A at 400 V 7.5 kW front plate mounting basic switch with center-hole mounting 22.5 mm rotary operating mechanism black 66 x 66 mm with auxiliary switches 1 NO + 1 NC | 1160 | 1 | ZN | 1
3LD3054-1TK53 |  | 3LD3 switch disconnector, Iu 16 A main switch 3-pole rated operational power at AC-23 A at 400 V 7.5 kW front plate mounting basic switch with center-hole mounting 22.5 mm rotary operating mechanism red/yellow 66 x 66 mm with auxiliary switches 1 NO + 1 NC | 1160 | 1 | ZN | 1
3LD3054-1TL51 |  | 3LD3 switch disconnector, Iu 16 A main switch 3-pole + N rated operational power at AC-23 A at 400 V 7.5 kW front plate mounting basic switch with center-hole mounting 22.5 mm rotary operating mechanism black 66 x 66 mm with auxiliary switches 1 NO + 1 NC | 1420 | 1 | ZN | 1
3LD3054-1TL53 |  | 3LD3 switch disconnector, Iu 16 A main switch 3-pole + N rated operational power at AC-23 A at 400 V 7.5 kW front plate mounting basic switch with center-hole mounting 22.5 mm rotary operating mechanism red/yellow 66 x 66 mm with auxiliary switches 1 NO + 1 NC | 1420 | 1 | ZN | 1
3LD3110-0TK05 |  | Load disconnector 3LD3, Iu 25 A Main switch 3-pole Rated operating capacity at AC-23 A at 400V 9.0kW Installation in distribution boards, Basic switch without Knob-operated mechanism | 1030 | 1 | ZN | 1
3LD3110-0TL05 |  | Load disconnector 3LD3, Iu 25 A Main switch 3-pole + N Rated operating capacity at AC-23 A at 400V 9.0kW Installation in distribution boards, Basic switch without Knob-operated mechanism | 1250 | 1 | ZN | 1
3LD3110-1TK05 |  | 3LD3 switch disconnector, Iu 25 A main switch 3-pole rated operational power at AC-23 A at 400V 9.0kW basic switch without knob-operated mechanism with auxiliary switches 1 NO + 1 NC | 1430 | 1 | ZN | 1
3LD3110-1TL05 |  | 3LD3 switch disconnector, Iu 25 A main switch 3-pole + N rated operational power at AC-23 A at 400V 9.0kW basic switch without knob-operated mechanism with auxiliary switches 1 NO + 1 NC | 1630 | 1 | ZN | 1
3LD3130-0TK11 |  | Load disconnector 3LD3, Iu 25 A Main switch 3-pole Rated operating capacity at AC-23 A at 400V 9.0kW Installation in distribution boards, Basic switch with selector knob black | 766 | 1 | ZN | 1
3LD3130-0TK13 |  | Load disconnector 3LD3, Iu 25 A Main switch 3-pole Rated operating capacity at AC-23 A at 400V 9.0kW Installation in distribution boards, Basic switch with selector knob red / yellow | 802 | 1 | ZN | 1
3LD3130-0TL11 |  | Load disconnector 3LD3, Iu 25 A Main switch 3-pole + N Rated operating capacity at AC-23 A at 400V 9.0kW Installation in distribution boards, Basic switch with selector knob black | 1140 | 1 | ZN | 1
3LD3130-0TL13 |  | Load disconnector 3LD3, Iu 25 A Main switch 3-pole + N Rated operating capacity at AC-23 A at 400V 9.0kW Installation in distribution boards, Basic switch with selector knob red / yellow | 1140 | 1 | ZN | 1
3LD3130-1TK11 |  | 3LD3 switch disconnector, Iu 25 A main switch 3-pole rated operational power at AC-23 A at 400V 9.0kW installation in distribution boards basic switch with knob-operated mechanism black with auxiliary switches 1 NO + 1 NC | 1180 | 1 | ZN | 1
3LD3130-1TK13 |  | 3LD3 switch disconnector, Iu 25 A main switch 3-pole rated operational power at AC-23 A at 400V 9.0kW installation in distribution boards basic switch with knob-operated mechanism red/yellow with auxiliary switches 1 NO + 1 NC | 1180 | 1 | ZN | 1
3LD3130-1TL11 |  | 3LD3 switch disconnector, Iu 25 A main switch 3-pole + N rated operational power at AC-23 A at 400V 9.0kW installation in distribution boards basic switch with knob-operated mechanism black with auxiliary switches 1 NO + 1 NC | 1530 | 1 | ZN | 1
3LD3130-1TL13 |  | 3LD3 switch disconnector, Iu 25 A main switch 3-pole + N rated operational power at AC-23 A at 400V 9.0kW installation in distribution boards basic switch with knob-operated mechanism red/yellow with auxiliary switches 1 NO + 1 NC | 1530 | 1 | ZN | 1
3LD3140-0TK11 |  | Load disconnector 3LD3, Iu 25 A Main switch 3-pole Rated operating capacity at AC-23 A at 400V 9.0kW floor mounting Basic switch with door coupling Central hole mounting 22.5mm Toggle drive black 48x48 mm | 1090 | 1 | ZN | 1
3LD3140-0TK13 |  | Load disconnector 3LD3, Iu 25 A Main switch 3-pole Rated operating capacity at AC-23 A at 400V 9.0kW floor mounting Basic switch with door coupling Central hole mounting 22.5mm Toggle drive red / yellow 48x48 mm | 1090 | 1 | ZN | 1
3LD3140-0TL11 |  | Load disconnector 3LD3, Iu 25 A Main switch 3-pole + N Rated operating capacity at AC-23 A at 400V 9.0kW floor mounting Basic switch with door coupling Central hole mounting 22.5mm Toggle drive black 48x48 mm | 1290 | 1 | ZN | 1
3LD3140-0TL13 |  | Load disconnector 3LD3, Iu 25 A Main switch 3-pole + N Rated operating capacity at AC-23 A at 400V 9.0kW floor mounting Basic switch with door coupling Central hole mounting 22.5mm Toggle drive red / yellow 48x48 mm | 1290 | 1 | ZN | 1
3LD3140-1TK11 |  | 3LD3 switch disconnector, Iu 25 A main switch 3-pole rated operational power at AC-23 A at 400V 9.0kW floor mounting basic switch with door coupling center-hole mounting 22.5 mm knob-operated mechanism black 48x48 mm with auxiliary switches 1 NO + 1 NC | 1540 | 1 | ZN | 1
3LD3140-1TK13 |  | 3LD3 switch disconnector, Iu 25 A main switch 3-pole rated operational power at AC-23 A at 400V 9.0kW floor mounting basic switch with door coupling center-hole mounting 22.5 mm knob-operated mechanism red/yellow 48x48 mm with auxiliary switches 1 NO + 1 NC | 1540 | 1 | ZN | 1
3LD3140-1TL11 |  | 3LD3 switch disconnector, Iu 25 A main switch 3-pole + N rated operational power at AC-23 A at 400V 9.0kW floor mounting basic switch with door coupling center-hole mounting 22.5 mm knob-operated mechanism black 48x48 mm with auxiliary switches 1 NO + 1 NC | 1730 | 1 | ZN | 1
3LD3140-1TL13 |  | 3LD3 switch disconnector, Iu 25 A main switch 3-pole + N rated operational power at AC-23 A at 400V 9.0kW floor mounting basic switch with door coupling center-hole mounting 22.5 mm knob-operated mechanism red/yellow 48x48 mm with auxiliary switches 1 NO + 1 NC | 1730 | 1 | ZN | 1
3LD3148-0TK51 |  | Load disconnector 3LD3, Iu 25 A Main switch 3-pole Rated operating capacity at AC-23 A at 400V 9.0kW floor mounting Basic switch with door coupling Central hole mounting 22.5mm Rotating drive black 66 x 66 mm | 1490 | 1 | ZN | 1
3LD3148-0TK53 |  | Load disconnector 3LD3, Iu 25 A Main switch 3-pole Rated operating capacity at AC-23 A at 400V 9.0kW floor mounting Basic switch with door coupling Central hole mounting 22.5mm Rotary actuator red / yellow 66 x 66 mm | 1560 | 1 | ZN | 1
3LD3148-0TL51 |  | Load disconnector 3LD3, Iu 25 A Main switch 3-pole + N Rated operating capacity at AC-23 A at 400V 9.0kW floor mounting Basic switch with door coupling Central hole mounting 22.5mm Rotating drive black 66 x 66 mm | 1740 | 1 | ZN | 1
3LD3148-0TL53 |  | Load disconnector 3LD3, Iu 25 A Main switch 3-pole + N Rated operating capacity at AC-23 A at 400V 9.0kW floor mounting Basic switch with door coupling Central hole mounting 22.5mm Rotary actuator red / yellow 66 x 66 mm | 1740 | 1 | ZN | 1
3LD3148-1TK51 |  | 3LD3 switch disconnector, Iu 25 A main switch 3-pole rated operational power at AC-23 A at 400V 9.0kW floor mounting basic switch with door coupling center-hole mounting 22.5 mm rotary operating mechanism black 66 x 66 mm with auxiliary switches 1 NO + 1 NC | 1950 | 1 | ZN | 1
3LD3148-1TK53 |  | 3LD3 switch disconnector, Iu 25 A main switch 3-pole rated operational power at AC-23 A at 400V 9.0kW floor mounting basic switch with door coupling center-hole mounting 22.5 mm rotary operating mechanism red/yellow 66 x 66 mm with auxiliary switches 1 NO + 1 NC | 1950 | 1 | ZN | 1
3LD3148-1TL51 |  | 3LD3 switch disconnector, Iu 25 A main switch 3-pole + N rated operational power at AC-23 A at 400V 9.0kW floor mounting basic switch with door coupling center-hole mounting 22.5 mm rotary operating mechanism black 66 x 66 mm with auxiliary switches 1 NO + 1 NC | 2140 | 1 | ZN | 1
3LD3148-1TL53 |  | 3LD3 switch disconnector, Iu 25 A main switch 3-pole + N rated operational power at AC-23 A at 400V 9.0kW floor mounting basic switch with door coupling center-hole mounting 22.5 mm rotary operating mechanism red/yellow 66 x 66 mm with auxiliary switches 1 NO + 1 NC | 2140 | 1 | ZN | 1
3LD3150-0TK11 |  | Load disconnector 3LD3, Iu 25 A Main switch 3-pole Rated operating capacity at AC-23 A at 400V 9.0kW Front plate mounting Basic switch with Central hole mounting 22.5mm Toggle drive black 48x48 mm | 908 | 1 | ZN | 1
3LD3150-0TK13 |  | Load disconnector 3LD3, Iu 25 A Main switch 3-pole Rated operating capacity at AC-23 A at 400V 9.0kW Front plate mounting Basic switch with Central hole mounting 22.5mm Toggle drive red / yellow 48x48 mm | 908 | 1 | ZN | 1
3LD3150-0TL11 |  | Load disconnector 3LD3, Iu 25 A Main switch 3-pole + N Rated operating capacity at AC-23 A at 400V 9.0kW Front plate mounting Basic switch with Central hole mounting 22.5mm Toggle drive black 48x48 mm | 1300 | 1 | ZN | 1
3LD3150-0TL13 |  | Load disconnector 3LD3, Iu 25 A Main switch 3-pole + N Rated operating capacity at AC-23 A at 400V 9.0kW Front plate mounting Basic switch with Central hole mounting 22.5mm Toggle drive red / yellow 48x48 mm | 1300 | 1 | ZN | 1
3LD3150-1TK11 |  | 3LD3 switch disconnector, Iu 25 A main switch 3-pole rated operational power at AC-23 A at 400V 9.0kW front plate mounting basic switch with center-hole mounting 22.5 mm knob-operated mechanism black 48x48 mm with auxiliary switches 1 NO + 1 NC | 1300 | 1 | ZN | 1
3LD3150-1TK13 |  | 3LD3 switch disconnector, Iu 25 A main switch 3-pole rated operational power at AC-23 A at 400V 9.0kW front plate mounting basic switch with center-hole mounting 22.5 mm knob-operated mechanism red/yellow 48x48 mm with auxiliary switches 1 NO + 1 NC | 1300 | 1 | ZN | 1
3LD3150-1TL11 |  | 3LD3 switch disconnector, Iu 25 A main switch 3-pole + N rated operational power at AC-23 A at 400V 9.0kW front plate mounting basic switch with center-hole mounting 22.5 mm knob-operated mechanism black 48x48 mm with auxiliary switches 1 NO + 1 NC | 1640 | 1 | ZN | 1
3LD3150-1TL13 |  | 3LD3 switch disconnector, Iu 25 A main switch 3-pole + N rated operational power at AC-23 A at 400V 9.0kW front plate mounting basic switch with center-hole mounting 22.5 mm knob-operated mechanism red/yellow 48x48 mm with auxiliary switches 1 NO + 1 NC | 1640 | 1 | ZN | 1
3LD3154-0TK51 |  | Load disconnector 3LD3, Iu 25 A Main switch 3-pole Rated operating capacity at AC-23 A at 400V 9.0kW Front plate mounting Basic switch with Central hole mounting 22.5mm Toggle drive black 66x66 mm | 918 | 1 | ZN | 1
3LD3154-0TK53 |  | Load disconnector 3LD3, Iu 25 A Main switch 3-pole Rated operating capacity at AC-23 A at 400V 9.0kW Front plate mounting Basic switch with Central hole mounting 22.5mm Toggle drive red / yellow 66x66 mm | 918 | 1 | ZN | 1
3LD3154-0TL51 |  | Load disconnector 3LD3, Iu 25 A Main switch 3-pole + N Rated operating capacity at AC-23 A at 400V 9.0kW Front plate mounting Basic switch with Central hole mounting 22.5mm Toggle drive black 66x66 mm | 1150 | 1 | ZN | 1
3LD3154-0TL53 |  | Load disconnector 3LD3, Iu 25 A Main switch 3-pole + N Rated operating capacity at AC-23 A at 400V 9.0kW Front plate mounting Basic switch with Central hole mounting 22.5mm Toggle drive red / yellow 66x66 mm | 1150 | 1 | ZN | 1
3LD3154-1TK51 |  | 3LD3 switch disconnector, Iu 25 A main switch 3-pole rated operational power at AC-23 A at 400V 9.0kW front plate mounting basic switch with center-hole mounting 22.5 mm knob-operated mechanism black 66x66 mm with auxiliary switches 1 NO + 1 NC | 1190 | 1 | ZN | 1
3LD3154-1TK53 |  | 3LD3 switch disconnector, Iu 25 A main switch 3-pole rated operational power at AC-23 A at 400V 9.0kW front plate mounting basic switch with center-hole mounting 22.5 mm knob-operated mechanism red/yellow 66x66 mm with auxiliary switches 1 NO + 1 NC | 1190 | 1 | ZN | 1
3LD3154-1TL51 |  | 3LD3 switch disconnector, Iu 25 A main switch 3-pole + N rated operational power at AC-23 A at 400V 9.0kW front plate mounting basic switch with center-hole mounting 22.5 mm knob-operated mechanism black 66x66 mm with auxiliary switches 1 NO + 1 NC | 1400 | 1 | ZN | 1
3LD3154-1TL53 |  | 3LD3 switch disconnector, Iu 25 A main switch 3-pole + N rated operational power at AC-23 A at 400V 9.0kW front plate mounting basic switch with center-hole mounting 22.5 mm knob-operated mechanism red/yellow 66x66 mm with auxiliary switches 1 NO + 1 NC | 1400 | 1 | ZN | 1
3LD3210-0TK05 |  | Load disconnector 3LD3, Iu 32 A Main switch 3-pole Rated operating capacity for AC-23 A at 400V 11.5kW Installation in distribution boards, Basic switch without Knob-operated mechanism | 1050 | 1 | ZN | 1
3LD3210-0TL05 |  | Load disconnector 3LD3, Iu 32 A Main switch 3-pole + N Rated operating capacity for AC-23 A at 400V 11.5kW Installation in distribution boards, Basic switch without Knob-operated mechanism | 1210 | 1 | ZN | 1
3LD3210-1TK05 |  | 3LD3 switch disconnector, Iu 32 A main switch 3-pole rated operational power for AC-23 A at 400 V 11.5 kW basic switch without knob-operated mechanism with auxiliary switches 1 NO + 1 NC | 1450 | 1 | ZN | 1
3LD3210-1TL05 |  | 3LD3 switch disconnector, Iu 32 A main switch 3-pole + N rated operational power for AC-23 A at 400 V 11.5 kW basic switch without knob-operated mechanism with auxiliary switches 1 NO + 1 NC | 1660 | 1 | ZN | 1
3LD3230-0TK11 |  | Load disconnector 3LD3, Iu 32 A Main switch 3-pole Rated operating capacity for AC-23 A at 400V 11.5kW Installation in distribution boards, Basic switch with selector knob black | 971 | 1 | ZN | 1
3LD3230-0TK13 |  | Load disconnector 3LD3, Iu 32 A Main switch 3-pole Rated operating capacity for AC-23 A at 400V 11.5kW Installation in distribution boards, Basic switch with selector knob red / yellow | 971 | 1 | ZN | 1
3LD3230-0TL11 |  | Load disconnector 3LD3, Iu 32 A Main switch 3-pole + N Rated operating capacity for AC-23 A at 400V 11.5kW Installation in distribution boards, Basic switch with selector knob black | 1280 | 1 | ZN | 1
3LD3230-0TL13 |  | Load disconnector 3LD3, Iu 32 A Main switch 3-pole + N Rated operating capacity for AC-23 A at 400V 11.5kW Installation in distribution boards, Basic switch with selector knob red / yellow | 1280 | 1 | ZN | 1
3LD3230-1TK11 |  | 3LD3 switch disconnector, Iu 32 A main switch 3-pole rated operational power for AC-23 A at 400 V 11.5 kW installation in distribution boards basic switch with knob-operated mechanism black with auxiliary switches 1 NO + 1 NC | 1360 | 1 | ZN | 1
3LD3230-1TK13 |  | 3LD3 switch disconnector, Iu 32 A main switch 3-pole rated operational power for AC-23 A at 400 V 11.5 kW installation in distribution boards basic switch with knob-operated mechanism red/yellow with auxiliary switches 1 NO + 1 NC | 1360 | 1 | ZN | 1
3LD3230-1TL11 |  | 3LD3 switch disconnector, Iu 32 A main switch 3-pole + N rated operational power for AC-23 A at 400 V 11.5 kW installation in distribution boards basic switch with knob-operated mechanism black with auxiliary switches 1 NO + 1 NC | 1700 | 1 | ZN | 1
3LD3230-1TL13 |  | 3LD3 switch disconnector, Iu 32 A main switch 3-pole + N rated operational power for AC-23 A at 400 V 11.5 kW installation in distribution boards basic switch with knob-operated mechanism red/yellow with auxiliary switches 1 NO + 1 NC | 1700 | 1 | ZN | 1
3LD3240-0TK11 |  | Load disconnector 3LD3, Iu 32 A Main switch 3-pole Rated operating capacity for AC-23 A at 400V 11.5kW floor mounting Basic switch with door coupling Central hole mounting 22.5mm Toggle drive black 48x48 mm | 1170 | 1 | ZN | 1
3LD3240-0TK13 |  | Load disconnector 3LD3, Iu 32 A Main switch 3-pole Rated operating capacity for AC-23 A at 400V 11.5kW floor mounting Basic switch with door coupling Central hole mounting 22.5mm Toggle drive red / yellow 48x48 mm | 1170 | 1 | ZN | 1
3LD3240-0TL11 |  | Load disconnector 3LD3, Iu 32 A Main switch 3-pole + N Rated operating capacity for AC-23 A at 400V 11.5kW floor mounting Basic switch with door coupling Central hole mounting 22.5mm Toggle drive black 48x48 mm | 1370 | 1 | ZN | 1
3LD3240-0TL13 |  | Load disconnector 3LD3, Iu 32 A Main switch 3-pole + N Rated operating capacity for AC-23 A at 400V 11.5kW floor mounting Basic switch with door coupling Central hole mounting 22.5mm Toggle drive red / yellow 48x48 mm | 1370 | 1 | ZN | 1
3LD3240-1TK11 |  | 3LD3 switch disconnector, Iu 32 A main switch 3-pole rated operational power for AC-23 A at 400 V 11.5 kW floor mounting basic switch with door coupling center-hole mounting 22.5 mm knob-operated mechanism black 48x48 mm with auxiliary switches 1 NO + 1 NC | 1610 | 1 | ZN | 1
3LD3240-1TK13 |  | 3LD3 switch disconnector, Iu 32 A main switch 3-pole rated operational power for AC-23 A at 400 V 11.5 kW floor mounting basic switch with door coupling center-hole mounting 22.5 mm knob-operated mechanism red/yellow 48x48 mm with auxiliary switches 1 NO + 1 NC | 1610 | 1 | ZN | 1
3LD3240-1TL11 |  | 3LD3 switch disconnector, Iu 32 A main switch 3-pole + N rated operational power for AC-23 A at 400 V 11.5 kW floor mounting basic switch with door coupling center-hole mounting 22.5 mm knob-operated mechanism black 48x48 mm with auxiliary switches 1 NO + 1 NC | 1810 | 1 | ZN | 1
3LD3240-1TL13 |  | 3LD3 switch disconnector, Iu 32 A main switch 3-pole + N rated operational power for AC-23 A at 400 V 11.5 kW floor mounting basic switch with door coupling center-hole mounting 22.5 mm knob-operated mechanism red/yellow 48x48 mm with auxiliary switches 1 NO + 1 NC | 1810 | 1 | ZN | 1
3LD3248-0TK51 |  | Load disconnector 3LD3, Iu 32 A Main switch 3-pole Rated operating capacity for AC-23 A at 400V 11.5kW floor mounting Basic switch with door coupling Central hole mounting 22.5mm Rotating drive black 66 x 66 mm | 1740 | 1 | ZN | 1
3LD3248-0TK53 |  | Load disconnector 3LD3, Iu 32 A Main switch 3-pole Rated operating capacity for AC-23 A at 400V 11.5kW floor mounting Basic switch with door coupling Central hole mounting 22.5mm Rotary actuator red / yellow 66 x 66 mm | 1660 | 1 | ZN | 1
3LD3248-0TL51 |  | Load disconnector 3LD3, Iu 32 A Main switch 3-pole + N Rated operating capacity for AC-23 A at 400V 11.5kW floor mounting Basic switch with door coupling Central hole mounting 22.5mm Rotating drive black 66 x 66 mm | 1400 | 1 | ZN | 1
3LD3248-0TL53 |  | Load disconnector 3LD3, Iu 32 A Main switch 3-pole + N Rated operating capacity for AC-23 A at 400V 11.5kW floor mounting Basic switch with door coupling Central hole mounting 22.5mm Rotary actuator red / yellow 66 x 66 mm | 1400 | 1 | ZN | 1
3LD3248-1TK51 |  | 3LD3 switch disconnector, Iu 32 A main switch 3-pole rated operational power for AC-23 A at 400 V 11.5 kW floor mounting basic switch with door coupling center-hole mounting 22.5 mm rotary operating mechanism black 66 x 66 mm with auxiliary switches 1 NO + 1 NC | 1790 | 1 | ZN | 1
3LD3248-1TK53 |  | 3LD3 switch disconnector, Iu 32 A main switch 3-pole rated operational power for AC-23 A at 400 V 11.5 kW floor mounting basic switch with door coupling center-hole mounting 22.5 mm rotary operating mechanism red/yellow 66 x 66 mm with auxiliary switches 1 NO + 1 NC | 1790 | 1 | ZN | 1
3LD3248-1TL51 |  | 3LD3 switch disconnector, Iu 32 A main switch 3-pole + N rated operational power for AC-23 A at 400 V 11.5 kW floor mounting basic switch with door coupling center-hole mounting 22.5 mm rotary operating mechanism black 66 x 66 mm with auxiliary switches 1 NO + 1 NC | 2400 | 1 | ZN | 1
3LD3248-1TL53 |  | 3LD3 switch disconnector, Iu 32 A main switch 3-pole + N rated operational power for AC-23 A at 400 V 11.5 kW floor mounting basic switch with door coupling center-hole mounting 22.5 mm rotary operating mechanism red/yellow 66 x 66 mm with auxiliary switches 1 NO + 1 NC | 2400 | 1 | ZN | 1
3LD3250-0TK11 |  | Load disconnector 3LD3, Iu 32 A Main switch 3-pole Rated operating capacity for AC-23 A at 400V 11.5kW Front plate mounting Basic switch with Central hole mounting 22.5mm Toggle drive black 48x48 mm | 1020 | 1 | ZN | 1
3LD3250-0TK13 |  | Load disconnector 3LD3, Iu 32 A Main switch 3-pole Rated operating capacity for AC-23 A at 400V 11.5kW Front plate mounting Basic switch with Central hole mounting 22.5mm Toggle drive red / yellow 48x48 mm | 1050 | 1 | ZN | 1
3LD3250-0TL11 |  | Load disconnector 3LD3, Iu 32 A Main switch 3-pole + N Rated operating capacity for AC-23 A at 400V 11.5kW Front plate mounting Basic switch with Central hole mounting 22.5mm Toggle drive black 48x48 mm | 1440 | 1 | ZN | 1
3LD3250-0TL13 |  | Load disconnector 3LD3, Iu 32 A Main switch 3-pole + N Rated operating capacity for AC-23 A at 400V 11.5kW Front plate mounting Basic switch with Central hole mounting 22.5mm Toggle drive red / yellow 48x48 mm | 1440 | 1 | ZN | 1
3LD3250-1TK11 |  | 3LD3 switch disconnector, Iu 32 A main switch 3-pole rated operational power for AC-23 A at 400 V 11.5 kW front plate mounting basic switch with center-hole mounting 22.5 mm knob-operated mechanism black 48x48 mm with auxiliary switches 1 NO + 1 NC | 1440 | 1 | ZN | 1
3LD3250-1TK13 |  | 3LD3 switch disconnector, Iu 32 A main switch 3-pole rated operational power for AC-23 A at 400 V 11.5 kW front plate mounting basic switch with center-hole mounting 22.5 mm knob-operated mechanism red/yellow 48x48 mm with auxiliary switches 1 NO + 1 NC | 1440 | 1 | ZN | 1
3LD3250-1TL11 |  | 3LD3 switch disconnector, Iu 32 A main switch 3-pole + N rated operational power for AC-23 A at 400 V 11.5 kW front plate mounting basic switch with center-hole mounting 22.5 mm knob-operated mechanism black 48x48 mm with auxiliary switches 1 NO + 1 NC | 1780 | 1 | ZN | 1
3LD3250-1TL13 |  | 3LD3 switch disconnector, Iu 32 A main switch 3-pole + N rated operational power for AC-23 A at 400 V 11.5 kW front plate mounting basic switch with center-hole mounting 22.5 mm knob-operated mechanism red/yellow 48x48 mm with auxiliary switches 1 NO + 1 NC | 1780 | 1 | ZN | 1
3LD3254-0TK51 |  | Load disconnector 3LD3, Iu 32 A Main switch 3-pole Rated operating capacity for AC-23 A at 400V 11.5kW Front plate mounting Basic switch with Central hole mounting 22.5mm Rotating drive black 66 x 66 mm | 1090 | 1 | ZN | 1
3LD3254-0TK53 |  | Load disconnector 3LD3, Iu 32 A Main switch 3-pole Rated operating capacity for AC-23 A at 400V 11.5kW Front plate mounting Basic switch with Central hole mounting 22.5mm Rotary actuator red / yellow 66 x 66 mm | 1090 | 1 | ZN | 1
3LD3254-0TL51 |  | Load disconnector 3LD3, Iu 32 A Main switch 3-pole + N Rated operating capacity for AC-23 A at 400V 11.5kW Front plate mounting Basic switch with Central hole mounting 22.5mm Rotating drive black 66 x 66 mm | 1340 | 1 | ZN | 1
3LD3254-0TL53 |  | Load disconnector 3LD3, Iu 32 A Main switch 3-pole + N Rated operating capacity for AC-23 A at 400V 11.5kW Front plate mounting Basic switch with Central hole mounting 22.5mm Rotary actuator red / yellow 66 x 66 mm | 1340 | 1 | ZN | 1
3LD3254-1TK51 |  | 3LD3 switch disconnector, Iu 32 A main switch 3-pole rated operational power for AC-23 A at 400 V 11.5 kW front plate mounting basic switch with center-hole mounting 22.5 mm rotary operating mechanism black 66 x 66 mm with auxiliary switches 1 NO + 1 NC | 1470 | 1 | ZN | 1
3LD3254-1TK53 |  | 3LD3 switch disconnector, Iu 32 A main switch 3-pole rated operational power for AC-23 A at 400 V 11.5 kW front plate mounting basic switch with center-hole mounting 22.5 mm rotary operating mechanism red/yellow 66 x 66 mm with auxiliary switches 1 NO + 1 NC | 1470 | 1 | ZN | 1
3LD3254-1TL51 |  | 3LD3 switch disconnector, Iu 32 A main switch 3-pole + N rated operational power for AC-23 A at 400 V 11.5 kW front plate mounting basic switch with center-hole mounting 22.5 mm rotary operating mechanism black 66 x 66 mm with auxiliary switches 1 NO + 1 NC | 1730 | 1 | ZN | 1
3LD3254-1TL53 |  | 3LD3 switch disconnector, Iu 32 A main switch 3-pole + N rated operational power for AC-23 A at 400 V 11.5 kW front plate mounting basic switch with center-hole mounting 22.5 mm rotary operating mechanism red/yellow 66 x 66 mm with auxiliary switches 1 NO + 1 NC | 1730 | 1 | ZN | 1
3LD3310-0TK05 |  | Load disconnector 3LD3, Iu 40 A Main switch 3-pole Rated operating capacity at AC-23 A at 400 V 18.5 kW Installation in distribution boards, Basic switch without Knob-operated mechanism | 1780 | 1 | ZN | 1
3LD3310-0TL05 |  | Load disconnector 3LD3, Iu 40 A Main switch 3-pole + N Rated operating capacity at AC-23 A at 400 V 18.5 kW Installation in distribution boards, Basic switch without Knob-operated mechanism | 2170 | 1 | ZN | 1
3LD3310-1TK05 |  | 3LD3 switch disconnector, Iu 40 A main switch 3-pole rated operational power at AC-23 A at 400 V 18.5 kW basic switch without knob-operated mechanism with auxiliary switches 1 NO + 1 NC | 2230 | 1 | ZN | 1
3LD3310-1TL05 |  | 3LD3 switch disconnector, Iu 40 A main switch 3-pole + N rated operational power at AC-23 A at 400 V 18.5 kW basic switch without knob-operated mechanism with auxiliary switches 1 NO + 1 NC | 2630 | 1 | ZN | 1
3LD3330-0TK11 |  | Load disconnector 3LD3, Iu 40 A Main switch 3-pole Rated operating capacity at AC-23 A at 400 V 18.5 kW Installation in distribution boards, Basic switch with selector knob black | 1210 | 1 | ZN | 1
3LD3330-0TK13 |  | Load disconnector 3LD3, Iu 40 A Main switch 3-pole Rated operating capacity at AC-23 A at 400 V 18.5 kW Installation in distribution boards, Basic switch with selector knob red / yellow | 1210 | 1 | ZN | 1
3LD3330-0TL11 |  | Load disconnector 3LD3, Iu 40 A Main switch 3-pole + N Rated operating capacity at AC-23 A at 400 V 18.5 kW Installation in distribution boards, Basic switch with selector knob black | 1410 | 1 | ZN | 1
3LD3330-0TL13 |  | Load disconnector 3LD3, Iu 40 A Main switch 3-pole + N Rated operating capacity at AC-23 A at 400 V 18.5 kW Installation in distribution boards, Basic switch with selector knob red / yellow | 1410 | 1 | ZN | 1
3LD3330-1TK11 |  | 3LD3 switch disconnector, Iu 40 A main switch 3-pole rated operational power at AC-23 A at 400 V 18.5 kW installation in distribution boards basic switch with knob-operated mechanism black with auxiliary switches 1 NO + 1 NC | 1650 | 1 | ZN | 1
3LD3330-1TK13 |  | 3LD3 switch disconnector, Iu 40 A main switch 3-pole rated operational power at AC-23 A at 400 V 18.5 kW installation in distribution boards basic switch with knob-operated mechanism red/yellow with auxiliary switches 1 NO + 1 NC | 1650 | 1 | ZN | 1
3LD3330-1TL11 |  | 3LD3 switch disconnector, Iu 40 A main switch 3-pole + N rated operational power at AC-23 A at 400 V 18.5 kW installation in distribution boards basic switch with knob-operated mechanism black with auxiliary switches 1 NO + 1 NC | 1860 | 1 | ZN | 1
3LD3330-1TL13 |  | 3LD3 switch disconnector, Iu 40 A main switch 3-pole + N rated operational power at AC-23 A at 400 V 18.5 kW installation in distribution boards basic switch with knob-operated mechanism red/yellow with auxiliary switches 1 NO + 1 NC | 1860 | 1 | ZN | 1
3LD3340-0TK11 |  | Load disconnector 3LD3, Iu 40 A Main switch 3-pole Rated operating capacity at AC-23 A at 400 V 18.5 kW floor mounting Basic switch with door coupling Central hole mounting 22.5mm Toggle drive black 48x48 mm | 2020 | 1 | ZN | 1
3LD3340-0TK13 |  | Load disconnector 3LD3, Iu 40 A Main switch 3-pole Rated operating capacity at AC-23 A at 400 V 18.5 kW floor mounting Basic switch with door coupling Central hole mounting 22.5mm Toggle drive red / yellow 48x48 mm | 2020 | 1 | ZN | 1
3LD3340-0TL11 |  | Load disconnector 3LD3, Iu 40 A Main switch 3-pole + N Rated operating capacity at AC-23 A at 400 V 18.5 kW floor mounting Basic switch with door coupling Central hole mounting 22.5mm Toggle drive black 48x48 mm | 2460 | 1 | ZN | 1
3LD3340-0TL13 |  | Load disconnector 3LD3, Iu 40 A Main switch 3-pole + N Rated operating capacity at AC-23 A at 400 V 18.5 kW floor mounting Basic switch with door coupling Central hole mounting 22.5mm Toggle drive red / yellow 48x48 mm | 2460 | 1 | ZN | 1
3LD3340-1TK11 |  | 3LD3 switch disconnector, Iu 40 A main switch 3-pole rated operational power at AC-23 A at 400 V 18.5 kW floor mounting basic switch with door coupling center-hole mounting 22.5 mm knob-operated mechanism black 48x48 mm with auxiliary switches 1 NO + 1 NC | 2460 | 1 | ZN | 1
3LD3340-1TK13 |  | 3LD3 switch disconnector, Iu 40 A main switch 3-pole rated operational power at AC-23 A at 400 V 18.5 kW floor mounting basic switch with door coupling center-hole mounting 22.5 mm knob-operated mechanism red/yellow 48x48 mm with auxiliary switches 1 NO + 1 NC | 2460 | 1 | ZN | 1
3LD3340-1TL11 |  | 3LD3 switch disconnector, Iu 40 A main switch 3-pole + N rated operational power at AC-23 A at 400 V 18.5 kW floor mounting basic switch with door coupling center-hole mounting 22.5 mm knob-operated mechanism black 48x48 mm with auxiliary switches 1 NO + 1 NC | 2900 | 1 | ZN | 1
3LD3340-1TL13 |  | 3LD3 switch disconnector, Iu 40 A main switch 3-pole + N rated operational power at AC-23 A at 400 V 18.5 kW floor mounting basic switch with door coupling center-hole mounting 22.5 mm knob-operated mechanism red/yellow 48x48 mm with auxiliary switches 1 NO + 1 NC | 2900 | 1 | ZN | 1
3LD3348-0TK51 |  | Load disconnector 3LD3, Iu 40 A Main switch 3-pole Rated operating capacity at AC-23 A at 400 V 18.5 kW floor mounting Basic switch with door coupling Central hole mounting 22.5mm Rotating drive black 66 x 66 mm | 2020 | 1 | ZN | 1
3LD3348-0TK53 |  | Load disconnector 3LD3, Iu 40 A Main switch 3-pole Rated operating capacity at AC-23 A at 400 V 18.5 kW floor mounting Basic switch with door coupling Central hole mounting 22.5mm Rotary actuator red / yellow 66 x 66 mm | 2020 | 1 | ZN | 1
3LD3348-0TL51 |  | Load disconnector 3LD3, Iu 40 A Main switch 3-pole + N Rated operating capacity at AC-23 A at 400 V 18.5 kW floor mounting Basic switch with door coupling Central hole mounting 22.5mm Rotating drive black 66 x 66 mm | 2460 | 1 | ZN | 1
3LD3348-0TL53 |  | Load disconnector 3LD3, Iu 40 A Main switch 3-pole + N Rated operating capacity at AC-23 A at 400 V 18.5 kW floor mounting Basic switch with door coupling Central hole mounting 22.5mm Rotary actuator red / yellow 66 x 66 mm | 2460 | 1 | ZN | 1
3LD3348-1TK51 |  | 3LD3 switch disconnector, Iu 40 A main switch 3-pole rated operational power at AC-23 A at 400 V 18.5 kW floor mounting basic switch with door coupling center-hole mounting 22.5 mm rotary operating mechanism black 66 x 66 mm with auxiliary switches 1 NO + 1 NC | 2460 | 1 | ZN | 1
3LD3348-1TK53 |  | 3LD3 switch disconnector, Iu 40 A main switch 3-pole rated operational power at AC-23 A at 400 V 18.5 kW floor mounting basic switch with door coupling center-hole mounting 22.5 mm rotary operating mechanism red/yellow 66 x 66 mm with auxiliary switches 1 NO + 1 NC | 2460 | 1 | ZN | 1
3LD3348-1TL51 |  | 3LD3 switch disconnector, Iu 40 A main switch 3-pole + N rated operational power at AC-23 A at 400 V 18.5 kW floor mounting basic switch with door coupling center-hole mounting 22.5 mm rotary operating mechanism black 66 x 66 mm with auxiliary switches 1 NO + 1 NC | 2900 | 1 | ZN | 1
3LD3348-1TL53 |  | 3LD3 switch disconnector, Iu 40 A main switch 3-pole + N rated operational power at AC-23 A at 400 V 18.5 kW floor mounting basic switch with door coupling center-hole mounting 22.5 mm rotary operating mechanism red/yellow 66 x 66 mm with auxiliary switches 1 NO + 1 NC | 2900 | 1 | ZN | 1
3LD3350-0TK11 |  | Load disconnector 3LD3, Iu 40 A Main switch 3-pole Rated operating capacity at AC-23 A at 400 V 18.5 kW Front plate mounting Basic switch with Central hole mounting 22.5mm Toggle drive black 48x48 mm | 1690 | 1 | ZN | 1
3LD3350-0TK13 |  | Load disconnector 3LD3, Iu 40 A Main switch 3-pole Rated operating capacity at AC-23 A at 400 V 18,5 kW Front plate mounting Basic switch with Central hole mounting 22.5mm Toggle drive red / yellow 48x48 mm | 1690 | 1 | ZN | 1
3LD3350-0TL11 |  | Load disconnector 3LD3, Iu 40 A Main switch 3-pole + N Rated operating capacity at AC-23 A at 400 V 18.5kW Front plate mounting Basic switch with Central hole mounting 22.5mm Toggle drive black 48x48 mm | 1890 | 1 | ZN | 1
3LD3350-0TL13 |  | Load disconnector 3LD3, Iu 40 A Main switch 3-pole + N Rated operating capacity at AC-23 A at 400 V 18.5 kW Front plate mounting Basic switch with Central hole mounting 22.5mm Toggle drive red / yellow 48x48 mm | 1890 | 1 | ZN | 1
3LD3350-1TK11 |  | 3LD3 switch disconnector, Iu 40 A main switch 3-pole rated operational power at AC-23 A at 400 V 18.5 kW front plate mounting basic switch with center-hole mounting 22.5 mm knob-operated mechanism black 48x48 mm with auxiliary switches 1 NO + 1 NC | 2150 | 1 | ZN | 1
3LD3350-1TK13 |  | 3LD3 switch disconnector, Iu 40 A main switch 3-pole rated operational power at AC-23 A at 400 V 18.5 kW front plate mounting basic switch with center-hole mounting 22.5 mm knob-operated mechanism red/yellow 48x48 mm with auxiliary switches 1 NO + 1 NC | 2150 | 1 | ZN | 1
3LD3350-1TL11 |  | 3LD3 switch disconnector, Iu 40 A main switch 3-pole + N rated operational power at AC-23 A at 400 V 18.5 kW front plate mounting basic switch with center-hole mounting 22.5 mm knob-operated mechanism black 48x48 mm with auxiliary switches 1 NO + 1 NC | 2350 | 1 | ZN | 1
3LD3350-1TL13 |  | 3LD3 switch disconnector, Iu 40 A main switch 3-pole + N rated operational power at AC-23 A at 400 V 18.5 kW front plate mounting basic switch with center-hole mounting 22.5 mm knob-operated mechanism red/yellow 48x48 mm with auxiliary switches 1 NO + 1 NC | 2350 | 1 | ZN | 1
3LD3354-0TK51 |  | Load disconnector 3LD3, Iu 40 A Main switch 3-pole Rated operating capacity at AC-23 A at 400 V 18.5 kW Front plate mounting Basic switch with Central hole mounting 22.5mm Toggle drive black 66x66 mm | 1650 | 1 | ZN | 1
3LD3354-0TK53 |  | Load disconnector 3LD3, Iu 40 A Main switch 3-pole Rated operating capacity at AC-23 A at 400 V 18.5 kW Front plate mounting Basic switch with Central hole mounting 22.5mm Toggle drive red / yellow 66x66 mm | 1650 | 1 | ZN | 1
3LD3354-0TL51 |  | Load disconnector 3LD3, Iu 40 A Main switch 3-pole + N Rated operating capacity at AC-23 A at 400 V 18.5 kW Front plate mounting Basic switch with central hole mounting 22.5mm Toggle drive black 66x66 mm | 1850 | 1 | ZN | 1
3LD3354-0TL53 |  | Load disconnector 3LD3, Iu 40 A Main switch 3-pole + N Rated operating capacity at AC-23 A at 400 V 18.5 kW Front plate mounting Basic switch with Central hole mounting 22.5mm Toggle drive red / yellow 66x66 mm | 1850 | 1 | ZN | 1
3LD3354-1TK51 |  | 3LD3 switch disconnector, Iu 40 A main switch 3-pole rated operational power at AC-23 A at 400 V 18.5 kW front plate mounting basic switch with center-hole mounting 22.5 mm knob-operated mechanism black 66x66 mm with auxiliary switches 1 NO + 1 NC | 2100 | 1 | ZN | 1
3LD3354-1TK53 |  | 3LD3 switch disconnector, Iu 40 A main switch 3-pole rated operational power at AC-23 A at 400 V 18.5 kW front plate mounting basic switch with center-hole mounting 22.5 mm knob-operated mechanism red/yellow 66x66 mm with auxiliary switches 1 NO + 1 NC | 2100 | 1 | ZN | 1
3LD3354-1TL51 |  | 3LD3 switch disconnector, Iu 40 A main switch 3-pole + N rated operational power at AC-23 A at 400 V 18.5 kW front plate mounting basic switch with center-hole mounting 22.5 mm knob-operated mechanism black 66x66 mm with auxiliary switches 1 NO + 1 NC | 2290 | 1 | ZN | 1
3LD3354-1TL53 |  | 3LD3 switch disconnector, Iu 40 A main switch 3-pole + N rated operational power at AC-23 A at 400 V 18.5 kW front plate mounting basic switch with center-hole mounting 22.5 mm knob-operated mechanism red/yellow 66x66 mm with auxiliary switches 1 NO + 1 NC | 2290 | 1 | ZN | 1
3LD3410-0TK05 |  | Load disconnector 3LD3, Iu 63 A Main switch 3-pole Rated operating capacity at AC-23 A at 400V 22.0 kW Installation in distribution boards, Basic switch without Knob-operated mechanism | 1810 | 1 | ZN | 1
3LD3410-0TL05 |  | Load disconnector 3LD3, Iu 63 A Main switch 3-pole + N Rated operating capacity at AC-23 A at 400V 22.0 kW Installation in distribution boards, Basic switch without Knob-operated mechanism | 2250 | 1 | ZN | 1
3LD3410-1TK05 |  | 3LD3 switch disconnector, Iu 63 A main switch 3-pole rated operational power at AC-23 A at 400 V 22.0 kW basic switch without knob-operated mechanism with auxiliary switches 1 NO + 1 NC | 2260 | 1 | ZN | 1
3LD3410-1TL05 |  | 3LD3 switch disconnector, Iu 63 A main switch 3-pole + N rated operational power at AC-23 A at 400 V 22.0 kW basic switch without knob-operated mechanism with auxiliary switches 1 NO + 1 NC | 2730 | 1 | ZN | 1
3LD3430-0TK11 |  | Load disconnector 3LD3, Iu 63 A Main switch 3-pole Rated operating capacity at AC-23 A at 400V 22.0 kW Installation in distribution boards, Basic switch with selector knob black | 1500 | 1 | ZN | 1
3LD3430-0TK13 |  | Load disconnector 3LD3, Iu 63 A Main switch 3-pole Rated operating capacity at AC-23 A at 400V 22.0 kW Installation in distribution boards, Basic switch with selector knob red / yellow | 1500 | 1 | ZN | 1
3LD3430-0TL11 |  | Load disconnector 3LD3, Iu 63 A Main switch 3-pole + N Rated operating capacity at AC-23 A at 400V 22.0 kW Installation in distribution boards, Basic switch with selector knob black | 2040 | 1 | ZN | 1
3LD3430-0TL13 |  | Load disconnector 3LD3, Iu 63 A Main switch 3-pole + N Rated operating capacity at AC-23 A at 400V 22.0 kW Installation in distribution boards, Basic switch with selector knob red / yellow | 2040 | 1 | ZN | 1
3LD3430-1TK11 |  | 3LD3 switch disconnector, Iu 63 A main switch 3-pole rated operational power at AC-23 A at 400 V 22.0 kW installation in distribution boards basic switch with knob-operated mechanism black with auxiliary switches 1 NO + 1 NC | 1770 | 1 | ZN | 1
3LD3430-1TK13 |  | 3LD3 switch disconnector, Iu 63 A main switch 3-pole rated operational power at AC-23 A at 400 V 22.0 kW installation in distribution boards basic switch with knob-operated mechanism red/yellow with auxiliary switches 1 NO + 1 NC | 1770 | 1 | ZN | 1
3LD3430-1TL11 |  | 3LD3 switch disconnector, Iu 63 A main switch 3-pole + N rated operational power at AC-23 A at 400 V 22.0 kW installation in distribution boards basic switch with knob-operated mechanism black with auxiliary switches 1 NO + 1 NC | 1960 | 1 | ZN | 1
3LD3430-1TL13 |  | 3LD3 switch disconnector, Iu 63 A main switch 3-pole + N rated operational power at AC-23 A at 400 V 22.0 kW installation in distribution boards basic switch with knob-operated mechanism red/yellow with auxiliary switches 1 NO + 1 NC | 1960 | 1 | ZN | 1
3LD3440-0TK11 |  | Load disconnector 3LD3, Iu 63 A Main switch 3-pole Rated operating capacity at AC-23 A at 400V 22.0 kW floor mounting Basic switch with door coupling Central hole mounting 22.5mm Toggle drive black 48x48 mm | 2140 | 1 | ZN | 1
3LD3440-0TK13 |  | Load disconnector 3LD3, Iu 63 A Main switch 3-pole Rated operating capacity at AC-23 A at 400V 22.0 kW floor mounting Basic switch with door coupling Central hole mounting 22.5mm Toggle drive red / yellow 48x48 mm | 2140 | 1 | ZN | 1
3LD3440-0TL11 |  | Load disconnector 3LD3, Iu 63 A Main switch 3-pole + N Rated operating capacity at AC-23 A at 400V 22.0 kW floor mounting Basic switch with door coupling Central hole mounting 22.5mm Toggle drive black 48x48 mm | 2590 | 1 | ZN | 1
3LD3440-0TL13 |  | Load disconnector 3LD3, Iu 63 A Main switch 3-pole + N Rated operating capacity at AC-23 A at 400V 22.0 kW floor mounting Basic switch with door coupling Central hole mounting 22.5mm Toggle drive red / yellow 48x48 mm | 2590 | 1 | ZN | 1
3LD3440-1TK11 |  | 3LD3 switch disconnector, Iu 63 A main switch 3-pole rated operational power at AC-23 A at 400 V 22.0 kW floor mounting basic switch with door coupling center-hole mounting 22.5 mm knob-operated mechanism black 48x48 mm with auxiliary switches 1 NO + 1 NC | 2590 | 1 | ZN | 1
3LD3440-1TK13 |  | 3LD3 switch disconnector, Iu 63 A main switch 3-pole rated operational power at AC-23 A at 400 V 22.0 kW floor mounting basic switch with door coupling center-hole mounting 22.5 mm knob-operated mechanism red/yellow 48x48 mm with auxiliary switches 1 NO + 1 NC | 2590 | 1 | ZN | 1
3LD3440-1TL11 |  | 3LD3 switch disconnector, Iu 63 A main switch 3-pole + N rated operational power at AC-23 A at 400 V 22.0 kW floor mounting basic switch with door coupling center-hole mounting 22.5 mm knob-operated mechanism black 48x48 mm with auxiliary switches 1 NO + 1 NC | 3020 | 1 | ZN | 1
3LD3440-1TL13 |  | 3LD3 switch disconnector, Iu 63 A main switch 3-pole + N rated operational power at AC-23 A at 400 V 22.0 kW floor mounting basic switch with door coupling center-hole mounting 22.5 mm knob-operated mechanism red/yellow 48x48 mm with auxiliary switches 1 NO + 1 NC | 3020 | 1 | ZN | 1
3LD3448-0TK51 |  | Load disconnector 3LD3, Iu 63 A Main switch 3-pole Rated operating capacity at AC-23 A at 400V 22.0 kW floor mounting Basic switch with door coupling Central hole mounting 22.5mm Rotating drive black 66 x 66 mm | 2350 | 1 | ZN | 1
3LD3448-0TK53 |  | Load disconnector 3LD3, Iu 63 A Main switch 3-pole Rated operating capacity at AC-23 A at 400V 22.0 kW floor mounting Basic switch with door coupling Central hole mounting 22.5mm Rotary actuator red / yellow 66 x 66 mm | 2350 | 1 | ZN | 1
3LD3448-0TL51 |  | Load disconnector 3LD3, Iu 63 A Main switch 3-pole + N Rated operating capacity at AC-23 A at 400V 22.0 kW floor mounting Basic switch with door coupling Central hole mounting 22.5mm Rotating drive black 66 x 66 mm | 2900 | 1 | ZN | 1
3LD3448-0TL53 |  | Load disconnector 3LD3, Iu 63 A Main switch 3-pole + N Rated operating capacity at AC-23 A at 400V 22.0 kW floor mounting Basic switch with door coupling Central hole mounting 22.5mm Rotary actuator red / yellow 66 x 66 mm | 2900 | 1 | ZN | 1
3LD3448-1TK51 |  | 3LD3 switch disconnector, Iu 63 A main switch 3-pole rated operational power at AC-23 A at 400 V 22.0 kW floor mounting basic switch with door coupling center-hole mounting 22.5 mm rotary operating mechanism black 66 x 66 mm with auxiliary switches 1 NO + 1 NC | 2780 | 1 | ZN | 1
3LD3448-1TK53 |  | 3LD3 switch disconnector, Iu 63 A main switch 3-pole rated operational power at AC-23 A at 400 V 22.0 kW floor mounting basic switch with door coupling center-hole mounting 22.5 mm rotary operating mechanism red/yellow 66 x 66 mm with auxiliary switches 1 NO + 1 NC | 2780 | 1 | ZN | 1
3LD3448-1TL51 |  | 3LD3 switch disconnector, Iu 63 A main switch 3-pole + N rated operational power at AC-23 A at 400 V 22.0 kW floor mounting basic switch with door coupling center-hole mounting 22.5 mm rotary operating mechanism black 66 x 66 mm with auxiliary switches 1 NO + 1 NC | 3290 | 1 | ZN | 1
3LD3448-1TL53 |  | 3LD3 switch disconnector, Iu 63 A main switch 3-pole + N rated operational power at AC-23 A at 400 V 22.0 kW floor mounting basic switch with door coupling center-hole mounting 22.5 mm rotary operating mechanism red/yellow 66 x 66 mm with auxiliary switches 1 NO + 1 NC | 3290 | 1 | ZN | 1
3LD3450-0TK11 |  | Load disconnector 3LD3, Iu 63 A Main switch 3-pole Rated operating capacity at AC-23 A at 400V 22.0 kW Front plate mounting Basic switch with Central hole mounting 22.5mm Toggle drive black 48x48 mm | 1810 | 1 | ZN | 1
3LD3450-0TK13 |  | Load disconnector 3LD3, Iu 63 A Main switch 3-pole Rated operating capacity at AC-23 A at 400V 22.0 kW Front plate mounting Basic switch with Central hole mounting 22.5mm Toggle drive red / yellow 48x48 mm | 1810 | 1 | ZN | 1
3LD3450-0TL11 |  | Load disconnector 3LD3, Iu 63 A Main switch 3-pole + N Rated operating capacity at AC-23 A at 400V 22.0 kW Front plate mounting Basic switch with Central hole mounting 22.5mm Toggle drive black 48x48 mm | 2110 | 1 | ZN | 1
3LD3450-0TL13 |  | Load disconnector 3LD3, Iu 63 A Main switch 3-pole + N Rated operating capacity at AC-23 A at 400V 22.0 kW Front plate mounting Basic switch with Central hole mounting 22.5mm Toggle drive red / yellow 48x48 mm | 2110 | 1 | ZN | 1
3LD3450-1TK11 |  | 3LD3 switch disconnector, Iu 63 A main switch 3-pole rated operational power at AC-23 A at 400 V 22.0 kW front plate mounting basic switch with center-hole mounting 22.5 mm knob-operated mechanism black 48x48 mm with auxiliary switches 1 NO + 1 NC | 2260 | 1 | ZN | 1
3LD3450-1TK13 |  | 3LD3 switch disconnector, Iu 63 A main switch 3-pole rated operational power at AC-23 A at 400 V 22.0 kW front plate mounting basic switch with center-hole mounting 22.5 mm knob-operated mechanism red/yellow 48x48 mm with auxiliary switches 1 NO + 1 NC | 2260 | 1 | ZN | 1
3LD3450-1TL11 |  | 3LD3 switch disconnector, Iu 63 A main switch 3-pole + N rated operational power at AC-23 A at 400 V 22.0 kW front plate mounting basic switch with center-hole mounting 22.5 mm knob-operated mechanism black 48x48 mm with auxiliary switches 1 NO + 1 NC | 2460 | 1 | ZN | 1
3LD3450-1TL13 |  | 3LD3 switch disconnector, Iu 63 A main switch 3-pole + N rated operational power at AC-23 A at 400 V 22.0 kW front plate mounting basic switch with center-hole mounting 22.5 mm knob-operated mechanism red/yellow 48x48 mm with auxiliary switches 1 NO + 1 NC | 2460 | 1 | ZN | 1
3LD3454-0TK51 |  | Load disconnector 3LD3, Iu 63 A Main switch 3-pole Rated operating capacity at AC-23 A at 400V 22.0 kW Front plate mounting Basic switch with Central hole mounting 22.5mm Toggle drive black 66x66 mm | 1770 | 1 | ZN | 1
3LD3454-0TK53 |  | Load disconnector 3LD3, Iu 63 A Main switch 3-pole Rated operating capacity at AC-23 A at 400V 22.0 kW Front plate mounting Basic switch with Central hole mounting 22.5mm Toggle drive red / yellow 66x66 mm | 1770 | 1 | ZN | 1
3LD3454-0TL51 |  | Load disconnector 3LD3, Iu 63 A Main switch 3-pole + N Rated operating capacity at AC-23 A at 400V 22.0 kW Front plate mounting Basic switch with Central hole mounting 22.5mm Toggle drive black 66x66 mm | 2320 | 1 | ZN | 1
3LD3454-0TL53 |  | Load disconnector 3LD3, Iu 63 A Main switch 3-pole + N Rated operating capacity at AC-23 A at 400V 22.0 kW Front plate mounting Basic switch with Central hole mounting 22.5mm Toggle drive red / yellow 66x66 mm | 2320 | 1 | ZN | 1
3LD3454-1TK51 |  | 3LD3 switch disconnector, Iu 63 A main switch 3-pole rated operational power at AC-23 A at 400 V 22.0 kW front plate mounting basic switch with center-hole mounting 22.5 mm knob-operated mechanism black 66x66 mm with auxiliary switches 1 NO + 1 NC | 2160 | 1 | ZN | 1
3LD3454-1TK53 |  | 3LD3 switch disconnector, Iu 63 A main switch 3-pole rated operational power at AC-23 A at 400 V 22.0 kW front plate mounting basic switch with center-hole mounting 22.5 mm knob-operated mechanism red/yellow 66x66 mm with auxiliary switches 1 NO + 1 NC | 2160 | 1 | ZN | 1
3LD3454-1TL51 |  | 3LD3 switch disconnector, Iu 63 A main switch 3-pole + N rated operational power at AC-23 A at 400 V 22.0 kW front plate mounting basic switch with center-hole mounting 22.5 mm knob-operated mechanism black 66x66 mm with auxiliary switches 1 NO + 1 NC | 2730 | 1 | ZN | 1
3LD3454-1TL53 |  | 3LD3 switch disconnector, Iu 63 A main switch 3-pole + N rated operational power at AC-23 A at 400 V 22.0 kW front plate mounting basic switch with center-hole mounting 22.5 mm knob-operated mechanism red/yellow 66x66 mm with auxiliary switches 1 NO + 1 NC | 2730 | 1 | ZN | 1
3LD5410-0TL13 |  | SENTRON 3LD5 switch disconnector UL, EMERGENCY-OFF switch, 4-pole, approved according to UL 489, UL 60947-4-1 and IEC 60947-3, UL: 100 A, SCCR 65 kA at 480 V AC, operational power @ 480 V AC 3-phase: 60 hp, IEC: 100 A, operational power at AC-23 A at 400 V: 45 kW, floor mounting with door coupling, defeatable rotary operating mechanism, EMERGENCY OFF, 4-hole mounting of the handle, without tolerance compensation including terminal covers for the infeed side | 9690 | 1 | ZN | 1
3LD9200-2B |  | Neutral conductor/PE terminal, continuous, for Front mounting, Up to 16 A, accessory for main and emergency switching-off switch 3LD2 | 324 | 1 | ZN | 1
3LD9200-2C |  | Neutral conductor/PE terminal, continuous, for floor mounting, Up to 16 A, accessory for main and emergency switching-off Switch 3LD2 | 324 | 1 | ZN | 1
3LD9200-5B |  | Auxiliary switch, 1 NO+1 NC, accessory for main and emergency switching-off 3LD2 switch front mounting and for molded case switch 3LD5 UL front mounting | 503 | 1 | ZN | 1
3LD9200-5BF |  | Auxiliary switch, 1 NO+1 NC, with gold-plated contacts, accessory for main and emergency switching-off 3LD2 front mounting and for molded case switch 3LD5 UL front mounting | 858 | 1 | ZN | 1
3LD9200-5C |  | Auxiliary switch, 1 NO+1 NC, accessories for main and emergency switching-off 3LD2 switch floor mounting, installation in distribution boards, molded-plastic encapsulation and for molded case switch 3LD5 UL floor mounting | 503 | 1 | ZN | 1
3LD9200-5CF |  | Auxiliary switch, 1 NO+1 NC, with gold-plated contacts accessory for main and emergency switching-off 3LD2 switch with floor mounting installation in distribution boards, molded-plastic encapsulation and for molded case switch 3LD5 UL floor mounting | 858 | 1 | ZN | 1
3LD9200-6C |  | Auxiliary switch, 2 NO, accessory for Main and emergency switching-off switch 3LD2, floor mounting, installation in distribution boards, molded-plastic encapsulation and for molded case switch 3LD5 UL floor mounting | 565 | 1 | ZN | 1
3LD9201-1A |  | Terminal cover, 4-pole, 16A, accessory for main and emergency switching-off switch 3LD2 | 154 | 1 | ZN | 4
3LD9201-2A |  | Terminal cover, 1-pole, 16A, accessory for main and emergency switching-off switch 3LD2 | 3210 | 100 | ZN | 4
3LD9202-4E |  | coupling, without ON interlock, accessory for main and emergency switching-off switch 3LD2.13- 4 and 3LD2.44-5 | 256 | 1 | ZN | 5
3LD9203-1A |  | Actuating lever, Selector switch black, without masking frame, accessory for main and emergency switching-off Switch 3LD2050-0TK13 | 324 | 1 | ZN | 1
3LD9205-0C |  | Shaft set, for rotary operating mechanism with door-coupling, Shaft 6 x 6 mm, Length 300 mm, accessory for main and emergency switching-off switch 3LD2 and for molded case switch 3LD5 UL | 302 | 1 | ZN | 5
3LD9205-2C |  | shaft set, for rotary operating mechanism Shaft 6 x 6 mm, Length 600 mm, accessory for main and emergency switching-off switch 3LD2 and for molded case switch 3LD5 UL | 594 | 1 | ZN | 5
3LD9206-5A |  | Switching device, 2-pole, 16 A, molded-plastic encapsulation with Actuating lever, accessory for Main and emergency switching-off switch 3LD2 | 1820 | 1 | ZN | 1
3LD9220-0B |  | Neutral conductor, leading switching for Front mounting, Up to 32 A,, Accessory for main and emergency stop switch 3LD2 | 447 | 1 | ZN | 1
3LD9220-0C |  | Neutral conductor, leading switching for floor mounting, Up to 32 A,, Accessory for main and emergency stop switch 3LD2 | 447 | 1 | ZN | 1
3LD9220-2B |  | Neutral conductor/PE terminal, continuous, for Front mounting, Up to 32 A, accessory for main and emergency switching-off switch 3LD2 | 348 | 1 | ZN | 1
3LD9220-2C |  | Neutral conductor/PE terminal, continuous, for floor mounting, Up to 32 A, accessory for main and emergency switching-off switch 3LD2 | 348 | 1 | ZN | 1
3LD9221-0A |  | Terminal cover, 3-pole, for 25 A and 32 A, Accessory for main and emergency switching-off switch 3LD2 | 142 | 1 | ZN | 4
3LD9221-2A |  | Terminal cover, 1-pole, for 25 A and 32 A, Accessory for main and emergency switching-off switch 3LD2 | 3500 | 100 | ZN | 4
3LD9224-1B |  | rotary operating mechanism, actuating lever black, for four-hole Front mounting, for 25 A and 32 A, Accessory for main and emergency switching-off switch 3LD2 | 228 | 1 | ZN | 1
3LD9224-1D |  | rotary operating mechanism, actuating lever black, for center-hole Front mounting, for 25 A and 32 A, Accessory for main and emergency switching-off switch 3LD2 | 228 | 1 | ZN | 1
3LD9224-3B |  | rot. operator, selector switch red/yellow, for four-hole/ front mounting, for 25Â A and 32Â A, accessories for 3LD2 main control and EMERG.-OFF switch | 228 | 1 | ZN | 1
3LD9224-3D |  | rotary operating mechanism, actuating lever Red / yellow, for center-hole Front mounting, for 25 A and 32 A, Accessory for main and emergency switching-off switch 3LD2 | 228 | 1 | ZN | 1
3LD9226-3D |  | Shaft piece IP67 47 mm long Center-hole mounting for rotary operating mechanism 67 x 67 mm comprises 20 shaft pieces | 1900 | 1 | ZN | 1
3LD9240-0B |  | Neutral conductor, leading switching for Front mounting, Accessory for main and emergency-off switch 3LD23/24 for 160A - 250A and for molded case switch 3LD5 UL for 100A - 150A | 2440 | 1 | ZN | 1
3LD9240-0C |  | Neutral conductor, leading switching for floor mounting, Accessory for main and emergency-off switch 3LD23/24 for 160A - 250A and for molded case switch 3LD5 UL for 100A - 150A | 2440 | 1 | ZN | 1
3LD9240-2B |  | Neutral conductor/PE terminal, continuous, for Front mounting, Accessory for main and emergency switching-off switch 3LD23/24 for 160A-250A and for molded case switch 3LD5 UL for 100A-150A | 1170 | 1 | ZN | 1
3LD9240-2C |  | Neutral conductor/PE terminal, continuous, for floor mounting, Accessory for main and emergency switching-off switch 3LD23/24 for 160A-250A and for molded case switch 3LD5 UL for 100A-150A | 1170 | 1 | ZN | 1
3LD9241-2A |  | Terminal cover, 1-pole, for 160 A and 250 A, accessory for Main and emergency switching-off switch 3LD23/24 | 82.4 | 1 | ZN | 4
3LD9242-4F |  | coupling, without ON Interlock, accessory for Main and emergency switching-off switch 3LD23/24 | 423 | 1 | ZN | 5
3LD9243-1B |  | rotary operating mechanism, selector switch black, for four-hole front mounting, accessories for main and EMERGENCY-OFF switch 3LD23/24 for 160 A-250 A, 3P and 3P+N, for main and EMERGENCY-OFF switch 3LD5 UL for 100 A-150 A | 2120 | 1 | ZN | 1
3LD9243-3B |  | rotary operating mechanism, selector switch red/yellow, for four-hole front mounting, accessories for main and EMERGENCY-OFF switch 3LD23/24 for 160 A-250 A, 3P and 3P+N, for main and EMERGENCY-OFF switch 3LD5 UL for 100 A-150 A | 2120 | 1 | ZN | 1
3LD9245-0C |  | shaft 8x8 mm, length 300 mm, accessories for main and EMERGENCY-OFF switch 3LD23/24 and for main and EMERGENCY-OFF switch 3LD5 UL | 565 | 1 | ZN | 5
3LD9245-2C |  | shaft 8x8 mm, length 600 mm, accessories for main and EMERGENCY-OFF switch 3LD23/24 and for main and EMERGENCY-OFF switch 3LD5 UL | 850 | 1 | ZN | 5
3LD9250-0BA |  | Neutral conductor, leading switching, for Front mounting, Accessory for main and emergency stop switch 3LD2 for 63A and for molded case switch 3LD5 UL for 30A | 710 | 1 | ZN | 1
3LD9250-0CA |  | Neutral conductor, leading switching, for floor mounting, Accessory for main and emergency stop switch 3LD2 for 63A and for molded case switch 3LD5 UL for 30A | 710 | 1 | ZN | 1
3LD9250-2BA |  | Neutral conductor/PE terminal, continuous, for front mounting, accessory for main and emergency switching-off switch 3LD25 for 63A and for molded case switch 3LD5 UL for 30A | 474 | 1 | ZN | 1
3LD9250-2CA |  | Neutral conductor/PE terminal, continuous, for floor mounting, installation in distribution boards, Molded-plastic encapsulation, accessory for main and emergency switching-off switch 3LD25 for 63A and for molded case switch 3LD5 UL for 30A | 474 | 1 | ZN | 1
3LD9251-0A |  | Terminal cover, 3-pole, for 63 A, accessory for main and emergency switching-off switch 3LD2 | 154 | 1 | ZN | 4
3LD9251-2A |  | Terminal cover, 1-pole, for 63 A, accessory for main and emergency switching-off switch 3LD2 | 4810 | 100 | ZN | 4
3LD9256-0A |  | Assembly tool, for center-hole mounting, accessory for main and emergency switching-off switch 3LD2 | 215 | 1 | ZN | 5
3LD9280-0B |  | Neutral conductor, leading switching for Front mounting, for 100 A and 125 A, accessory for main and emergency switching-off switch 3LD2 | 867 | 1 | ZN | 1
3LD9280-0C |  | Neutral conductor, leading switching for floor mounting, for 100 A and 125 A, accessory for main and emergency switching-off switch 3LD2 | 867 | 1 | ZN | 1
3LD9280-2B |  | Neutral conductor/PE terminal, continuous, for Front mounting, for 100 A and 125 A, accessory for main and emergency switching-off switch 3LD2 | 585 | 1 | ZN | 1
3LD9280-2C |  | Neutral conductor/PE terminal, continuous, for floor mounting, for 100 A and 125 A, accessory for main and emergency switching-off switch 3LD2 | 585 | 1 | ZN | 1
3LD9281-2A |  | Terminal cover, 1-pole, for 100 A and 125 A, accessory for Main and emergency switching-off switch 3LD2 | 59.2 | 1 | ZN | 4
3LD9284-1B |  | rotary operating mechanism, actuating lever black, for four-hole Front mounting, accessory for main and emergency switching-off switch 3LD2 for 63A - 125A and for molded case switch 3LD UL for 30A | 611 | 1 | ZN | 1
3LD9284-1D |  | rotary operating mechanism, actuating lever black, for center-hole Front mounting, for 63 A to 125 A, accessory for main and emergency switching-off switch 3LD2 | 611 | 1 | ZN | 1
3LD9284-3B |  | rotary operating mechanism, actuating lever Red / yellow, four-hole Front mounting, accessory for main and emergency switching-off switch 3LD2 for 63A - 125A and for molded case switch 3LD UL for 30A | 611 | 1 | ZN | 1
3LD9284-3D |  | rotary operating mechanism, actuating lever Red / yellow, for center-hole Front mounting, for 63 A to 125 A, accessory for main and emergency switching-off switch 3LD2 | 611 | 1 | ZN | 1
3LD9286-1A |  | extra rating plate, German/English, 47 mm x 17 mm, accessory for main and emergency switching-off switch 3LD2 | 101 | 1 | ZN | 10
3LD9286-3D |  | Shaft piece IP67 57 mm long Center-hole mounting for rotary operating mechanism 90 x 90 mm comprises 20 shaft pieces | 2560 | 1 | ZN | 1
3LD9286-4A |  | labeling plate, without inscription, accessories for main and EMERGENCY-OFF switch 3LD2 main and EMERGENCY-OFF switch 3LD5 UL | 104 | 1 | ZN | 10
3LD9340-0B |  | N switching contact, Front installation, accessory for Load disconnector 3LD3 | 329 | 1 | ZN | 1
3LD9340-0C |  | N switching contact, Floor installation accessory for Load disconnector 3LD3 | 329 | 1 | ZN | 1
3LD9340-2B |  | N-through terminal, Front installation, accessory for Load disconnector 3LD3 | 302 | 1 | ZN | 1
3LD9340-2C |  | N-through terminal, Floor installation accessory for Load disconnector 3LD3 | 302 | 1 | ZN | 1
3LD9340-3B |  | PE-through terminal, Front installation, accessory for Load disconnector 3LD3 | 302 | 1 | ZN | 1
3LD9340-3C |  | PE-through terminal, Floor installation, accessory for Load disconnector 3LD3 | 302 | 1 | ZN | 1
3LD9340-6B |  | auxiliary switch, front mounting, 1 NO + 1 NC left and/or right attachable, accessories for 3LD3 switch disconnectors | 403 | 1 | ZN | 1
3LD9340-6C |  | auxiliary switch, floor mounting, 1 NO + 1 NC left and/or right attachable, accessories for 3LD3 switch disconnectors | 403 | 1 | ZN | 1
3LD9341-0A |  | Terminal cover, for 3-pin, Accessories for load disconnector 3LD3 | 130 | 1 | ZN | 4
3LD9341-2A |  | Terminal cover, for 1-pole, Accessories for load disconnector 3LD3 | 31.9 | 1 | ZN | 4
3LD9343-4C |  | selector switch, black 48x48 mm Front plate mounting Central hole mounting 22.5mm with coupling part for shaft 6x6 mm, accessory for Load disconnector 3LD3 | 304 | 1 | ZN | 1
3LD9343-4CA |  | Door-coupling rotary operating mechanism black 48x48 mm, Front plate mounting Central hole mounting 22.5mm with coupling part with shaft 300 mm long, 6x6 mm, accessories for load disconnector 3LD3 | 563 | 1 | ZN | 1
3LD9343-5C |  | selector switch, red / yellow 48x48 mm Front plate mounting Central hole mounting 22.5mm with coupling part for shaft 6x6 mm, accessory for Load disconnector 3LD3 | 304 | 1 | ZN | 1
3LD9343-5CA |  | Door-coupling rotary operating mechanism red / yellow 48x48 mm, Front plate mounting Central hole mounting 22.5mm with coupling part with shaft 300 mm long, 6x6 mm, accessories for load disconnector 3LD3 | 563 | 1 | ZN | 1
3LD9343-6C |  | selector switch, black 48x48 mm Front plate mounting Central hole mounting 22.5mm for shaft 6x6 mm, accessory for Load disconnector 3LD3 | 209 | 1 | ZN | 1
3LD9343-7C |  | selector switch, red / yellow 48x48 mm Front plate mounting Central hole mounting 22.5mm for shaft 6x6 mm, accessory for Load disconnector 3LD3 | 209 | 1 | ZN | 1
3LD9344-2C |  | rotary operating mechanism, black 66x66 mm ground plate mounting Central hole mounting 22.5mm for shaft 6x6 mm, accessory for Load disconnector 3LD3 | 219 | 1 | ZN | 1
3LD9344-2CA |  | Door-coupling rotary operating mechanism black 66x66 mm, Front plate mounting Central hole mounting 22.5mm with coupling part with shaft 300 mm long, 6x6 mm, accessories for load disconnector 3LD3 | 498 | 1 | ZN | 1
3LD9344-3C |  | rotary operating mechanism, red / yellow 66x66 mm Front plate mounting Central hole mounting 22.5mm for shaft 6x6 mm, accessory for Load disconnector 3LD3 | 219 | 1 | ZN | 1
3LD9344-3CA |  | Door-coupling rotary operating mechanism red / yellow 66x66 mm, Front plate mounting Central hole mounting 22.5mm with coupling part with shaft 300 mm long, 6x6 mm, accessories for load disconnector 3LD3 | 498 | 1 | ZN | 1
3LD9344-4C |  | rotary operating mechanism, black 66x66 mm ground plate mounting Central hole mounting 22.5mm mm, accessory for Load disconnector 3LD3 | 219 | 1 | ZN | 1
3LD9344-5C |  | rotary operating mechanism, red / yellow 66x66 mm Front plate mounting Central hole mounting 22.5mm mm, accessory for Load disconnector 3LD3 | 219 | 1 | ZN | 1
3LD9345-1C |  | shaft, 600 mm, 6 x 6 mm, Accessories for load disconnector 3LD3 | 563 | 1 | ZN | 5
3LD9346-1A |  | additional label, German/English "Hauptschalter/Main Switch" , accessories for 3LD3 switch disconnectors | 95.4 | 1 | ZN | 10
3LD9346-2A |  | additional label, French/Spanish "Interrupteur General / Interruptor Principal " , accessories for 3LD3 switch disconnectors | 95.4 | 1 | ZN | 10
3LD9346-3A |  | additional label without inscription for 3LD3 switch disconnectors | 98.8 | 1 | ZN | 10
3MH7022-1AB00 |  | Contactor Relay 2NO+2NC AC24V 50HZ Auxiliary circuit: Screw | 323 | 1 | ZD | 1
3MH7022-1AC20 |  | Contactor Relay 2NO+2NC AC24V 50/60Hz Auxiliary circuit: Screw | 323 | 1 | ZD | 1
3MH7022-1AF00 |  | Contactor Relay 2NO+2NC AC110V 50HZ Auxiliary circuit: Screw | 323 | 1 | ZD | 1
3MH7022-1AF20 |  | Contactor Relay 2NO+2NC AC110V 50/60Hz Auxiliary circuit: Screw | 323 | 1 | ZD | 1
3MH7022-1AG00 |  | Contactor Relay 2NO+2NC AC36V 50Hz Auxiliary circuit: Screw | 323 | 1 | ZD | 1
3MH7022-1AG20 |  | Contactor Relay 2NO+2NC AC36V 50/60HZ Auxiliary circuit: Screw | 323 | 1 | ZD | 1
3MH7022-1AH00 |  | Contactor Relay 2NO+2NC AC48V 50HZ Auxiliary circuit: Screw | 323 | 1 | ZD | 1
3MH7022-1AH20 |  | Contactor Relay 2NO+2NC AC48V 50/60HZ Auxiliary circuit: Screw | 323 | 1 | ZD | 1
3MH7022-1AL20 |  | Contactor Relay 2NO+2NC AC230V 50/60Hz Auxiliary circuit: Screw | 323 | 1 | ZD | 1
3MH7022-1AM00 |  | Contactor Relay 2NO+2NC AC220V 50Hz Auxiliary circuit: Screw | 323 | 1 | ZD | 1
3MH7022-1AN20 |  | Contactor Relay 2NO+2NC AC220V 50/60Hz Auxiliary circuit: Screw | 323 | 1 | ZD | 1
3MH7022-1AP00 |  | Contactor Relay 2NO+2NC AC230V 50Hz Auxiliary circuit: Screw | 323 | 1 | ZD | 1
3MH7022-1AQ00 |  | Contactor Relay 2NO+2NC AC380V 50Hz Auxiliary circuit: Screw | 323 | 1 | ZD | 1
3MH7022-1AQ20 |  | Contactor Relay 2NO+2NC AC380V 50/60Hz Auxiliary circuit: Screw | 323 | 1 | ZD | 1
3MH7022-1AR00 |  | Contactor Relay 2NO+2NC AC415V 50Hz Auxiliary circuit: Screw | 323 | 1 | ZD | 1
3MH7022-1AR20 |  | Contactor Relay 2NO+2NC AC415V 50/60Hz Auxiliary circuit: Screw | 323 | 1 | ZD | 1
3MH7022-1AS00 |  | Contactor Relay 2NO+2NC AC165-273V AC 50Hz Auxiliary circuit: Screw | 323 | 1 | ZD | 1
3MH7022-1AT00 |  | Contactor Relay 2NO+2NC AC353-455V AC 50Hz Auxiliary circuit: Screw | 323 | 1 | ZD | 1
3MH7022-1AV00 |  | Contactor Relay 2NO+2NC AC400V 50Hz Auxiliary circuit: Screw | 323 | 1 | ZD | 1
3MH7022-1AV20 |  | Contactor Relay 2NO+2NC AC400V 50/60Hz Auxiliary circuit: Screw | 323 | 1 | ZD | 1
3MH7031-1AB00 |  | Contactor Relay 3NO+1NC AC24V 50HZ Auxiliary circuit: Screw | 323 | 1 | ZD | 1
3MH7031-1AC20 |  | Contactor Relay 3NO+1NC AC24V 50/60Hz Auxiliary circuit: Screw | 323 | 1 | ZD | 1
3MH7031-1AF00 |  | Contactor Relay 3NO+1NC AC110V 50HZ Auxiliary circuit: Screw | 323 | 1 | ZD | 1
3MH7031-1AF20 |  | Contactor Relay 3NO+1NC AC110V 50/60Hz Auxiliary circuit: Screw | 323 | 1 | ZD | 1
3MH7031-1AG00 |  | Contactor Relay 3NO+1NC AC36V 50Hz Auxiliary circuit: Screw | 323 | 1 | ZD | 1
3MH7031-1AG20 |  | Contactor Relay 3NO+1NC AC36V 50/60HZ Auxiliary circuit: Screw | 323 | 1 | ZD | 1
3MH7031-1AH00 |  | Contactor Relay 3NO+1NC AC48V 50HZ Auxiliary circuit: Screw | 323 | 1 | ZD | 1
3MH7031-1AH20 |  | Contactor Relay 3NO+1NC AC48V 50/60HZ Auxiliary circuit: Screw | 323 | 1 | ZD | 1
3MH7031-1AL20 |  | Contactor Relay 3NO+1NC AC230V 50/60Hz Auxiliary circuit: Screw | 323 | 1 | ZD | 1
3MH7031-1AM00 |  | Contactor Relay 3NO+1NC AC220V 50Hz Auxiliary circuit: Screw | 323 | 1 | ZD | 1
3MH7031-1AN20 |  | Contactor Relay 3NO+1NC AC220V 50/60Hz Auxiliary circuit: Screw | 323 | 1 | ZD | 1
3MH7031-1AP00 |  | Contactor Relay 3NO+1NC AC230V 50Hz Auxiliary circuit: Screw | 323 | 1 | ZD | 1
3MH7031-1AQ00 |  | Contactor Relay 3NO+1NC AC380V 50Hz Auxiliary circuit: Screw | 323 | 1 | ZD | 1
3MH7031-1AQ20 |  | Contactor Relay 3NO+1NC AC380V 50/60Hz Auxiliary circuit: Screw | 323 | 1 | ZD | 1
3MH7031-1AR00 |  | Contactor Relay 3NO+1NC AC415V 50Hz Auxiliary circuit: Screw | 323 | 1 | ZD | 1
3MH7031-1AR20 |  | Contactor Relay 3NO+1NC AC415V 50/60Hz Auxiliary circuit: Screw | 323 | 1 | ZD | 1
3MH7031-1AS00 |  | Contactor Relay 3NO+1NC AC165-273V AC 50Hz Auxiliary circuit: Screw | 323 | 1 | ZD | 1
3MH7031-1AT00 |  | Contactor Relay 3NO+1NC AC353-455V AC 50Hz Auxiliary circuit: Screw | 323 | 1 | ZD | 1
3MH7031-1AV00 |  | Contactor Relay 3NO+1NC AC400V 50Hz Auxiliary circuit: Screw | 323 | 1 | ZD | 1
3MH7031-1AV20 |  | Contactor Relay 3NO+1NC AC400V 50/60Hz Auxiliary circuit: Screw | 323 | 1 | ZD | 1
3MH7040-1AB00 |  | Contactor Relay 4NO AC24V 50HZ Auxiliary circuit: Screw | 323 | 1 | ZD | 1
3MH7040-1AC20 |  | Contactor Relay 4NO AC24V 50/60Hz Auxiliary circuit: Screw | 323 | 1 | ZD | 1
3MH7040-1AF00 |  | Contactor Relay 4NO AC110V 50HZ Auxiliary circuit: Screw | 323 | 1 | ZD | 1
3MH7040-1AF20 |  | Contactor Relay 4NO AC110V 50/60Hz Auxiliary circuit: Screw | 323 | 1 | ZD | 1
3MH7040-1AG00 |  | Contactor Relay 4NO AC36V 50Hz Auxiliary circuit: Screw | 323 | 1 | ZD | 1
3MH7040-1AG20 |  | Contactor Relay 4NO AC36V 50/60HZ Auxiliary circuit: Screw | 323 | 1 | ZD | 1
3MH7040-1AH00 |  | Contactor Relay 4NO AC48V 50HZ Auxiliary circuit: Screw | 323 | 1 | ZD | 1
3MH7040-1AH20 |  | Contactor Relay 4NO AC48V 50/60HZ Auxiliary circuit: Screw | 323 | 1 | ZD | 1
3MH7040-1AL20 |  | Contactor Relay 4NO AC230V 50/60Hz Auxiliary circuit: Screw | 323 | 1 | ZD | 1
3MH7040-1AM00 |  | Contactor Relay 4NO AC220V 50Hz Auxiliary circuit: Screw | 323 | 1 | ZD | 1
3MH7040-1AN20 |  | Contactor Relay 4NO AC220V 50/60Hz Auxiliary circuit: Screw | 323 | 1 | ZD | 1
3MH7040-1AP00 |  | Contactor Relay 4NO AC230V 50Hz Auxiliary circuit: Screw | 323 | 1 | ZD | 1
3MH7040-1AQ00 |  | Contactor Relay 4NO AC380V 50Hz Auxiliary circuit: Screw | 323 | 1 | ZD | 1
3MH7040-1AQ20 |  | Contactor Relay 4NO AC380V 50/60Hz Auxiliary circuit: Screw | 323 | 1 | ZD | 1
3MH7040-1AR00 |  | Contactor Relay 4NO AC415V 50Hz Auxiliary circuit: Screw | 323 | 1 | ZD | 1
3MH7040-1AR20 |  | Contactor Relay 4NO AC415V 50/60Hz Auxiliary circuit: Screw | 323 | 1 | ZD | 1
3MH7040-1AS00 |  | Contactor Relay 4NO AC165-273V AC 50Hz Auxiliary circuit: Screw | 323 | 1 | ZD | 1
3MH7040-1AT00 |  | Contactor Relay 4NO AC353-455V AC 50Hz Auxiliary circuit: Screw | 323 | 1 | ZD | 1
3MH7040-1AV00 |  | Contactor Relay 4NO AC400V 50Hz Auxiliary circuit: Screw | 323 | 1 | ZD | 1
3MH7040-1AV20 |  | Contactor Relay 4NO AC400V 50/60Hz Auxiliary circuit: Screw | 323 | 1 | ZD | 1
3MH7901-0CT10 |  | Auxiliary Switch Front 1 NC Current path for 3MT7 and 3MH7 Contactor Screw terminal | 76.9 | 1 | ZD | 1
3MH7902-0CT10 |  | Auxiliary Switch Front 2 NC Current path for 3MT7 and 3MH7 Contactor Screw terminal | 83.3 | 1 | ZD | 1
3MH7904-0CT10 |  | Auxiliary Switch Front 4NC Current path for 3MT7 and 3MH7 Contactor Screw terminal | 159 | 1 | ZD | 1
3MH7910-0CT10 |  | Auxiliary Switch Front 1 NO Current path for 3MT7 and 3MH7 Contactor Screw terminal | 78.7 | 1 | ZD | 1
3MH7911-0CL10 |  | Auxiliary switch lateral 1 NO+1 NC Current path for 3MT7 and 3MH7 Contactor Screw terminal | 111 | 1 | ZD | 1
3MH7911-0CL21 |  | Auxiliary switch lateral 1NO+1NC for 3MT7 Contactor Size 5-8 Screw terminal | 133 | 1 | ZZ | 1
3MH7911-0CL22 |  | Auxiliary switch lateral 1NO+1NC for 3MT7 Contactor Size 5-8 Screw terminal | 133 | 1 | ZZ | 1
3MH7911-0CT10 |  | Auxiliary Switch Front 1 NO + 1 NC Current path for 3MT7 and 3MH7 Contactor Screw terminal | 83.3 | 1 | ZD | 1
3MH7913-0CT10 |  | Auxiliary Switch Front 1 NO + 3 NC Current path for 3MT7 and 3MH7 Contactor Screw terminal | 156 | 1 | ZD | 1
3MH7920-0CL10 |  | Auxiliary switch lateral 2NO Current path for 3MT7 and 3MH7 Contactor Screw terminal | 111 | 1 | ZD | 1
3MH7920-0CT10 |  | Auxiliary Switch Front 2 NO Current path for 3MT7 and 3MH7 Contactor Screw terminal | 83.3 | 1 | ZD | 1
3MH7922-0CT10 |  | Auxiliary Switch Front 2NO + 2NC Current path for 3MT7 and 3MH7 Contactor Screw terminal | 156 | 1 | ZD | 1
3MH7931-0CT10 |  | Auxiliary Switch Front 3NO + 1NC Current path for 3MT7 and 3MH7 Contactor Screw terminal | 156 | 1 | ZD | 1
3MH7940-0CT10 |  | Auxiliary Switch Front 4NO Current path for 3MT7 and 3MH7 Contactor Screw terminal | 156 | 1 | ZD | 1
3MT7000-2JA01-6AC2 |  | 2.5 kvar Capacitor duty contactor 1NC aux contact 24 V AC, 50/60 Hz coil | 488 | 1 | ZD | 1
3MT7000-2JA01-6AG2 |  | 2.5 kvar Capacitor duty contactor 1NC aux contact 110 V AC, 50/60 Hz coil | 488 | 1 | ZD | 1
3MT7000-2JA01-6AN2 |  | 2.5 kvar Capacitor duty contactor 1NC aux contact 220 V AC, 50/60 Hz coil | 488 | 1 | ZD | 1
3MT7000-2JA01-6AP2 |  | 2.5 kvar Capacitor duty contactor 1NC aux contact 240 V AC, 50/60 Hz coil | 488 | 1 | ZD | 1
3MT7000-2JA01-6AR2 |  | 2.5 kvar Capacitor duty contactor 1NC aux contact 415 V AC, 50/60 Hz coil | 488 | 1 | ZD | 1
3MT7000-2JA10-6AC2 |  | 2.5 kvar Capacitor duty contactor 1NO aux contact 24 V AC, 50/60 Hz coil | 488 | 1 | ZD | 1
3MT7000-2JA10-6AG2 |  | 2.5 kvar Capacitor duty contactor 1NO aux contact 110 V AC, 50/60 Hz coil | 488 | 1 | ZD | 1
3MT7000-2JA10-6AN2 |  | 2.5 kvar Capacitor duty contactor 1NO aux contact 220 V AC, 50/60 Hz coil | 488 | 1 | ZD | 1
3MT7000-2JA10-6AP2 |  | 2.5 kvar Capacitor duty contactor 1NO aux contact 240 V AC, 50/60 Hz coil | 488 | 1 | ZD | 1
3MT7000-2JA10-6AR2 |  | 2.5 kvar Capacitor duty contactor 1NO aux contact 415 V AC, 50/60 Hz coil | 488 | 1 | ZD | 1
3MT7000-5JA01-6AC2 |  | 5 kvar Capacitor duty contactor 1NC aux contact 24 V AC, 50/60 Hz coil | 488 | 1 | ZD | 1
3MT7000-5JA01-6AG2 |  | 5 kvar Capacitor duty contactor 1NC aux contact 110 V AC, 50/60 Hz coil | 488 | 1 | ZD | 1
3MT7000-5JA01-6AN2 |  | 5 kvar Capacitor duty contactor 1NC aux contact 220 V AC, 50/60 Hz coil | 488 | 1 | ZD | 1
3MT7000-5JA01-6AP2 |  | 5 kvar Capacitor duty contactor 1NC aux contact 240 V AC, 50/60 Hz coil | 488 | 1 | ZD | 1
3MT7000-5JA01-6AR2 |  | 5 kvar Capacitor duty contactor 1NC aux contact 415 V AC, 50/60 Hz coil | 488 | 1 | ZD | 1
3MT7000-5JA10-6AC2 |  | 5 kvar Capacitor duty contactor 1NO aux contact 24 V AC, 50/60 Hz coil | 488 | 1 | ZD | 1
3MT7000-5JA10-6AG2 |  | 5 kvar Capacitor duty contactor 1NO aux contact 110 V AC, 50/60 Hz coil | 488 | 1 | ZD | 1
3MT7000-5JA10-6AN2 |  | 5 kvar Capacitor duty contactor 1NO aux contact 220 V AC, 50/60 Hz coil | 488 | 1 | ZD | 1
3MT7000-5JA10-6AP2 |  | 5 kvar Capacitor duty contactor 1NO aux contact 240 V AC, 50/60 Hz coil | 488 | 1 | ZD | 1
3MT7000-5JA10-6AR2 |  | 5 kvar Capacitor duty contactor 1NO aux contact 415 V AC, 50/60 Hz coil | 488 | 1 | ZD | 1
3MT7000-7JA02-6AC2 |  | 7.5 kvar Capacitor duty contactor 2NC aux contact 24 V AC, 50/60 Hz coil | 770 | 1 | ZD | 1
3MT7000-7JA02-6AG2 |  | 7.5 kvar Capacitor duty contactor 2NC aux contact 110 V AC, 50/60 Hz coil | 770 | 1 | ZD | 1
3MT7000-7JA02-6AN2 |  | 7.5 kvar Capacitor duty contactor 2NC aux contact 220 V AC, 50/60 Hz coil | 770 | 1 | ZD | 1
3MT7000-7JA02-6AP2 |  | 7.5 kvar Capacitor duty contactor 2NC aux contact 240 V AC, 50/60 Hz coil | 770 | 1 | ZD | 1
3MT7000-7JA02-6AR2 |  | 7.5 kvar Capacitor duty contactor 2NC aux contact 415 V AC, 50/60 Hz coil | 770 | 1 | ZD | 1
3MT7000-7JA11-6AC2 |  | 7.5 kvar Capacitor duty contactor 1NO + 1NC aux contact 24 V AC, 50/60 Hz coil | 770 | 1 | ZD | 1
3MT7000-7JA11-6AG2 |  | 7.5 kvar Capacitor duty contactor 1NO + 1NC aux contact 110 V AC, 50/60 Hz coil | 770 | 1 | ZD | 1
3MT7000-7JA11-6AN2 |  | 7.5 kvar Capacitor duty contactor 1NO + 1NC aux contact 220 V AC, 50/60 Hz coil | 770 | 1 | ZD | 1
3MT7000-7JA11-6AP2 |  | 7.5 kvar Capacitor duty contactor 1NO + 1NC aux contact 240 V AC, 50/60 Hz coil | 770 | 1 | ZD | 1
3MT7000-7JA11-6AR2 |  | 7.5 kvar Capacitor duty contactor 1NO + 1NC aux contact 415 V AC, 50/60 Hz coil | 770 | 1 | ZD | 1
3MT7001-0JA02-6AC2 |  | 10 kvar Capacitor duty contactor 2NC aux contact 24 V AC, 50/60 Hz coil | 770 | 1 | ZD | 1
3MT7001-0JA02-6AG2 |  | 10 kvar Capacitor duty contactor 2NC aux contact 110 V AC, 50/60 Hz coil | 770 | 1 | ZD | 1
3MT7001-0JA02-6AN2 |  | 10 kvar Capacitor duty contactor 2NC aux contact 220 V AC, 50/60 Hz coil | 770 | 1 | ZD | 1
3MT7001-0JA02-6AP2 |  | 10 kvar Capacitor duty contactor 2NC aux contact 240 V AC, 50/60 Hz coil | 770 | 1 | ZD | 1
3MT7001-0JA02-6AR2 |  | 10 kvar Capacitor duty contactor 2NC aux contact 415 V AC, 50/60 Hz coil | 770 | 1 | ZD | 1
3MT7001-0JA11-6AC2 |  | 10 kvar Capacitor duty contactor 1NO + 1NC aux contact 24 V AC, 50/60 Hz coil | 770 | 1 | ZD | 1
3MT7001-0JA11-6AG2 |  | 10 kvar Capacitor duty contactor 1NO + 1NC aux contact 110 V AC, 50/60 Hz coil | 770 | 1 | ZD | 1
3MT7001-0JA11-6AN2 |  | 10 kvar Capacitor duty contactor 1NO + 1NC aux contact 220 V AC, 50/60 Hz coil | 770 | 1 | ZD | 1
3MT7001-0JA11-6AP2 |  | 10 kvar Capacitor duty contactor 1NO + 1NC aux contact 240 V AC, 50/60 Hz coil | 770 | 1 | ZD | 1
3MT7001-0JA11-6AR2 |  | 10 kvar Capacitor duty contactor 1NO + 1NC aux contact 415 V AC, 50/60 Hz coil | 770 | 1 | ZD | 1
3MT7001-2JA02-6AC2 |  | 12.5 kvar Capacitor duty contactor 2NC aux contact 24 V AC, 50/60 Hz coil | 770 | 1 | ZD | 1
3MT7001-2JA02-6AG2 |  | 12.5 kvar Capacitor duty contactor 2NC aux contact 110 V AC, 50/60 Hz coil | 770 | 1 | ZD | 1
3MT7001-2JA02-6AN2 |  | 12.5 kvar Capacitor duty contactor 2NC aux contact 220 V AC, 50/60 Hz coil | 770 | 1 | ZD | 1
3MT7001-2JA02-6AP2 |  | 12.5 kvar Capacitor duty contactor 2NC aux contact 240 V AC, 50/60 Hz coil | 770 | 1 | ZD | 1
3MT7001-2JA02-6AR2 |  | 12.5 kvar Capacitor duty contactor 2NC aux contact 415 V AC, 50/60 Hz coil | 770 | 1 | ZD | 1
3MT7001-2JA11-6AC2 |  | 12.5 kvar Capacitor duty contactor 1NO + 1NC aux contact 24 V AC, 50/60 Hz coil | 770 | 1 | ZD | 1
3MT7001-2JA11-6AG2 |  | 12.5 kvar Capacitor duty contactor 1NO + 1NC aux contact 110 V AC, 50/60 Hz coil | 770 | 1 | ZD | 1
3MT7001-2JA11-6AN2 |  | 12.5 kvar Capacitor duty contactor 1NO + 1NC aux contact 220 V AC, 50/60 Hz coil | 770 | 1 | ZD | 1
3MT7001-2JA11-6AP2 |  | 12.5 kvar Capacitor duty contactor 1NO + 1NC aux contact 240 V AC, 50/60 Hz coil | 770 | 1 | ZD | 1
3MT7001-2JA11-6AR2 |  | 12.5 kvar Capacitor duty contactor 1NO + 1NC aux contact 415 V AC, 50/60 Hz coil | 770 | 1 | ZD | 1
3MT7001-6JA02-6AC2 |  | 16.7 kvar Capacitor duty contactor 2NC aux contact 24 V AC, 50/60 Hz coil | 879 | 1 | ZD | 1
3MT7001-6JA02-6AG2 |  | 16.7 kvar Capacitor duty contactor 2NC aux contact 110 V AC, 50/60 Hz coil | 879 | 1 | ZD | 1
3MT7001-6JA02-6AN2 |  | 16.7 kvar Capacitor duty contactor 2NC aux contact 220 V AC, 50/60 Hz coil | 879 | 1 | ZD | 1
3MT7001-6JA02-6AP2 |  | 16.7 kvar Capacitor duty contactor 2NC aux contact 240 V AC, 50/60 Hz coil | 879 | 1 | ZD | 1
3MT7001-6JA02-6AR2 |  | 16.7 kvar Capacitor duty contactor 2NC aux contact 415 V AC, 50/60 Hz coil | 879 | 1 | ZD | 1
3MT7001-6JA11-6AC2 |  | 16.7 kvar Capacitor duty contactor 1NO + 1NC aux contact 24 V AC, 50/60 Hz coil | 879 | 1 | ZD | 1
3MT7001-6JA11-6AG2 |  | 16.7 kvar Capacitor duty contactor 1NO + 1NC aux contact 110 V AC, 50/60 Hz coil | 879 | 1 | ZD | 1
3MT7001-6JA11-6AN2 |  | 16.7 kvar Capacitor duty contactor 1NO + 1NC aux contact 220 V AC, 50/60 Hz coil | 879 | 1 | ZD | 1
3MT7001-6JA11-6AP2 |  | 16.7 kvar Capacitor duty contactor 1NO + 1NC aux contact 240 V AC, 50/60 Hz coil | 879 | 1 | ZD | 1
3MT7001-6JA11-6AR2 |  | 16.7 kvar Capacitor duty contactor 1NO + 1NC aux contact 415 V AC, 50/60 Hz coil | 879 | 1 | ZD | 1
3MT7002-0JA02-6AC2 |  | 20 kvar Capacitor duty contactor 2NC aux contact 24 V AC, 50/60 Hz coil | 959 | 1 | ZD | 1
3MT7002-0JA02-6AG2 |  | 20 kvar Capacitor duty contactor 2NC aux contact 110 V AC, 50/60 Hz coil | 959 | 1 | ZD | 1
3MT7002-0JA02-6AN2 |  | 20 kvar Capacitor duty contactor 2NC aux contact 220 V AC, 50/60 Hz coil | 959 | 1 | ZD | 1
3MT7002-0JA02-6AP2 |  | 20 kvar Capacitor duty contactor 2NC aux contact 240 V AC, 50/60 Hz coil | 959 | 1 | ZD | 1
3MT7002-0JA02-6AR2 |  | 20 kvar Capacitor duty contactor 2NC aux contact 415 V AC, 50/60 Hz coil | 959 | 1 | ZD | 1
3MT7002-0JA11-6AC2 |  | 20 kvar Capacitor duty contactor 1NO + 1NC aux contact 24 V AC, 50/60 Hz coil | 959 | 1 | ZD | 1
3MT7002-0JA11-6AG2 |  | 20 kvar Capacitor duty contactor 1NO + 1NC aux contact 110 V AC, 50/60 Hz coil | 959 | 1 | ZD | 1
3MT7002-0JA11-6AN2 |  | 20 kvar Capacitor duty contactor 1NO + 1NC aux contact 220 V AC, 50/60 Hz coil | 959 | 1 | ZD | 1
3MT7002-0JA11-6AP2 |  | 20 kvar Capacitor duty contactor 1NO + 1NC aux contact 240 V AC, 50/60 Hz coil | 959 | 1 | ZD | 1
3MT7002-0JA11-6AR2 |  | 20 kvar Capacitor duty contactor 1NO + 1NC aux contact 415 V AC, 50/60 Hz coil | 959 | 1 | ZD | 1
3MT7002-5JA02-6AC2 |  | 25 kvar Capacitor duty contactor 2NC aux contact 24 V AC, 50/60 Hz coil | 1170 | 1 | ZD | 1
3MT7002-5JA02-6AG2 |  | 25 kvar Capacitor duty contactor 2NC aux contact 110 V AC, 50/60 Hz coil | 1170 | 1 | ZD | 1
3MT7002-5JA02-6AN2 |  | 25 kvar Capacitor duty contactor 2NC aux contact 220 V AC, 50/60 Hz coil | 1170 | 1 | ZD | 1
3MT7002-5JA02-6AP2 |  | 25 kvar Capacitor duty contactor 2NC aux contact 240 V AC, 50/60 Hz coil | 1170 | 1 | ZD | 1
3MT7002-5JA02-6AR2 |  | 25 kvar Capacitor duty contactor 2NC aux contact 415 V AC, 50/60 Hz coil | 1170 | 1 | ZD | 1
3MT7002-5JA11-6AC2 |  | 25 kvar Capacitor duty contactor 1NO + 1NC aux contact 24 V AC, 50/60 Hz coil | 1170 | 1 | ZD | 1
3MT7002-5JA11-6AG2 |  | 25 kvar Capacitor duty contactor 1NO + 1NC aux contact 110 V AC, 50/60 Hz coil | 1170 | 1 | ZD | 1
3MT7002-5JA11-6AN2 |  | 25 kvar Capacitor duty contactor 1NO + 1NC aux contact 220 V AC, 50/60 Hz coil | 1170 | 1 | ZD | 1
3MT7002-5JA11-6AP2 |  | 25 kvar Capacitor duty contactor 1NO + 1NC aux contact 240 V AC, 50/60 Hz coil | 1170 | 1 | ZD | 1
3MT7002-5JA11-6AR2 |  | 25 kvar Capacitor duty contactor 1NO + 1NC aux contact 415 V AC, 50/60 Hz coil | 1170 | 1 | ZD | 1
3MT7003-3JA12-6AC2 |  | 33.3 kvar Capacitor duty contactor 1NO + 2NC aux contact 24 V AC, 50/60 Hz coil | 1560 | 1 | ZD | 1
3MT7003-3JA12-6AG2 |  | 33.3 kvar Capacitor duty contactor 1NO + 2NC aux contact 110 V AC, 50/60 Hz coil | 1560 | 1 | ZD | 1
3MT7003-3JA12-6AN2 |  | 33.3 kvar Capacitor duty contactor 1NO + 2NC aux contact 220 V AC, 50/60 Hz coil | 1560 | 1 | ZD | 1
3MT7003-3JA12-6AP2 |  | 33.3 kvar Capacitor duty contactor 1NO + 2NC aux contact 240 V AC, 50/60 Hz coil | 1560 | 1 | ZD | 1
3MT7003-3JA12-6AR2 |  | 33.3 kvar Capacitor duty contactor 1NO + 2NC aux contact 415 V AC, 50/60 Hz coil | 1560 | 1 | ZD | 1
3MT7004-0JA12-6AC2 |  | 40 kvar Capacitor duty contactor 1NO + 2NC aux contact 24 V AC, 50/60 Hz coil | 2000 | 1 | ZD | 1
3MT7004-0JA12-6AG2 |  | 40 kvar Capacitor duty contactor 1NO + 2NC aux contact 110 V AC, 50/60 Hz coil | 2000 | 1 | ZD | 1
3MT7004-0JA12-6AN2 |  | 40 kvar Capacitor duty contactor 1NO + 2NC aux contact 220 V AC, 50/60 Hz coil | 2000 | 1 | ZD | 1
3MT7004-0JA12-6AP2 |  | 40 kvar Capacitor duty contactor 1NO + 2NC aux contact 240 V AC, 50/60 Hz coil | 2000 | 1 | ZD | 1
3MT7004-0JA12-6AR2 |  | 40 kvar Capacitor duty contactor 1NO + 2NC aux contact 415 V AC, 50/60 Hz coil | 2000 | 1 | ZD | 1
3MT7005-0JA12-6AC2 |  | 50 kvar Capacitor duty contactor 1NO + 2NC aux contact 24 V AC, 50/60 Hz coil | 2480 | 1 | ZD | 1
3MT7005-0JA12-6AG2 |  | 50 kvar Capacitor duty contactor 1NO + 2NC aux contact 110 V AC, 50/60 Hz coil | 2480 | 1 | ZD | 1
3MT7005-0JA12-6AN2 |  | 50 kvar Capacitor duty contactor 1NO + 2NC aux contact 220 V AC, 50/60 Hz coil | 2480 | 1 | ZD | 1
3MT7005-0JA12-6AP2 |  | 50 kvar Capacitor duty contactor 1NO + 2NC aux contact 240 V AC, 50/60 Hz coil | 2480 | 1 | ZD | 1
3MT7005-0JA12-6AR2 |  | 50 kvar Capacitor duty contactor 1NO + 2NC aux contact 415 V AC, 50/60 Hz coil | 2480 | 1 | ZD | 1
3MT7006-0AA01-0AB0 |  | 3P Power Contactor AC3:6A 1NC AC24V 50HZ Main circuit: Screw Auxiliary circuit: Screw | 284 | 1 | ZD | 1
3MT7006-0AA01-0AC2 |  | 3P Power Contactor AC3:6A 1NC AC24V 50/60Hz Main circuit: Screw Auxiliary circuit: Screw | 284 | 1 | ZD | 1
3MT7006-0AA01-0AF0 |  | 3P Power Contactor AC3:6A 1NC AC110V 50HZ Main circuit: Screw Auxiliary circuit: Screw | 284 | 1 | ZD | 1
3MT7006-0AA01-0AF2 |  | 3P Power Contactor AC3:6A 1NC AC110V 50/60Hz Main circuit: Screw Auxiliary circuit: Screw | 284 | 1 | ZD | 1
3MT7006-0AA01-0AG0 |  | 3P Power Contactor AC3:6A 1NC AC36V 50Hz Main circuit: Screw Auxiliary circuit: Screw | 284 | 1 | ZD | 1
3MT7006-0AA01-0AG2 |  | 3P Power Contactor AC3:6A 1NC AC36V 50/60HZ Main circuit: Screw Auxiliary circuit: Screw | 284 | 1 | ZD | 1
3MT7006-0AA01-0AH0 |  | 3P Power Contactor AC3:6A 1NC AC48V 50HZ Main circuit: Screw Auxiliary circuit: Screw | 284 | 1 | ZD | 1
3MT7006-0AA01-0AH2 |  | 3P Power Contactor AC3:6A 1NC AC48V 50/60HZ Main circuit: Screw Auxiliary circuit: Screw | 284 | 1 | ZD | 1
3MT7006-0AA01-0AL2 |  | 3P Power Contactor AC3:6A 1NC AC230V 50/60Hz Main circuit: Screw Auxiliary circuit: Screw | 284 | 1 | ZD | 1
3MT7006-0AA01-0AM0 |  | 3P Power Contactor AC3:6A 1NC AC220V 50Hz Main circuit: Screw Auxiliary circuit: Screw | 284 | 1 | ZD | 1
3MT7006-0AA01-0AN2 |  | 3P Power Contactor AC3:6A 1NC AC220V 50/60Hz Main circuit: Screw Auxiliary circuit: Screw | 284 | 1 | ZD | 1
3MT7006-0AA01-0AP0 |  | 3P Power Contactor AC3:6A 1NC AC230V 50Hz Main circuit: Screw Auxiliary circuit: Screw | 284 | 1 | ZD | 1
3MT7006-0AA01-0AQ0 |  | 3P Power Contactor AC3:6A 1NC AC380V 50Hz Main circuit: Screw Auxiliary circuit: Screw | 284 | 1 | ZD | 1
3MT7006-0AA01-0AQ2 |  | 3P Power Contactor AC3:6A 1NC AC380V 50/60Hz Main circuit: Screw Auxiliary circuit: Screw | 284 | 1 | ZD | 1
3MT7006-0AA01-0AR0 |  | 3P Power Contactor AC3:6A 1NC AC415V 50Hz Main circuit: Screw Auxiliary circuit: Screw | 284 | 1 | ZD | 1
3MT7006-0AA01-0AR2 |  | 3P Power Contactor AC3:6A 1NC AC415V 50/60Hz Main circuit: Screw Auxiliary circuit: Screw | 284 | 1 | ZD | 1
3MT7006-0AA01-0AS0 |  | 3P Power Contactor AC3:6A 1NC AC165-273V AC 50Hz Main circuit: Screw Auxiliary circuit: Screw | 284 | 1 | ZD | 1
3MT7006-0AA01-0AT0 |  | 3P Power Contactor AC3:6A 1NC AC353-455V AC 50Hz Main circuit: Screw Auxiliary circuit: Screw | 284 | 1 | ZD | 1
3MT7006-0AA01-0AV0 |  | 3P Power Contactor AC3:6A 1NC AC400V 50Hz Main circuit: Screw Auxiliary circuit: Screw | 284 | 1 | ZD | 1
3MT7006-0AA01-0AV2 |  | 3P Power Contactor AC3:6A 1NC AC400V 50/60Hz Main circuit: Screw Auxiliary circuit: Screw | 284 | 1 | ZD | 1
3MT7006-0AA10-0AB0 |  | 3P Power Contactor AC3:6A 1NO AC24V 50HZ Main circuit: Screw Auxiliary circuit: Screw | 284 | 1 | ZD | 1
3MT7006-0AA10-0AC2 |  | 3P Power Contactor AC3:6A 1NO AC24V 50/60Hz Main circuit: Screw Auxiliary circuit: Screw | 284 | 1 | ZD | 1
3MT7006-0AA10-0AF0 |  | 3P Power Contactor AC3:6A 1NO AC110V 50HZ Main circuit: Screw Auxiliary circuit: Screw | 284 | 1 | ZD | 1
3MT7006-0AA10-0AF2 |  | 3P Power Contactor AC3:6A 1NO AC110V 50/60Hz Main circuit: Screw Auxiliary circuit: Screw | 284 | 1 | ZD | 1
3MT7006-0AA10-0AG0 |  | 3P Power Contactor AC3:6A 1NO AC36V 50Hz Main circuit: Screw Auxiliary circuit: Screw | 284 | 1 | ZD | 1
3MT7006-0AA10-0AG2 |  | 3P Power Contactor AC3:6A 1NO AC36V 50/60HZ Main circuit: Screw Auxiliary circuit: Screw | 284 | 1 | ZD | 1
3MT7006-0AA10-0AH0 |  | 3P Power Contactor AC3:6A 1NO AC48V 50HZ Main circuit: Screw Auxiliary circuit: Screw | 284 | 1 | ZD | 1
3MT7006-0AA10-0AH2 |  | 3P Power Contactor AC3:6A 1NO AC48V 50/60HZ Main circuit: Screw Auxiliary circuit: Screw | 284 | 1 | ZD | 1
3MT7006-0AA10-0AL2 |  | 3P Power Contactor AC3:6A 1NO AC230V 50/60Hz Main circuit: Screw Auxiliary circuit: Screw | 284 | 1 | ZD | 1
3MT7006-0AA10-0AM0 |  | 3P Power Contactor AC3:6A 1NO AC220V 50Hz Main circuit: Screw Auxiliary circuit: Screw | 284 | 1 | ZD | 1
3MT7006-0AA10-0AN2 |  | 3P Power Contactor AC3:6A 1NO AC220V 50/60Hz Main circuit: Screw Auxiliary circuit: Screw | 284 | 1 | ZD | 1
3MT7006-0AA10-0AP0 |  | 3P Power Contactor AC3:6A 1NO AC230V 50Hz Main circuit: Screw Auxiliary circuit: Screw | 284 | 1 | ZD | 1
3MT7006-0AA10-0AQ0 |  | 3P Power Contactor AC3:6A 1NO AC380V 50Hz Main circuit: Screw Auxiliary circuit: Screw | 284 | 1 | ZD | 1
3MT7006-0AA10-0AQ2 |  | 3P Power Contactor AC3:6A 1NO AC380V 50/60Hz Main circuit: Screw Auxiliary circuit: Screw | 284 | 1 | ZD | 1
3MT7006-0AA10-0AR0 |  | 3P Power Contactor AC3:6A 1NO AC415V 50Hz Main circuit: Screw Auxiliary circuit: Screw | 284 | 1 | ZD | 1
3MT7006-0AA10-0AR2 |  | 3P Power Contactor AC3:6A 1NO AC415V 50/60Hz Main circuit: Screw Auxiliary circuit: Screw | 284 | 1 | ZD | 1
3MT7006-0AA10-0AS0 |  | 3P Power Contactor AC3:6A 1NO AC165-273V AC 50Hz Main circuit: Screw Auxiliary circuit: Screw | 284 | 1 | ZD | 1
3MT7006-0AA10-0AT0 |  | 3P Power Contactor AC3:6A 1NO AC353-455V AC 50Hz Main circuit: Screw Auxiliary circuit: Screw | 284 | 1 | ZD | 1
3MT7006-0AA10-0AV0 |  | 3P Power Contactor AC3:6A 1NO AC400V 50Hz Main circuit: Screw Auxiliary circuit: Screw | 284 | 1 | ZD | 1
3MT7006-0AA10-0AV2 |  | 3P Power Contactor AC3:6A 1NO AC400V 50/60Hz Main circuit: Screw Auxiliary circuit: Screw | 284 | 1 | ZD | 1
3MT7006-0JA12-6AC2 |  | 60 kvar Capacitor duty contactor 1NO + 2NC aux contact 24 V AC, 50/60 Hz coil | 2850 | 1 | ZD | 1
3MT7006-0JA12-6AN2 |  | 60 kvar Capacitor duty contactor 1NO + 2NC aux contact 220 V AC, 50/60 Hz coil | 2850 | 1 | ZD | 1
3MT7006-0JA12-6AP2 |  | 60 kvar Capacitor duty contactor 1NO + 2NC aux contact 240 V AC, 50/60 Hz coil | 2850 | 1 | ZD | 1
3MT7006-0JA12-6AR2 |  | 60 kvar Capacitor duty contactor 1NO + 2NC aux contact 415 V AC, 50/60 Hz coil | 2850 | 1 | ZD | 1
3MT7007-5JA12-6AC2 |  | 75 kvar Capacitor duty contactor 1NO + 2NC aux contact 24 V AC, 50/60 Hz coil | 3330 | 1 | ZD | 1
3MT7007-5JA12-6AG2 |  | 75 kvar Capacitor duty contactor 1NO + 2NC aux contact 110 V AC, 50/60 Hz coil | 3330 | 1 | ZD | 1
3MT7007-5JA12-6AN2 |  | 75 kvar Capacitor duty contactor 1NO + 2NC aux contact 220 V AC, 50/60 Hz coil | 3330 | 1 | ZD | 1
3MT7007-5JA12-6AP2 |  | 75 kvar Capacitor duty contactor 1NO + 2NC aux contact 240 V AC, 50/60 Hz coil | 3330 | 1 | ZD | 1
3MT7007-5JA12-6AR2 |  | 75 kvar Capacitor duty contactor 1NO + 2NC aux contact 415 V AC, 50/60 Hz coil | 3330 | 1 | ZD | 1
3MT7008-0JA12-6AF0 |  | 80 kvar Capacitor duty contactor 1NO + 2NC aux contact 110 V AC, 50 Hz coil | 3650 | 1 | ZD | 1
3MT7008-0JA12-6AM0 |  | 80 kvar Capacitor duty contactor 1NO + 2NC aux contact 220 V AC, 50 Hz coil | 3650 | 1 | ZD | 1
3MT7008-0JA12-6AU0 |  | 80 kvar Capacitor duty contactor 1NO + 2NC aux contact 240 V AC, 50 Hz coil | 3650 | 1 | ZD | 1
3MT7008-0JA12-6AV0 |  | 80 kvar Capacitor duty contactor 1NO + 2NC aux contact 415 V AC, 50 Hz coil | 3650 | 1 | ZD | 1
3MT7010-0AA01-0AB0 |  | 3P Power Contactor AC3:9A 1NC AC24V 50HZ Main circuit: Screw Auxiliary circuit: Screw | 340 | 1 | ZD | 1
3MT7010-0AA01-0AC2 |  | 3P Power Contactor AC3:9A 1NC AC24V 50/60Hz Main circuit: Screw Auxiliary circuit: Screw | 340 | 1 | ZD | 1
3MT7010-0AA01-0AF0 |  | 3P Power Contactor AC3:9A 1NC AC110V 50HZ Main circuit: Screw Auxiliary circuit: Screw | 340 | 1 | ZD | 1
3MT7010-0AA01-0AF2 |  | 3P Power Contactor AC3:9A 1NC AC110V 50/60Hz Main circuit: Screw Auxiliary circuit: Screw | 340 | 1 | ZD | 1
3MT7010-0AA01-0AG0 |  | 3P Power Contactor AC3:9A 1NC AC36V 50Hz Main circuit: Screw Auxiliary circuit: Screw | 340 | 1 | ZD | 1
3MT7010-0AA01-0AG2 |  | 3P Power Contactor AC3:9A 1NC AC36V 50/60HZ Main circuit: Screw Auxiliary circuit: Screw | 340 | 1 | ZD | 1
3MT7010-0AA01-0AH0 |  | 3P Power Contactor AC3:9A 1NC AC48V 50HZ Main circuit: Screw Auxiliary circuit: Screw | 340 | 1 | ZD | 1
3MT7010-0AA01-0AH2 |  | 3P Power Contactor AC3:9A 1NC AC48V 50/60HZ Main circuit: Screw Auxiliary circuit: Screw | 340 | 1 | ZD | 1
3MT7010-0AA01-0AL2 |  | 3P Power Contactor AC3:9A 1NC AC230V 50/60Hz Main circuit: Screw Auxiliary circuit: Screw | 340 | 1 | ZD | 1
3MT7010-0AA01-0AM0 |  | 3P Power Contactor AC3:9A 1NC AC220V 50Hz Main circuit: Screw Auxiliary circuit: Screw | 340 | 1 | ZD | 1
3MT7010-0AA01-0AN2 |  | 3P Power Contactor AC3:9A 1NC AC220V 50/60Hz Main circuit: Screw Auxiliary circuit: Screw | 340 | 1 | ZD | 1
3MT7010-0AA01-0AP0 |  | 3P Power Contactor AC3:9A 1NC AC230V 50Hz Main circuit: Screw Auxiliary circuit: Screw | 340 | 1 | ZD | 1
3MT7010-0AA01-0AQ0 |  | 3P Power Contactor AC3:9A 1NC AC380V 50Hz Main circuit: Screw Auxiliary circuit: Screw | 340 | 1 | ZD | 1
3MT7010-0AA01-0AQ2 |  | 3P Power Contactor AC3:9A 1NC AC380V 50/60Hz Main circuit: Screw Auxiliary circuit: Screw | 340 | 1 | ZD | 1
3MT7010-0AA01-0AR0 |  | 3P Power Contactor AC3:9A 1NC AC415V 50Hz Main circuit: Screw Auxiliary circuit: Screw | 340 | 1 | ZD | 1
3MT7010-0AA01-0AR2 |  | 3P Power Contactor AC3:9A 1NC AC415V 50/60Hz Main circuit: Screw Auxiliary circuit: Screw | 340 | 1 | ZD | 1
3MT7010-0AA01-0AS0 |  | 3P Power Contactor AC3:9A 1NC AC165-273V AC 50Hz Main circuit: Screw Auxiliary circuit: Screw | 340 | 1 | ZD | 1
3MT7010-0AA01-0AT0 |  | 3P Power Contactor AC3:9A 1NC AC353-455V AC 50Hz Main circuit: Screw Auxiliary circuit: Screw | 340 | 1 | ZD | 1
3MT7010-0AA01-0AV0 |  | 3P Power Contactor AC3:9A 1NC AC400V 50Hz Main circuit: Screw Auxiliary circuit: Screw | 340 | 1 | ZD | 1
3MT7010-0AA01-0AV2 |  | 3P Power Contactor AC3:9A 1NC AC400V 50/60Hz Main circuit: Screw Auxiliary circuit: Screw | 340 | 1 | ZD | 1
3MT7010-0AA10-0AB0 |  | 3P Power Contactor AC3:9A 1NO AC24V 50HZ Main circuit: Screw Auxiliary circuit: Screw | 340 | 1 | ZD | 1
3MT7010-0AA10-0AC2 |  | 3P Power Contactor AC3:9A 1NO AC24V 50/60Hz Main circuit: Screw Auxiliary circuit: Screw | 340 | 1 | ZD | 1
3MT7010-0AA10-0AF0 |  | 3P Power Contactor AC3:9A 1NO AC110V 50HZ Main circuit: Screw Auxiliary circuit: Screw | 340 | 1 | ZD | 1
3MT7010-0AA10-0AF2 |  | 3P Power Contactor AC3:9A 1NO AC110V 50/60Hz Main circuit: Screw Auxiliary circuit: Screw | 340 | 1 | ZD | 1
3MT7010-0AA10-0AG0 |  | 3P Power Contactor AC3:9A 1NO AC36V 50Hz Main circuit: Screw Auxiliary circuit: Screw | 340 | 1 | ZD | 1
3MT7010-0AA10-0AG2 |  | 3P Power Contactor AC3:9A 1NO AC36V 50/60HZ Main circuit: Screw Auxiliary circuit: Screw | 340 | 1 | ZD | 1
3MT7010-0AA10-0AH0 |  | 3P Power Contactor AC3:9A 1NO AC48V 50HZ Main circuit: Screw Auxiliary circuit: Screw | 340 | 1 | ZD | 1
3MT7010-0AA10-0AH2 |  | 3P Power Contactor AC3:9A 1NO AC48V 50/60HZ Main circuit: Screw Auxiliary circuit: Screw | 340 | 1 | ZD | 1
3MT7010-0AA10-0AL2 |  | 3P Power Contactor AC3:9A 1NO AC230V 50/60Hz Main circuit: Screw Auxiliary circuit: Screw | 340 | 1 | ZD | 1
3MT7010-0AA10-0AM0 |  | 3P Power Contactor AC3:9A 1NO AC220V 50Hz Main circuit: Screw Auxiliary circuit: Screw | 340 | 1 | ZD | 1
3MT7010-0AA10-0AN2 |  | 3P Power Contactor AC3:9A 1NO AC220V 50/60Hz Main circuit: Screw Auxiliary circuit: Screw | 340 | 1 | ZD | 1
3MT7010-0AA10-0AP0 |  | 3P Power Contactor AC3:9A 1NO AC230V 50Hz Main circuit: Screw Auxiliary circuit: Screw | 340 | 1 | ZD | 1
3MT7010-0AA10-0AQ0 |  | 3P Power Contactor AC3:9A 1NO AC380V 50Hz Main circuit: Screw Auxiliary circuit: Screw | 340 | 1 | ZD | 1
3MT7010-0AA10-0AQ2 |  | 3P Power Contactor AC3:9A 1NO AC380V 50/60Hz Main circuit: Screw Auxiliary circuit: Screw | 340 | 1 | ZD | 1
3MT7010-0AA10-0AR0 |  | 3P Power Contactor AC3:9A 1NO AC415V 50Hz Main circuit: Screw Auxiliary circuit: Screw | 340 | 1 | ZD | 1
3MT7010-0AA10-0AR2 |  | 3P Power Contactor AC3:9A 1NO AC415V 50/60Hz Main circuit: Screw Auxiliary circuit: Screw | 340 | 1 | ZD | 1
3MT7010-0AA10-0AS0 |  | 3P Power Contactor AC3:9A 1NO AC165-273V AC 50Hz Main circuit: Screw Auxiliary circuit: Screw | 340 | 1 | ZD | 1
3MT7010-0AA10-0AT0 |  | 3P Power Contactor AC3:9A 1NO AC353-455V AC 50Hz Main circuit: Screw Auxiliary circuit: Screw | 340 | 1 | ZD | 1
3MT7010-0AA10-0AV0 |  | 3P Power Contactor AC3:9A 1NO AC400V 50Hz Main circuit: Screw Auxiliary circuit: Screw | 340 | 1 | ZD | 1
3MT7010-0AA10-0AV2 |  | 3P Power Contactor AC3:9A 1NO AC400V 50/60Hz Main circuit: Screw Auxiliary circuit: Screw | 340 | 1 | ZD | 1
3MT7010-0JA12-6AF0 |  | 100 kvar Capacitor duty contactor 1NO + 2NC aux contact 110 V AC, 50 Hz coil | 4900 | 1 | ZD | 1
3MT7010-0JA12-6AM0 |  | 100 kvar Capacitor duty contactor 1NO + 2NC aux contact 220 V AC, 50 Hz coil | 4900 | 1 | ZD | 1
3MT7010-0JA12-6AU0 |  | 100 kvar Capacitor duty contactor 1NO + 2NC aux contact 240 V AC, 50 Hz coil | 4900 | 1 | ZD | 1
3MT7010-0JA12-6AV0 |  | 100 kvar Capacitor duty contactor 1NO + 2NC aux contact 415 V AC, 50 Hz coil | 4900 | 1 | ZD | 1
3MT7012-0AA01-0AB0 |  | 3P Power Contactor AC3:12A 1NC AC24V 50HZ Main circuit: Screw Auxiliary circuit: Screw | 361 | 1 | ZD | 1
3MT7012-0AA01-0AC2 |  | 3P Power Contactor AC3:12A 1NC AC24V 50/60Hz Main circuit: Screw Auxiliary circuit: Screw | 361 | 1 | ZD | 1
3MT7012-0AA01-0AF0 |  | 3P Power Contactor AC3:12A 1NC AC110V 50HZ Main circuit: Screw Auxiliary circuit: Screw | 361 | 1 | ZD | 1
3MT7012-0AA01-0AF2 |  | 3P Power Contactor AC3:12A 1NC AC110V 50/60Hz Main circuit: Screw Auxiliary circuit: Screw | 361 | 1 | ZD | 1
3MT7012-0AA01-0AG0 |  | 3P Power Contactor AC3:12A 1NC AC36V 50Hz Main circuit: Screw Auxiliary circuit: Screw | 361 | 1 | ZD | 1
3MT7012-0AA01-0AG2 |  | 3P Power Contactor AC3:12A 1NC AC36V 50/60HZ Main circuit: Screw Auxiliary circuit: Screw | 361 | 1 | ZD | 1
3MT7012-0AA01-0AH0 |  | 3P Power Contactor AC3:12A 1NC AC48V 50HZ Main circuit: Screw Auxiliary circuit: Screw | 361 | 1 | ZD | 1
3MT7012-0AA01-0AH2 |  | 3P Power Contactor AC3:12A 1NC AC48V 50/60HZ Main circuit: Screw Auxiliary circuit: Screw | 361 | 1 | ZD | 1
3MT7012-0AA01-0AL2 |  | 3P Power Contactor AC3:12A 1NC AC230V 50/60Hz Main circuit: Screw Auxiliary circuit: Screw | 361 | 1 | ZD | 1
3MT7012-0AA01-0AM0 |  | 3P Power Contactor AC3:12A 1NC AC220V 50Hz Main circuit: Screw Auxiliary circuit: Screw | 361 | 1 | ZD | 1
3MT7012-0AA01-0AN2 |  | 3P Power Contactor AC3:12A 1NC AC220V 50/60Hz Main circuit: Screw Auxiliary circuit: Screw | 361 | 1 | ZD | 1
3MT7012-0AA01-0AP0 |  | 3P Power Contactor AC3:12A 1NC AC230V 50Hz Main circuit: Screw Auxiliary circuit: Screw | 361 | 1 | ZD | 1
3MT7012-0AA01-0AQ0 |  | 3P Power Contactor AC3:12A 1NC AC380V 50Hz Main circuit: Screw Auxiliary circuit: Screw | 361 | 1 | ZD | 1
3MT7012-0AA01-0AQ2 |  | 3P Power Contactor AC3:12A 1NC AC380V 50/60Hz Main circuit: Screw Auxiliary circuit: Screw | 361 | 1 | ZD | 1
3MT7012-0AA01-0AR0 |  | 3P Power Contactor AC3:12A 1NC AC415V 50Hz Main circuit: Screw Auxiliary circuit: Screw | 361 | 1 | ZD | 1
3MT7012-0AA01-0AR2 |  | 3P Power Contactor AC3:12A 1NC AC415V 50/60Hz Main circuit: Screw Auxiliary circuit: Screw | 361 | 1 | ZD | 1
3MT7012-0AA01-0AS0 |  | 3P Power Contactor AC3:12A 1NC AC165-273V AC 50Hz Main circuit: Screw Auxiliary circuit: Screw | 361 | 1 | ZD | 1
3MT7012-0AA01-0AT0 |  | 3P Power Contactor AC3:12A 1NC AC353-455V AC 50Hz Main circuit: Screw Auxiliary circuit: Screw | 361 | 1 | ZD | 1
3MT7012-0AA01-0AV0 |  | 3P Power Contactor AC3:12A 1NC AC400V 50Hz Main circuit: Screw Auxiliary circuit: Screw | 361 | 1 | ZD | 1
3MT7012-0AA01-0AV2 |  | 3P Power Contactor AC3:12A 1NC AC400V 50/60Hz Main circuit: Screw Auxiliary circuit: Screw | 361 | 1 | ZD | 1
3MT7012-0AA10-0AB0 |  | 3P Power Contactor AC3:12A 1NO AC24V 50HZ Main circuit: Screw Auxiliary circuit: Screw | 361 | 1 | ZD | 1
3MT7012-0AA10-0AC2 |  | 3P Power Contactor AC3:12A 1NO AC24V 50/60Hz Main circuit: Screw Auxiliary circuit: Screw | 361 | 1 | ZD | 1
3MT7012-0AA10-0AF0 |  | 3P Power Contactor AC3:12A 1NO AC110V 50HZ Main circuit: Screw Auxiliary circuit: Screw | 361 | 1 | ZD | 1
3MT7012-0AA10-0AF2 |  | 3P Power Contactor AC3:12A 1NO AC110V 50/60Hz Main circuit: Screw Auxiliary circuit: Screw | 361 | 1 | ZD | 1
3MT7012-0AA10-0AG0 |  | 3P Power Contactor AC3:12A 1NO AC36V 50Hz Main circuit: Screw Auxiliary circuit: Screw | 361 | 1 | ZD | 1
3MT7012-0AA10-0AG2 |  | 3P Power Contactor AC3:12A 1NO AC36V 50/60HZ Main circuit: Screw Auxiliary circuit: Screw | 361 | 1 | ZD | 1
3MT7012-0AA10-0AH0 |  | 3P Power Contactor AC3:12A 1NO AC48V 50HZ Main circuit: Screw Auxiliary circuit: Screw | 361 | 1 | ZD | 1
3MT7012-0AA10-0AH2 |  | 3P Power Contactor AC3:12A 1NO AC48V 50/60HZ Main circuit: Screw Auxiliary circuit: Screw | 361 | 1 | ZD | 1
3MT7012-0AA10-0AL2 |  | 3P Power Contactor AC3:12A 1NO AC230V 50/60Hz Main circuit: Screw Auxiliary circuit: Screw | 361 | 1 | ZD | 1
3MT7012-0AA10-0AM0 |  | 3P Power Contactor AC3:12A 1NO AC220V 50Hz Main circuit: Screw Auxiliary circuit: Screw | 361 | 1 | ZD | 1
3MT7012-0AA10-0AN2 |  | 3P Power Contactor AC3:12A 1NO AC220V 50/60Hz Main circuit: Screw Auxiliary circuit: Screw | 361 | 1 | ZD | 1
3MT7012-0AA10-0AP0 |  | 3P Power Contactor AC3:12A 1NO AC230V 50Hz Main circuit: Screw Auxiliary circuit: Screw | 361 | 1 | ZD | 1
3MT7012-0AA10-0AQ0 |  | 3P Power Contactor AC3:12A 1NO AC380V 50Hz Main circuit: Screw Auxiliary circuit: Screw | 361 | 1 | ZD | 1
3MT7012-0AA10-0AQ2 |  | 3P Power Contactor AC3:12A 1NO AC380V 50/60Hz Main circuit: Screw Auxiliary circuit: Screw | 361 | 1 | ZD | 1
3MT7012-0AA10-0AR0 |  | 3P Power Contactor AC3:12A 1NO AC415V 50Hz Main circuit: Screw Auxiliary circuit: Screw | 361 | 1 | ZD | 1
3MT7012-0AA10-0AR2 |  | 3P Power Contactor AC3:12A 1NO AC415V 50/60Hz Main circuit: Screw Auxiliary circuit: Screw | 361 | 1 | ZD | 1
3MT7012-0AA10-0AS0 |  | 3P Power Contactor AC3:12A 1NO AC165-273V AC 50Hz Main circuit: Screw Auxiliary circuit: Screw | 361 | 1 | ZD | 1
3MT7012-0AA10-0AT0 |  | 3P Power Contactor AC3:12A 1NO AC353-455V AC 50Hz Main circuit: Screw Auxiliary circuit: Screw | 361 | 1 | ZD | 1
3MT7012-0AA10-0AV0 |  | 3P Power Contactor AC3:12A 1NO AC400V 50Hz Main circuit: Screw Auxiliary circuit: Screw | 361 | 1 | ZD | 1
3MT7012-0AA10-0AV2 |  | 3P Power Contactor AC3:12A 1NO AC400V 50/60Hz Main circuit: Screw Auxiliary circuit: Screw | 361 | 1 | ZD | 1
3MT7018-1AA01-0AB0 |  | 3P Power Contactor AC3:18A 1NC AC24V 50HZ Main circuit: Screw Auxiliary circuit: Screw | 449 | 1 | ZD | 1
3MT7018-1AA01-0AC2 |  | 3P Power Contactor AC3:18A 1NC AC24V 50/60Hz Main circuit: Screw Auxiliary circuit: Screw | 449 | 1 | ZD | 1
3MT7018-1AA01-0AF0 |  | 3P Power Contactor AC3:18A 1NC AC110V 50HZ Main circuit: Screw Auxiliary circuit: Screw | 449 | 1 | ZD | 1
3MT7018-1AA01-0AF2 |  | 3P Power Contactor AC3:18A 1NC AC110V 50/60Hz Main circuit: Screw Auxiliary circuit: Screw | 449 | 1 | ZD | 1
3MT7018-1AA01-0AG0 |  | 3P Power Contactor AC3:18A 1NC AC36V 50Hz Main circuit: Screw Auxiliary circuit: Screw | 449 | 1 | ZD | 1
3MT7018-1AA01-0AG2 |  | 3P Power Contactor AC3:18A 1NC AC36V 50/60HZ Main circuit: Screw Auxiliary circuit: Screw | 449 | 1 | ZD | 1
3MT7018-1AA01-0AH0 |  | 3P Power Contactor AC3:18A 1NC AC48V 50HZ Main circuit: Screw Auxiliary circuit: Screw | 449 | 1 | ZD | 1
3MT7018-1AA01-0AH2 |  | 3P Power Contactor AC3:18A 1NC AC48V 50/60HZ Main circuit: Screw Auxiliary circuit: Screw | 449 | 1 | ZD | 1
3MT7018-1AA01-0AL2 |  | 3P Power Contactor AC3:18A 1NC AC230V 50/60Hz Main circuit: Screw Auxiliary circuit: Screw | 449 | 1 | ZD | 1
3MT7018-1AA01-0AM0 |  | 3P Power Contactor AC3:18A 1NC AC220V 50Hz Main circuit: Screw Auxiliary circuit: Screw | 449 | 1 | ZD | 1
3MT7018-1AA01-0AN2 |  | 3P Power Contactor AC3:18A 1NC AC220V 50/60Hz Main circuit: Screw Auxiliary circuit: Screw | 449 | 1 | ZD | 1
3MT7018-1AA01-0AP0 |  | 3P Power Contactor AC3:18A 1NC AC230V 50Hz Main circuit: Screw Auxiliary circuit: Screw | 449 | 1 | ZD | 1
3MT7018-1AA01-0AQ0 |  | 3P Power Contactor AC3:18A 1NC AC380V 50Hz Main circuit: Screw Auxiliary circuit: Screw | 449 | 1 | ZD | 1
3MT7018-1AA01-0AQ2 |  | 3P Power Contactor AC3:18A 1NC AC380V 50/60Hz Main circuit: Screw Auxiliary circuit: Screw | 449 | 1 | ZD | 1
3MT7018-1AA01-0AR0 |  | 3P Power Contactor AC3:18A 1NC AC415V 50Hz Main circuit: Screw Auxiliary circuit: Screw | 449 | 1 | ZD | 1
3MT7018-1AA01-0AR2 |  | 3P Power Contactor AC3:18A 1NC AC415V 50/60Hz Main circuit: Screw Auxiliary circuit: Screw | 449 | 1 | ZD | 1
3MT7018-1AA01-0AS0 |  | 3P Power Contactor AC3:18A 1NC AC165-273V AC 50Hz Main circuit: Screw Auxiliary circuit: Screw | 449 | 1 | ZD | 1
3MT7018-1AA01-0AT0 |  | 3P Power Contactor AC3:18A 1NC AC353-455V AC 50Hz Main circuit: Screw Auxiliary circuit: Screw | 449 | 1 | ZD | 1
3MT7018-1AA01-0AV0 |  | 3P Power Contactor AC3:18A 1NC AC400V 50Hz Main circuit: Screw Auxiliary circuit: Screw | 449 | 1 | ZD | 1
3MT7018-1AA01-0AV2 |  | 3P Power Contactor AC3:18A 1NC AC400V 50/60Hz Main circuit: Screw Auxiliary circuit: Screw | 449 | 1 | ZD | 1
3MT7018-1AA10-0AB0 |  | 3P Power Contactor AC3:18A 1NO AC24V 50HZ Main circuit: Screw Auxiliary circuit: Screw | 449 | 1 | ZD | 1
3MT7018-1AA10-0AC2 |  | 3P Power Contactor AC3:18A 1NO AC24V 50/60Hz Main circuit: Screw Auxiliary circuit: Screw | 449 | 1 | ZD | 1
3MT7018-1AA10-0AF0 |  | 3P Power Contactor AC3:18A 1NO AC110V 50HZ Main circuit: Screw Auxiliary circuit: Screw | 449 | 1 | ZD | 1
3MT7018-1AA10-0AF2 |  | 3P Power Contactor AC3:18A 1NO AC110V 50/60Hz Main circuit: Screw Auxiliary circuit: Screw | 449 | 1 | ZD | 1
3MT7018-1AA10-0AG0 |  | 3P Power Contactor AC3:18A 1NO AC36V 50Hz Main circuit: Screw Auxiliary circuit: Screw | 449 | 1 | ZD | 1
3MT7018-1AA10-0AG2 |  | 3P Power Contactor AC3:18A 1NO AC36V 50/60HZ Main circuit: Screw Auxiliary circuit: Screw | 449 | 1 | ZD | 1
3MT7018-1AA10-0AH0 |  | 3P Power Contactor AC3:18A 1NO AC48V 50HZ Main circuit: Screw Auxiliary circuit: Screw | 449 | 1 | ZD | 1
3MT7018-1AA10-0AH2 |  | 3P Power Contactor AC3:18A 1NO AC48V 50/60HZ Main circuit: Screw Auxiliary circuit: Screw | 449 | 1 | ZD | 1
3MT7018-1AA10-0AL2 |  | 3P Power Contactor AC3:18A 1NO AC230V 50/60Hz Main circuit: Screw Auxiliary circuit: Screw | 449 | 1 | ZD | 1
3MT7018-1AA10-0AM0 |  | 3P Power Contactor AC3:18A 1NO AC220V 50Hz Main circuit: Screw Auxiliary circuit: Screw | 449 | 1 | ZD | 1
3MT7018-1AA10-0AN2 |  | 3P Power Contactor AC3:18A 1NO AC220V 50/60Hz Main circuit: Screw Auxiliary circuit: Screw | 449 | 1 | ZD | 1
3MT7018-1AA10-0AP0 |  | 3P Power Contactor AC3:18A 1NO AC230V 50Hz Main circuit: Screw Auxiliary circuit: Screw | 449 | 1 | ZD | 1
3MT7018-1AA10-0AQ0 |  | 3P Power Contactor AC3:18A 1NO AC380V 50Hz Main circuit: Screw Auxiliary circuit: Screw | 449 | 1 | ZD | 1
3MT7018-1AA10-0AQ2 |  | 3P Power Contactor AC3:18A 1NO AC380V 50/60Hz Main circuit: Screw Auxiliary circuit: Screw | 449 | 1 | ZD | 1
3MT7018-1AA10-0AR0 |  | 3P Power Contactor AC3:18A 1NO AC415V 50Hz Main circuit: Screw Auxiliary circuit: Screw | 449 | 1 | ZD | 1
3MT7018-1AA10-0AR2 |  | 3P Power Contactor AC3:18A 1NO AC415V 50/60Hz Main circuit: Screw Auxiliary circuit: Screw | 449 | 1 | ZD | 1
3MT7018-1AA10-0AS0 |  | 3P Power Contactor AC3:18A 1NO AC165-273V AC 50Hz Main circuit: Screw Auxiliary circuit: Screw | 449 | 1 | ZD | 1
3MT7018-1AA10-0AT0 |  | 3P Power Contactor AC3:18A 1NO AC353-455V AC 50Hz Main circuit: Screw Auxiliary circuit: Screw | 449 | 1 | ZD | 1
3MT7018-1AA10-0AV0 |  | 3P Power Contactor AC3:18A 1NO AC400V 50Hz Main circuit: Screw Auxiliary circuit: Screw | 449 | 1 | ZD | 1
3MT7018-1AA10-0AV2 |  | 3P Power Contactor AC3:18A 1NO AC400V 50/60Hz Main circuit: Screw Auxiliary circuit: Screw | 449 | 1 | ZD | 1
3MT7025-2AA01-0AB0 |  | 3P Power Contactor AC3:25A 1NC AC24V 50HZ Main circuit: Screw Auxiliary circuit: Screw | 612 | 1 | ZD | 1
3MT7025-2AA01-0AC2 |  | 3P Power Contactor AC3:25A 1NC AC24V 50/60Hz Main circuit: Screw Auxiliary circuit: Screw | 612 | 1 | ZD | 1
3MT7025-2AA01-0AF0 |  | 3P Power Contactor AC3:25A 1NC AC110V 50HZ Main circuit: Screw Auxiliary circuit: Screw | 612 | 1 | ZD | 1
3MT7025-2AA01-0AF2 |  | 3P Power Contactor AC3:25A 1NC AC110V 50/60Hz Main circuit: Screw Auxiliary circuit: Screw | 612 | 1 | ZD | 1
3MT7025-2AA01-0AG0 |  | 3P Power Contactor AC3:25A 1NC AC36V 50Hz Main circuit: Screw Auxiliary circuit: Screw | 612 | 1 | ZD | 1
3MT7025-2AA01-0AG2 |  | 3P Power Contactor AC3:25A 1NC AC36V 50/60HZ Main circuit: Screw Auxiliary circuit: Screw | 612 | 1 | ZD | 1
3MT7025-2AA01-0AH0 |  | 3P Power Contactor AC3:25A 1NC AC48V 50HZ Main circuit: Screw Auxiliary circuit: Screw | 612 | 1 | ZD | 1
3MT7025-2AA01-0AH2 |  | 3P Power Contactor AC3:25A 1NC AC48V 50/60HZ Main circuit: Screw Auxiliary circuit: Screw | 612 | 1 | ZD | 1
3MT7025-2AA01-0AL2 |  | 3P Power Contactor AC3:25A 1NC AC230V 50/60Hz Main circuit: Screw Auxiliary circuit: Screw | 612 | 1 | ZD | 1
3MT7025-2AA01-0AM0 |  | 3P Power Contactor AC3:25A 1NC AC220V 50Hz Main circuit: Screw Auxiliary circuit: Screw | 612 | 1 | ZD | 1
3MT7025-2AA01-0AN2 |  | 3P Power Contactor AC3:25A 1NC AC220V 50/60Hz Main circuit: Screw Auxiliary circuit: Screw | 612 | 1 | ZD | 1
3MT7025-2AA01-0AP0 |  | 3P Power Contactor AC3:25A 1NC AC230V 50Hz Main circuit: Screw Auxiliary circuit: Screw | 612 | 1 | ZD | 1
3MT7025-2AA01-0AQ0 |  | 3P Power Contactor AC3:25A 1NC AC380V 50Hz Main circuit: Screw Auxiliary circuit: Screw | 612 | 1 | ZD | 1
3MT7025-2AA01-0AQ2 |  | 3P Power Contactor AC3:25A 1NC AC380V 50/60Hz Main circuit: Screw Auxiliary circuit: Screw | 612 | 1 | ZD | 1
3MT7025-2AA01-0AR0 |  | 3P Power Contactor AC3:25A 1NC AC415V 50Hz Main circuit: Screw Auxiliary circuit: Screw | 612 | 1 | ZD | 1
3MT7025-2AA01-0AR2 |  | 3P Power Contactor AC3:25A 1NC AC415V 50/60Hz Main circuit: Screw Auxiliary circuit: Screw | 612 | 1 | ZD | 1
3MT7025-2AA01-0AS0 |  | 3P Power Contactor AC3:25A 1NC AC165-273V AC 50Hz Main circuit: Screw Auxiliary circuit: Screw | 612 | 1 | ZD | 1
3MT7025-2AA01-0AT0 |  | 3P Power Contactor AC3:25A 1NC AC353-455V AC 50Hz Main circuit: Screw Auxiliary circuit: Screw | 612 | 1 | ZD | 1
3MT7025-2AA01-0AV0 |  | 3P Power Contactor AC3:25A 1NC AC400V 50Hz Main circuit: Screw Auxiliary circuit: Screw | 612 | 1 | ZD | 1
3MT7025-2AA01-0AV2 |  | 3P Power Contactor AC3:25A 1NC AC400V 50/60Hz Main circuit: Screw Auxiliary circuit: Screw | 612 | 1 | ZD | 1
3MT7025-2AA10-0AB0 |  | 3P Power Contactor AC3:25A 1NO AC24V 50HZ Main circuit: Screw Auxiliary circuit: Screw | 612 | 1 | ZD | 1
3MT7025-2AA10-0AC2 |  | 3P Power Contactor AC3:25A 1NO AC24V 50/60Hz Main circuit: Screw Auxiliary circuit: Screw | 612 | 1 | ZD | 1
3MT7025-2AA10-0AF0 |  | 3P Power Contactor AC3:25A 1NO AC110V 50HZ Main circuit: Screw Auxiliary circuit: Screw | 612 | 1 | ZD | 1
3MT7025-2AA10-0AF2 |  | 3P Power Contactor AC3:25A 1NO AC110V 50/60Hz Main circuit: Screw Auxiliary circuit: Screw | 612 | 1 | ZD | 1
3MT7025-2AA10-0AG0 |  | 3P Power Contactor AC3:25A 1NO AC36V 50Hz Main circuit: Screw Auxiliary circuit: Screw | 612 | 1 | ZD | 1
3MT7025-2AA10-0AG2 |  | 3P Power Contactor AC3:25A 1NO AC36V 50/60HZ Main circuit: Screw Auxiliary circuit: Screw | 612 | 1 | ZD | 1
3MT7025-2AA10-0AH0 |  | 3P Power Contactor AC3:25A 1NO AC48V 50HZ Main circuit: Screw Auxiliary circuit: Screw | 612 | 1 | ZD | 1
3MT7025-2AA10-0AH2 |  | 3P Power Contactor AC3:25A 1NO AC48V 50/60HZ Main circuit: Screw Auxiliary circuit: Screw | 612 | 1 | ZD | 1
3MT7025-2AA10-0AL2 |  | 3P Power Contactor AC3:25A 1NO AC230V 50/60Hz Main circuit: Screw Auxiliary circuit: Screw | 612 | 1 | ZD | 1
3MT7025-2AA10-0AM0 |  | 3P Power Contactor AC3:25A 1NO AC220V 50Hz Main circuit: Screw Auxiliary circuit: Screw | 612 | 1 | ZD | 1
3MT7025-2AA10-0AN2 |  | 3P Power Contactor AC3:25A 1NO AC220V 50/60Hz Main circuit: Screw Auxiliary circuit: Screw | 612 | 1 | ZD | 1
3MT7025-2AA10-0AP0 |  | 3P Power Contactor AC3:25A 1NO AC230V 50Hz Main circuit: Screw Auxiliary circuit: Screw | 612 | 1 | ZD | 1
3MT7025-2AA10-0AQ0 |  | 3P Power Contactor AC3:25A 1NO AC380V 50Hz Main circuit: Screw Auxiliary circuit: Screw | 612 | 1 | ZD | 1
3MT7025-2AA10-0AQ2 |  | 3P Power Contactor AC3:25A 1NO AC380V 50/60Hz Main circuit: Screw Auxiliary circuit: Screw | 612 | 1 | ZD | 1
3MT7025-2AA10-0AR0 |  | 3P Power Contactor AC3:25A 1NO AC415V 50Hz Main circuit: Screw Auxiliary circuit: Screw | 612 | 1 | ZD | 1
3MT7025-2AA10-0AR2 |  | 3P Power Contactor AC3:25A 1NO AC415V 50/60Hz Main circuit: Screw Auxiliary circuit: Screw | 612 | 1 | ZD | 1
3MT7025-2AA10-0AS0 |  | 3P Power Contactor AC3:25A 1NO AC165-273V AC 50Hz Main circuit: Screw Auxiliary circuit: Screw | 612 | 1 | ZD | 1
3MT7025-2AA10-0AT0 |  | 3P Power Contactor AC3:25A 1NO AC353-455V AC 50Hz Main circuit: Screw Auxiliary circuit: Screw | 612 | 1 | ZD | 1
3MT7025-2AA10-0AV0 |  | 3P Power Contactor AC3:25A 1NO AC400V 50Hz Main circuit: Screw Auxiliary circuit: Screw | 612 | 1 | ZD | 1
3MT7025-2AA10-0AV2 |  | 3P Power Contactor AC3:25A 1NO AC400V 50/60Hz Main circuit: Screw Auxiliary circuit: Screw | 612 | 1 | ZD | 1
3MT7032-2AA01-0AB0 |  | 3P Power Contactor AC3:32A 1NC AC24V 50HZ Main circuit: Screw Auxiliary circuit: Screw | 996 | 1 | ZD | 1
3MT7032-2AA01-0AC2 |  | 3P Power Contactor AC3:32A 1NC AC24V 50/60Hz Main circuit: Screw Auxiliary circuit: Screw | 996 | 1 | ZD | 1
3MT7032-2AA01-0AF0 |  | 3P Power Contactor AC3:32A 1NC AC110V 50HZ Main circuit: Screw Auxiliary circuit: Screw | 996 | 1 | ZD | 1
3MT7032-2AA01-0AF2 |  | 3P Power Contactor AC3:32A 1NC AC110V 50/60Hz Main circuit: Screw Auxiliary circuit: Screw | 996 | 1 | ZD | 1
3MT7032-2AA01-0AG0 |  | 3P Power Contactor AC3:32A 1NC AC36V 50Hz Main circuit: Screw Auxiliary circuit: Screw | 996 | 1 | ZD | 1
3MT7032-2AA01-0AG2 |  | 3P Power Contactor AC3:32A 1NC AC36V 50/60HZ Main circuit: Screw Auxiliary circuit: Screw | 996 | 1 | ZD | 1
3MT7032-2AA01-0AH0 |  | 3P Power Contactor AC3:32A 1NC AC48V 50HZ Main circuit: Screw Auxiliary circuit: Screw | 996 | 1 | ZD | 1
3MT7032-2AA01-0AH2 |  | 3P Power Contactor AC3:32A 1NC AC48V 50/60HZ Main circuit: Screw Auxiliary circuit: Screw | 996 | 1 | ZD | 1
3MT7032-2AA01-0AL2 |  | 3P Power Contactor AC3:32A 1NC AC230V 50/60Hz Main circuit: Screw Auxiliary circuit: Screw | 996 | 1 | ZD | 1
3MT7032-2AA01-0AM0 |  | 3P Power Contactor AC3:32A 1NC AC220V 50Hz Main circuit: Screw Auxiliary circuit: Screw | 996 | 1 | ZD | 1
3MT7032-2AA01-0AN2 |  | 3P Power Contactor AC3:32A 1NC AC220V 50/60Hz Main circuit: Screw Auxiliary circuit: Screw | 996 | 1 | ZD | 1
3MT7032-2AA01-0AP0 |  | 3P Power Contactor AC3:32A 1NC AC230V 50Hz Main circuit: Screw Auxiliary circuit: Screw | 996 | 1 | ZD | 1
3MT7032-2AA01-0AQ0 |  | 3P Power Contactor AC3:32A 1NC AC380V 50Hz Main circuit: Screw Auxiliary circuit: Screw | 996 | 1 | ZD | 1
3MT7032-2AA01-0AQ2 |  | 3P Power Contactor AC3:32A 1NC AC380V 50/60Hz Main circuit: Screw Auxiliary circuit: Screw | 996 | 1 | ZD | 1
3MT7032-2AA01-0AR0 |  | 3P Power Contactor AC3:32A 1NC AC415V 50Hz Main circuit: Screw Auxiliary circuit: Screw | 996 | 1 | ZD | 1
3MT7032-2AA01-0AR2 |  | 3P Power Contactor AC3:32A 1NC AC415V 50/60Hz Main circuit: Screw Auxiliary circuit: Screw | 996 | 1 | ZD | 1
3MT7032-2AA01-0AS0 |  | 3P Power Contactor AC3:32A 1NC AC165-273V AC 50Hz Main circuit: Screw Auxiliary circuit: Screw | 996 | 1 | ZD | 1
3MT7032-2AA01-0AT0 |  | 3P Power Contactor AC3:32A 1NC AC353-455V AC 50Hz Main circuit: Screw Auxiliary circuit: Screw | 996 | 1 | ZD | 1
3MT7032-2AA01-0AV0 |  | 3P Power Contactor AC3:32A 1NC AC400V 50Hz Main circuit: Screw Auxiliary circuit: Screw | 996 | 1 | ZD | 1
3MT7032-2AA01-0AV2 |  | 3P Power Contactor AC3:32A 1NC AC400V 50/60Hz Main circuit: Screw Auxiliary circuit: Screw | 996 | 1 | ZD | 1
3MT7032-2AA10-0AB0 |  | 3P Power Contactor AC3:32A 1NO AC24V 50HZ Main circuit: Screw Auxiliary circuit: Screw | 996 | 1 | ZD | 1
3MT7032-2AA10-0AC2 |  | 3P Power Contactor AC3:32A 1NO AC24V 50/60Hz Main circuit: Screw Auxiliary circuit: Screw | 996 | 1 | ZD | 1
3MT7032-2AA10-0AF0 |  | 3P Power Contactor AC3:32A 1NO AC110V 50HZ Main circuit: Screw Auxiliary circuit: Screw | 996 | 1 | ZD | 1
3MT7032-2AA10-0AF2 |  | 3P Power Contactor AC3:32A 1NO AC110V 50/60Hz Main circuit: Screw Auxiliary circuit: Screw | 996 | 1 | ZD | 1
3MT7032-2AA10-0AG0 |  | 3P Power Contactor AC3:32A 1NO AC36V 50Hz Main circuit: Screw Auxiliary circuit: Screw | 996 | 1 | ZD | 1
3MT7032-2AA10-0AG2 |  | 3P Power Contactor AC3:32A 1NO AC36V 50/60HZ Main circuit: Screw Auxiliary circuit: Screw | 996 | 1 | ZD | 1
3MT7032-2AA10-0AH0 |  | 3P Power Contactor AC3:32A 1NO AC48V 50HZ Main circuit: Screw Auxiliary circuit: Screw | 996 | 1 | ZD | 1
3MT7032-2AA10-0AH2 |  | 3P Power Contactor AC3:32A 1NO AC48V 50/60HZ Main circuit: Screw Auxiliary circuit: Screw | 996 | 1 | ZD | 1
3MT7032-2AA10-0AL2 |  | 3P Power Contactor AC3:32A 1NO AC230V 50/60Hz Main circuit: Screw Auxiliary circuit: Screw | 996 | 1 | ZD | 1
3MT7032-2AA10-0AM0 |  | 3P Power Contactor AC3:32A 1NO AC220V 50Hz Main circuit: Screw Auxiliary circuit: Screw | 996 | 1 | ZD | 1
3MT7032-2AA10-0AN2 |  | 3P Power Contactor AC3:32A 1NO AC220V 50/60Hz Main circuit: Screw Auxiliary circuit: Screw | 996 | 1 | ZD | 1
3MT7032-2AA10-0AP0 |  | 3P Power Contactor AC3:32A 1NO AC230V 50Hz Main circuit: Screw Auxiliary circuit: Screw | 996 | 1 | ZD | 1
3MT7032-2AA10-0AQ0 |  | 3P Power Contactor AC3:32A 1NO AC380V 50Hz Main circuit: Screw Auxiliary circuit: Screw | 996 | 1 | ZD | 1
3MT7032-2AA10-0AQ2 |  | 3P Power Contactor AC3:32A 1NO AC380V 50/60Hz Main circuit: Screw Auxiliary circuit: Screw | 996 | 1 | ZD | 1
3MT7032-2AA10-0AR0 |  | 3P Power Contactor AC3:32A 1NO AC415V 50Hz Main circuit: Screw Auxiliary circuit: Screw | 996 | 1 | ZD | 1
3MT7032-2AA10-0AR2 |  | 3P Power Contactor AC3:32A 1NO AC415V 50/60Hz Main circuit: Screw Auxiliary circuit: Screw | 996 | 1 | ZD | 1
3MT7032-2AA10-0AS0 |  | 3P Power Contactor AC3:32A 1NO AC165-273V AC 50Hz Main circuit: Screw Auxiliary circuit: Screw | 996 | 1 | ZD | 1
3MT7032-2AA10-0AT0 |  | 3P Power Contactor AC3:32A 1NO AC353-455V AC 50Hz Main circuit: Screw Auxiliary circuit: Screw | 996 | 1 | ZD | 1
3MT7032-2AA10-0AV0 |  | 3P Power Contactor AC3:32A 1NO AC400V 50Hz Main circuit: Screw Auxiliary circuit: Screw | 996 | 1 | ZD | 1
3MT7032-2AA10-0AV2 |  | 3P Power Contactor AC3:32A 1NO AC400V 50/60Hz Main circuit: Screw Auxiliary circuit: Screw | 996 | 1 | ZD | 1
3MT7038-2AA01-0AB0 |  | 3P Power Contactor AC3:38A 1NC AC24V 50HZ Main circuit: Screw Auxiliary circuit: Screw | 1160 | 1 | ZD | 1
3MT7038-2AA01-0AC2 |  | 3P Power Contactor AC3:38A 1NC AC24V 50/60Hz Main circuit: Screw Auxiliary circuit: Screw | 1160 | 1 | ZD | 1
3MT7038-2AA01-0AF0 |  | 3P Power Contactor AC3:38A 1NC AC110V 50HZ Main circuit: Screw Auxiliary circuit: Screw | 1160 | 1 | ZD | 1
3MT7038-2AA01-0AF2 |  | 3P Power Contactor AC3:38A 1NC AC110V 50/60Hz Main circuit: Screw Auxiliary circuit: Screw | 1160 | 1 | ZD | 1
3MT7038-2AA01-0AG0 |  | 3P Power Contactor AC3:38A 1NC AC36V 50Hz Main circuit: Screw Auxiliary circuit: Screw | 1160 | 1 | ZD | 1
3MT7038-2AA01-0AG2 |  | 3P Power Contactor AC3:38A 1NC AC36V 50/60HZ Main circuit: Screw Auxiliary circuit: Screw | 1160 | 1 | ZD | 1
3MT7038-2AA01-0AH0 |  | 3P Power Contactor AC3:38A 1NC AC48V 50HZ Main circuit: Screw Auxiliary circuit: Screw | 1160 | 1 | ZD | 1
3MT7038-2AA01-0AH2 |  | 3P Power Contactor AC3:38A 1NC AC48V 50/60HZ Main circuit: Screw Auxiliary circuit: Screw | 1160 | 1 | ZD | 1
3MT7038-2AA01-0AL2 |  | 3P Power Contactor AC3:38A 1NC AC230V 50/60Hz Main circuit: Screw Auxiliary circuit: Screw | 1160 | 1 | ZD | 1
3MT7038-2AA01-0AM0 |  | 3P Power Contactor AC3:38A 1NC AC220V 50Hz Main circuit: Screw Auxiliary circuit: Screw | 1160 | 1 | ZD | 1
3MT7038-2AA01-0AN2 |  | 3P Power Contactor AC3:38A 1NC AC220V 50/60Hz Main circuit: Screw Auxiliary circuit: Screw | 1160 | 1 | ZD | 1
3MT7038-2AA01-0AP0 |  | 3P Power Contactor AC3:38A 1NC AC230V 50Hz Main circuit: Screw Auxiliary circuit: Screw | 1160 | 1 | ZD | 1
3MT7038-2AA01-0AQ0 |  | 3P Power Contactor AC3:38A 1NC AC380V 50Hz Main circuit: Screw Auxiliary circuit: Screw | 1160 | 1 | ZD | 1
3MT7038-2AA01-0AQ2 |  | 3P Power Contactor AC3:38A 1NC AC380V 50/60Hz Main circuit: Screw Auxiliary circuit: Screw | 1160 | 1 | ZD | 1
3MT7038-2AA01-0AR0 |  | 3P Power Contactor AC3:38A 1NC AC415V 50Hz Main circuit: Screw Auxiliary circuit: Screw | 1160 | 1 | ZD | 1
3MT7038-2AA01-0AR2 |  | 3P Power Contactor AC3:38A 1NC AC415V 50/60Hz Main circuit: Screw Auxiliary circuit: Screw | 1160 | 1 | ZD | 1
3MT7038-2AA01-0AS0 |  | 3P Power Contactor AC3:38A 1NC AC165-273V AC 50Hz Main circuit: Screw Auxiliary circuit: Screw | 1160 | 1 | ZD | 1
3MT7038-2AA01-0AT0 |  | 3P Power Contactor AC3:38A 1NC AC353-455V AC 50Hz Main circuit: Screw Auxiliary circuit: Screw | 1160 | 1 | ZD | 1
3MT7038-2AA01-0AV0 |  | 3P Power Contactor AC3:38A 1NC AC400V 50Hz Main circuit: Screw Auxiliary circuit: Screw | 1160 | 1 | ZD | 1
3MT7038-2AA01-0AV2 |  | 3P Power Contactor AC3:38A 1NC AC400V 50/60Hz Main circuit: Screw Auxiliary circuit: Screw | 1160 | 1 | ZD | 1
3MT7038-2AA10-0AB0 |  | 3P Power Contactor AC3:38A 1NO AC24V 50HZ Main circuit: Screw Auxiliary circuit: Screw | 1160 | 1 | ZD | 1
3MT7038-2AA10-0AC2 |  | 3P Power Contactor AC3:38A 1NO AC24V 50/60Hz Main circuit: Screw Auxiliary circuit: Screw | 1160 | 1 | ZD | 1
3MT7038-2AA10-0AF0 |  | 3P Power Contactor AC3:38A 1NO AC110V 50HZ Main circuit: Screw Auxiliary circuit: Screw | 1160 | 1 | ZD | 1
3MT7038-2AA10-0AF2 |  | 3P Power Contactor AC3:38A 1NO AC110V 50/60Hz Main circuit: Screw Auxiliary circuit: Screw | 1160 | 1 | ZD | 1
3MT7038-2AA10-0AG0 |  | 3P Power Contactor AC3:38A 1NO AC36V 50Hz Main circuit: Screw Auxiliary circuit: Screw | 1160 | 1 | ZD | 1
3MT7038-2AA10-0AG2 |  | 3P Power Contactor AC3:38A 1NO AC36V 50/60HZ Main circuit: Screw Auxiliary circuit: Screw | 1160 | 1 | ZD | 1
3MT7038-2AA10-0AH0 |  | 3P Power Contactor AC3:38A 1NO AC48V 50HZ Main circuit: Screw Auxiliary circuit: Screw | 1160 | 1 | ZD | 1
3MT7038-2AA10-0AH2 |  | 3P Power Contactor AC3:38A 1NO AC48V 50/60HZ Main circuit: Screw Auxiliary circuit: Screw | 1160 | 1 | ZD | 1
3MT7038-2AA10-0AL2 |  | 3P Power Contactor AC3:38A 1NO AC230V 50/60Hz Main circuit: Screw Auxiliary circuit: Screw | 1160 | 1 | ZD | 1
3MT7038-2AA10-0AM0 |  | 3P Power Contactor AC3:38A 1NO AC220V 50Hz Main circuit: Screw Auxiliary circuit: Screw | 1160 | 1 | ZD | 1
3MT7038-2AA10-0AN2 |  | 3P Power Contactor AC3:38A 1NO AC220V 50/60Hz Main circuit: Screw Auxiliary circuit: Screw | 1160 | 1 | ZD | 1
3MT7038-2AA10-0AP0 |  | 3P Power Contactor AC3:38A 1NO AC230V 50Hz Main circuit: Screw Auxiliary circuit: Screw | 1160 | 1 | ZD | 1
3MT7038-2AA10-0AQ0 |  | 3P Power Contactor AC3:38A 1NO AC380V 50Hz Main circuit: Screw Auxiliary circuit: Screw | 1160 | 1 | ZD | 1
3MT7038-2AA10-0AQ2 |  | 3P Power Contactor AC3:38A 1NO AC380V 50/60Hz Main circuit: Screw Auxiliary circuit: Screw | 1160 | 1 | ZD | 1
3MT7038-2AA10-0AR0 |  | 3P Power Contactor AC3:38A 1NO AC415V 50Hz Main circuit: Screw Auxiliary circuit: Screw | 1160 | 1 | ZD | 1
3MT7038-2AA10-0AR2 |  | 3P Power Contactor AC3:38A 1NO AC415V 50/60Hz Main circuit: Screw Auxiliary circuit: Screw | 1160 | 1 | ZD | 1
3MT7038-2AA10-0AS0 |  | 3P Power Contactor AC3:38A 1NO AC165-273V AC 50Hz Main circuit: Screw Auxiliary circuit: Screw | 1160 | 1 | ZD | 1
3MT7038-2AA10-0AT0 |  | 3P Power Contactor AC3:38A 1NO AC353-455V AC 50Hz Main circuit: Screw Auxiliary circuit: Screw | 1160 | 1 | ZD | 1
3MT7038-2AA10-0AV0 |  | 3P Power Contactor AC3:38A 1NO AC400V 50Hz Main circuit: Screw Auxiliary circuit: Screw | 1160 | 1 | ZD | 1
3MT7038-2AA10-0AV2 |  | 3P Power Contactor AC3:38A 1NO AC400V 50/60Hz Main circuit: Screw Auxiliary circuit: Screw | 1160 | 1 | ZD | 1
3MT7050-3AA11-0AB0 |  | 3P Power Contactor AC3:50A 1NO+1NC AC24V 50HZ Main circuit: Screw Auxiliary circuit: Screw | 1770 | 1 | ZD | 1
3MT7050-3AA11-0AC2 |  | 3P Power Contactor AC3:50A 1NO+1NC AC24V 50/60Hz Main circuit: Screw Auxiliary circuit: Screw | 1770 | 1 | ZD | 1
3MT7050-3AA11-0AF0 |  | 3P Power Contactor AC3:50A 1NO+1NC AC110V 50HZ Main circuit: Screw Auxiliary circuit: Screw | 1770 | 1 | ZD | 1
3MT7050-3AA11-0AF2 |  | 3P Power Contactor AC3:50A 1NO+1NC AC110V 50/60Hz Main circuit: Screw Auxiliary circuit: Screw | 1770 | 1 | ZD | 1
3MT7050-3AA11-0AG0 |  | 3P Power Contactor AC3:50A 1NO+1NC AC36V 50Hz Main circuit: Screw Auxiliary circuit: Screw | 1770 | 1 | ZD | 1
3MT7050-3AA11-0AG2 |  | 3P Power Contactor AC3:50A 1NO+1NC AC36V 50/60HZ Main circuit: Screw Auxiliary circuit: Screw | 1770 | 1 | ZD | 1
3MT7050-3AA11-0AH0 |  | 3P Power Contactor AC3:50A 1NO+1NC AC48V 50HZ Main circuit: Screw Auxiliary circuit: Screw | 1770 | 1 | ZD | 1
3MT7050-3AA11-0AH2 |  | 3P Power Contactor AC3:50A 1NO+1NC AC48V 50/60HZ Main circuit: Screw Auxiliary circuit: Screw | 1770 | 1 | ZD | 1
3MT7050-3AA11-0AL2 |  | 3P Power Contactor AC3:50A 1NO+1NC AC230V 50/60Hz Main circuit: Screw Auxiliary circuit: Screw | 1770 | 1 | ZD | 1
3MT7050-3AA11-0AM0 |  | 3P Power Contactor AC3:50A 1NO+1NC AC220V 50Hz Main circuit: Screw Auxiliary circuit: Screw | 1770 | 1 | ZD | 1
3MT7050-3AA11-0AN2 |  | 3P Power Contactor AC3:50A 1NO+1NC AC220V 50/60Hz Main circuit: Screw Auxiliary circuit: Screw | 1770 | 1 | ZD | 1
3MT7050-3AA11-0AP0 |  | 3P Power Contactor AC3:50A 1NO+1NC AC230V 50Hz Main circuit: Screw Auxiliary circuit: Screw | 1770 | 1 | ZD | 1
3MT7050-3AA11-0AQ0 |  | 3P Power Contactor AC3:50A 1NO+1NC AC380V 50Hz Main circuit: Screw Auxiliary circuit: Screw | 1770 | 1 | ZD | 1
3MT7050-3AA11-0AQ2 |  | 3P Power Contactor AC3:50A 1NO+1NC AC380V 50/60Hz Main circuit: Screw Auxiliary circuit: Screw | 1770 | 1 | ZD | 1
3MT7050-3AA11-0AR0 |  | 3P Power Contactor AC3:50A 1NO+1NC AC415V 50Hz Main circuit: Screw Auxiliary circuit: Screw | 1770 | 1 | ZD | 1
3MT7050-3AA11-0AR2 |  | 3P Power Contactor AC3:50A 1NO+1NC AC415V 50/60Hz Main circuit: Screw Auxiliary circuit: Screw | 1770 | 1 | ZD | 1
3MT7050-3AA11-0AV0 |  | 3P Power Contactor AC3:50A 1NO+1NC AC400V 50Hz Main circuit: Screw Auxiliary circuit: Screw | 1770 | 1 | ZD | 1
3MT7050-3AA11-0AV2 |  | 3P Power Contactor AC3:50A 1NO+1NC AC400V 50/60Hz Main circuit: Screw Auxiliary circuit: Screw | 1770 | 1 | ZD | 1
3MT7065-3AA11-0AB0 |  | 3P Power Contactor AC3:65A 1NO+1NC AC24V 50HZ Main circuit: Screw Auxiliary circuit: Screw | 2380 | 1 | ZD | 1
3MT7065-3AA11-0AC2 |  | 3P Power Contactor AC3:65A 1NO+1NC AC24V 50/60Hz Main circuit: Screw Auxiliary circuit: Screw | 2380 | 1 | ZD | 1
3MT7065-3AA11-0AF0 |  | 3P Power Contactor AC3:65A 1NO+1NC AC110V 50HZ Main circuit: Screw Auxiliary circuit: Screw | 2380 | 1 | ZD | 1
3MT7065-3AA11-0AF2 |  | 3P Power Contactor AC3:65A 1NO+1NC AC110V 50/60Hz Main circuit: Screw Auxiliary circuit: Screw | 2380 | 1 | ZD | 1
3MT7065-3AA11-0AG0 |  | 3P Power Contactor AC3:65A 1NO+1NC AC36V 50Hz Main circuit: Screw Auxiliary circuit: Screw | 2380 | 1 | ZD | 1
3MT7065-3AA11-0AG2 |  | 3P Power Contactor AC3:65A 1NO+1NC AC36V 50/60HZ Main circuit: Screw Auxiliary circuit: Screw | 2380 | 1 | ZD | 1
3MT7065-3AA11-0AH0 |  | 3P Power Contactor AC3:65A 1NO+1NC AC48V 50HZ Main circuit: Screw Auxiliary circuit: Screw | 2380 | 1 | ZD | 1
3MT7065-3AA11-0AH2 |  | 3P Power Contactor AC3:65A 1NO+1NC AC48V 50/60HZ Main circuit: Screw Auxiliary circuit: Screw | 2380 | 1 | ZD | 1
3MT7065-3AA11-0AL2 |  | 3P Power Contactor AC3:65A 1NO+1NC AC230V 50/60Hz Main circuit: Screw Auxiliary circuit: Screw | 2380 | 1 | ZD | 1
3MT7065-3AA11-0AM0 |  | 3P Power Contactor AC3:65A 1NO+1NC AC220V 50Hz Main circuit: Screw Auxiliary circuit: Screw | 2380 | 1 | ZD | 1
3MT7065-3AA11-0AN2 |  | 3P Power Contactor AC3:65A 1NO+1NC AC220V 50/60Hz Main circuit: Screw Auxiliary circuit: Screw | 2380 | 1 | ZD | 1
3MT7065-3AA11-0AP0 |  | 3P Power Contactor AC3:65A 1NO+1NC AC230V 50Hz Main circuit: Screw Auxiliary circuit: Screw | 2380 | 1 | ZD | 1
3MT7065-3AA11-0AQ0 |  | 3P Power Contactor AC3:65A 1NO+1NC AC380V 50Hz Main circuit: Screw Auxiliary circuit: Screw | 2380 | 1 | ZD | 1
3MT7065-3AA11-0AQ2 |  | 3P Power Contactor AC3:65A 1NO+1NC AC380V 50/60Hz Main circuit: Screw Auxiliary circuit: Screw | 2380 | 1 | ZD | 1
3MT7065-3AA11-0AR0 |  | 3P Power Contactor AC3:65A 1NO+1NC AC415V 50Hz Main circuit: Screw Auxiliary circuit: Screw | 2380 | 1 | ZD | 1
3MT7065-3AA11-0AR2 |  | 3P Power Contactor AC3:65A 1NO+1NC AC415V 50/60Hz Main circuit: Screw Auxiliary circuit: Screw | 2380 | 1 | ZD | 1
3MT7065-3AA11-0AV0 |  | 3P Power Contactor AC3:65A 1NO+1NC AC400V 50Hz Main circuit: Screw Auxiliary circuit: Screw | 2380 | 1 | ZD | 1
3MT7065-3AA11-0AV2 |  | 3P Power Contactor AC3:65A 1NO+1NC AC400V 50/60Hz Main circuit: Screw Auxiliary circuit: Screw | 2380 | 1 | ZD | 1
3MT7080-4AA11-0AB0 |  | 3P Power Contactor AC3:80A 1NO+1NC AC24V 50HZ Main circuit: Screw Auxiliary circuit: Screw | 2720 | 1 | ZD | 1
3MT7080-4AA11-0AC2 |  | 3P Power Contactor AC3:80A 1NO+1NC AC24V 50/60Hz Main circuit: Screw Auxiliary circuit: Screw | 2720 | 1 | ZD | 1
3MT7080-4AA11-0AF0 |  | 3P Power Contactor AC3:80A 1NO+1NC AC110V 50HZ Main circuit: Screw Auxiliary circuit: Screw | 2720 | 1 | ZD | 1
3MT7080-4AA11-0AF2 |  | 3P Power Contactor AC3:80A 1NO+1NC AC110V 50/60Hz Main circuit: Screw Auxiliary circuit: Screw | 2720 | 1 | ZD | 1
3MT7080-4AA11-0AG0 |  | 3P Power Contactor AC3:80A 1NO+1NC AC36V 50Hz Main circuit: Screw Auxiliary circuit: Screw | 2720 | 1 | ZD | 1
3MT7080-4AA11-0AG2 |  | 3P Power Contactor AC3:80A 1NO+1NC AC36V 50/60HZ Main circuit: Screw Auxiliary circuit: Screw | 2720 | 1 | ZD | 1
3MT7080-4AA11-0AH0 |  | 3P Power Contactor AC3:80A 1NO+1NC AC48V 50HZ Main circuit: Screw Auxiliary circuit: Screw | 2720 | 1 | ZD | 1
3MT7080-4AA11-0AH2 |  | 3P Power Contactor AC3:80A 1NO+1NC AC48V 50/60HZ Main circuit: Screw Auxiliary circuit: Screw | 2720 | 1 | ZD | 1
3MT7080-4AA11-0AL2 |  | 3P Power Contactor AC3:80A 1NO+1NC AC230V 50/60Hz Main circuit: Screw Auxiliary circuit: Screw | 2720 | 1 | ZD | 1
3MT7080-4AA11-0AM0 |  | 3P Power Contactor AC3:80A 1NO+1NC AC220V 50Hz Main circuit: Screw Auxiliary circuit: Screw | 2720 | 1 | ZD | 1
3MT7080-4AA11-0AN2 |  | 3P Power Contactor AC3:80A 1NO+1NC AC220V 50/60Hz Main circuit: Screw Auxiliary circuit: Screw | 2720 | 1 | ZD | 1
3MT7080-4AA11-0AP0 |  | 3P Power Contactor AC3:80A 1NO+1NC AC230V 50Hz Main circuit: Screw Auxiliary circuit: Screw | 2720 | 1 | ZD | 1
3MT7080-4AA11-0AQ0 |  | 3P Power Contactor AC3:80A 1NO+1NC AC380V 50Hz Main circuit: Screw Auxiliary circuit: Screw | 2720 | 1 | ZD | 1
3MT7080-4AA11-0AQ2 |  | 3P Power Contactor AC3:80A 1NO+1NC AC380V 50/60Hz Main circuit: Screw Auxiliary circuit: Screw | 2720 | 1 | ZD | 1
3MT7080-4AA11-0AR0 |  | 3P Power Contactor AC3:80A 1NO+1NC AC415V 50Hz Main circuit: Screw Auxiliary circuit: Screw | 2720 | 1 | ZD | 1
3MT7080-4AA11-0AR2 |  | 3P Power Contactor AC3:80A 1NO+1NC AC415V 50/60Hz Main circuit: Screw Auxiliary circuit: Screw | 2720 | 1 | ZD | 1
3MT7080-4AA11-0AV0 |  | 3P Power Contactor AC3:80A 1NO+1NC AC400V 50Hz Main circuit: Screw Auxiliary circuit: Screw | 2720 | 1 | ZD | 1
3MT7080-4AA11-0AV2 |  | 3P Power Contactor AC3:80A 1NO+1NC AC400V 50/60Hz Main circuit: Screw Auxiliary circuit: Screw | 2720 | 1 | ZD | 1
3MT7095-4AA11-0AB0 |  | 3P Power Contactor AC3:95A 1NO+1NC AC24V 50HZ Main circuit: Screw Auxiliary circuit: Screw | 2900 | 1 | ZD | 1
3MT7095-4AA11-0AC2 |  | 3P Power Contactor AC3:95A 1NO+1NC AC24V 50/60Hz Main circuit: Screw Auxiliary circuit: Screw | 2900 | 1 | ZD | 1
3MT7095-4AA11-0AF0 |  | 3P Power Contactor AC3:95A 1NO+1NC AC110V 50HZ Main circuit: Screw Auxiliary circuit: Screw | 2900 | 1 | ZD | 1
3MT7095-4AA11-0AF2 |  | 3P Power Contactor AC3:95A 1NO+1NC AC110V 50/60Hz Main circuit: Screw Auxiliary circuit: Screw | 2900 | 1 | ZD | 1
3MT7095-4AA11-0AG0 |  | 3P Power Contactor AC3:95A 1NO+1NC AC36V 50Hz Main circuit: Screw Auxiliary circuit: Screw | 2900 | 1 | ZD | 1
3MT7095-4AA11-0AG2 |  | 3P Power Contactor AC3:95A 1NO+1NC AC36V 50/60HZ Main circuit: Screw Auxiliary circuit: Screw | 2900 | 1 | ZD | 1
3MT7095-4AA11-0AH0 |  | 3P Power Contactor AC3:95A 1NO+1NC AC48V 50HZ Main circuit: Screw Auxiliary circuit: Screw | 2900 | 1 | ZD | 1
3MT7095-4AA11-0AH2 |  | 3P Power Contactor AC3:95A 1NO+1NC AC48V 50/60HZ Main circuit: Screw Auxiliary circuit: Screw | 2900 | 1 | ZD | 1
3MT7095-4AA11-0AL2 |  | 3P Power Contactor AC3:95A 1NO+1NC AC230V 50/60Hz Main circuit: Screw Auxiliary circuit: Screw | 2900 | 1 | ZD | 1
3MT7095-4AA11-0AM0 |  | 3P Power Contactor AC3:95A 1NO+1NC AC220V 50Hz Main circuit: Screw Auxiliary circuit: Screw | 2900 | 1 | ZD | 1
3MT7095-4AA11-0AN2 |  | 3P Power Contactor AC3:95A 1NO+1NC AC220V 50/60Hz Main circuit: Screw Auxiliary circuit: Screw | 2900 | 1 | ZD | 1
3MT7095-4AA11-0AP0 |  | 3P Power Contactor AC3:95A 1NO+1NC AC230V 50Hz Main circuit: Screw Auxiliary circuit: Screw | 2900 | 1 | ZD | 1
3MT7095-4AA11-0AQ0 |  | 3P Power Contactor AC3:95A 1NO+1NC AC380V 50Hz Main circuit: Screw Auxiliary circuit: Screw | 2900 | 1 | ZD | 1
3MT7095-4AA11-0AQ2 |  | 3P Power Contactor AC3:95A 1NO+1NC AC380V 50/60Hz Main circuit: Screw Auxiliary circuit: Screw | 2900 | 1 | ZD | 1
3MT7095-4AA11-0AR0 |  | 3P Power Contactor AC3:95A 1NO+1NC AC415V 50Hz Main circuit: Screw Auxiliary circuit: Screw | 2900 | 1 | ZD | 1
3MT7095-4AA11-0AR2 |  | 3P Power Contactor AC3:95A 1NO+1NC AC415V 50/60Hz Main circuit: Screw Auxiliary circuit: Screw | 2900 | 1 | ZD | 1
3MT7095-4AA11-0AV0 |  | 3P Power Contactor AC3:95A 1NO+1NC AC400V 50Hz Main circuit: Screw Auxiliary circuit: Screw | 2900 | 1 | ZD | 1
3MT7095-4AA11-0AV2 |  | 3P Power Contactor AC3:95A 1NO+1NC AC400V 50/60Hz Main circuit: Screw Auxiliary circuit: Screw | 2900 | 1 | ZD | 1
3MT7120-5AA00-0AA5 |  | 3P Power Contactor AC3:120A AC 550V 50 Hz Main circuit: Screw Auxiliary circuit: Screw | 4350 | 1 | ZD | 1
3MT7120-5AA00-0AB0 |  | 3P Power Contactor AC3:120A AC 24V 50 Hz Main circuit: Screw Auxiliary circuit: Screw | 4350 | 1 | ZD | 1
3MT7120-5AA00-0AC2 |  | 3P Power Contactor AC3:120A AC 24V 50/60 Hz Main circuit: Screw Auxiliary circuit: Screw | 4350 | 1 | ZD | 1
3MT7120-5AA00-0AF0 |  | 3P Power Contactor AC3:120A AC 110V 50 Hz Main circuit: Screw Auxiliary circuit: Screw | 4350 | 1 | ZD | 1
3MT7120-5AA00-0AF2 |  | 3P Power Contactor AC3:120A AC 110V 50/60 Hz Main circuit: Screw Auxiliary circuit: Screw | 4350 | 1 | ZD | 1
3MT7120-5AA00-0AH0 |  | 3P Power Contactor AC3:120A AC 48V 50 Hz Main circuit: Screw Auxiliary circuit: Screw | 4350 | 1 | ZD | 1
3MT7120-5AA00-0AL2 |  | 3P Power Contactor AC3:120A AC 230V 50/60 Hz Main circuit: Screw Auxiliary circuit: Screw | 4350 | 1 | ZD | 1
3MT7120-5AA00-0AM0 |  | 3P Power Contactor AC3:120A AC 220V 50 Hz Main circuit: Screw Auxiliary circuit: Screw | 4350 | 1 | ZD | 1
3MT7120-5AA00-0AN2 |  | 3P Power Contactor AC3:120A AC 220V 50/60 Hz Main circuit: Screw Auxiliary circuit: Screw | 4350 | 1 | ZD | 1
3MT7120-5AA00-0AP0 |  | 3P Power Contactor AC3:120A AC 230V 50 Hz Main circuit: Screw Auxiliary circuit: Screw | 4350 | 1 | ZD | 1
3MT7120-5AA00-0AQ0 |  | 3P Power Contactor AC3:120A AC 380V 50 Hz Main circuit: Screw Auxiliary circuit: Screw | 4350 | 1 | ZD | 1
3MT7120-5AA00-0AQ2 |  | 3P Power Contactor AC3:120A AC 380V 50/60 Hz Main circuit: Screw Auxiliary circuit: Screw | 4350 | 1 | ZD | 1
3MT7120-5AA00-0AR0 |  | 3P Power Contactor AC3:120A AC 415V 50 Hz Main circuit: Screw Auxiliary circuit: Screw | 4350 | 1 | ZD | 1
3MT7120-5AA00-0AV0 |  | 3P Power Contactor AC3:120A AC 400V 50 Hz Main circuit: Screw Auxiliary circuit: Screw | 4350 | 1 | ZD | 1
3MT7140-5AA00-0AA5 |  | 3P Power Contactor AC3:140A AC 550V 50 Hz Main circuit: Screw Auxiliary circuit: Screw | 4700 | 1 | ZD | 1
3MT7140-5AA00-0AB0 |  | 3P Power Contactor AC3:140A AC 24V 50 Hz Main circuit: Screw Auxiliary circuit: Screw | 4700 | 1 | ZD | 1
3MT7140-5AA00-0AC2 |  | 3P Power Contactor AC3:140A AC 24V 50/60 Hz Main circuit: Screw Auxiliary circuit: Screw | 4700 | 1 | ZD | 1
3MT7140-5AA00-0AF0 |  | 3P Power Contactor AC3:140A AC 110V 50 Hz Main circuit: Screw Auxiliary circuit: Screw | 4700 | 1 | ZD | 1
3MT7140-5AA00-0AF2 |  | 3P Power Contactor AC3:140A AC 110V 50/60 Hz Main circuit: Screw Auxiliary circuit: Screw | 4700 | 1 | ZD | 1
3MT7140-5AA00-0AH0 |  | 3P Power Contactor AC3:140A AC 48V 50 Hz Main circuit: Screw Auxiliary circuit: Screw | 4700 | 1 | ZD | 1
3MT7140-5AA00-0AL2 |  | 3P Power Contactor AC3:140A AC 230V 50/60 Hz Main circuit: Screw Auxiliary circuit: Screw | 4700 | 1 | ZD | 1
3MT7140-5AA00-0AM0 |  | 3P Power Contactor AC3:140A AC 220V 50 Hz Main circuit: Screw Auxiliary circuit: Screw | 4700 | 1 | ZD | 1
3MT7140-5AA00-0AN2 |  | 3P Power Contactor AC3:140A AC 220V 50/60 Hz Main circuit: Screw Auxiliary circuit: Screw | 4700 | 1 | ZD | 1
3MT7140-5AA00-0AP0 |  | 3P Power Contactor AC3:140A AC 230V 50 Hz Main circuit: Screw Auxiliary circuit: Screw | 4700 | 1 | ZD | 1
3MT7140-5AA00-0AQ0 |  | 3P Power Contactor AC3:140A AC 380V 50 Hz Main circuit: Screw Auxiliary circuit: Screw | 4700 | 1 | ZD | 1
3MT7140-5AA00-0AQ2 |  | 3P Power Contactor AC3:140A AC 380V 50/60 Hz Main circuit: Screw Auxiliary circuit: Screw | 4700 | 1 | ZD | 1
3MT7140-5AA00-0AR0 |  | 3P Power Contactor AC3:140A AC 415V 50 Hz Main circuit: Screw Auxiliary circuit: Screw | 4700 | 1 | ZD | 1
3MT7140-5AA00-0AV0 |  | 3P Power Contactor AC3:140A AC 400V 50 Hz Main circuit: Screw Auxiliary circuit: Screw | 4700 | 1 | ZD | 1
3MT7170-6AA00-0AA5 |  | 3P Power Contactor AC3:170A AC 550V 50 Hz Main circuit: Screw Auxiliary circuit: Screw | 6440 | 1 | ZD | 1
3MT7170-6AA00-0AB0 |  | 3P Power Contactor AC3:170A AC 24V 50 Hz Main circuit: Screw Auxiliary circuit: Screw | 6440 | 1 | ZD | 1
3MT7170-6AA00-0AC2 |  | 3P Power Contactor AC3:170A AC 24V 50/60 Hz Main circuit: Screw Auxiliary circuit: Screw | 6440 | 1 | ZD | 1
3MT7170-6AA00-0AF0 |  | 3P Power Contactor AC3:170A AC 110V 50 Hz Main circuit: Screw Auxiliary circuit: Screw | 6440 | 1 | ZD | 1
3MT7170-6AA00-0AF2 |  | 3P Power Contactor AC3:170A AC 110V 50/60 Hz Main circuit: Screw Auxiliary circuit: Screw | 6440 | 1 | ZD | 1
3MT7170-6AA00-0AH0 |  | 3P Power Contactor AC3:170A AC 48V 50 Hz Main circuit: Screw Auxiliary circuit: Screw | 6440 | 1 | ZD | 1
3MT7170-6AA00-0AL2 |  | 3P Power Contactor AC3:170A AC 230V 50/60 Hz Main circuit: Screw Auxiliary circuit: Screw | 6440 | 1 | ZD | 1
3MT7170-6AA00-0AM0 |  | 3P Power Contactor AC3:170A AC 220V 50 Hz Main circuit: Screw Auxiliary circuit: Screw | 6440 | 1 | ZD | 1
3MT7170-6AA00-0AN2 |  | 3P Power Contactor AC3:170A AC 220V 50/60 Hz Main circuit: Screw Auxiliary circuit: Screw | 6440 | 1 | ZD | 1
3MT7170-6AA00-0AP0 |  | 3P Power Contactor AC3:170A AC 230V 50 Hz Main circuit: Screw Auxiliary circuit: Screw | 6440 | 1 | ZD | 1
3MT7170-6AA00-0AQ0 |  | 3P Power Contactor AC3:170A AC 380V 50 Hz Main circuit: Screw Auxiliary circuit: Screw | 6440 | 1 | ZD | 1
3MT7170-6AA00-0AQ2 |  | 3P Power Contactor AC3:170A AC 380V 50/60 Hz Main circuit: Screw Auxiliary circuit: Screw | 6440 | 1 | ZD | 1
3MT7170-6AA00-0AR0 |  | 3P Power Contactor AC3:170A AC 415V 50 Hz Main circuit: Screw Auxiliary circuit: Screw | 6440 | 1 | ZD | 1
3MT7170-6AA00-0AV0 |  | 3P Power Contactor AC3:170A AC 400V 50 Hz Main circuit: Screw Auxiliary circuit: Screw | 6440 | 1 | ZD | 1
3MT7205-6AA00-0AA5 |  | 3P Power Contactor AC3:205A AC 550V 50 Hz Main circuit: Screw Auxiliary circuit: Screw | 6320 | 1 | ZD | 1
3MT7205-6AA00-0AB0 |  | 3P Power Contactor AC3:205A AC 24V 50 Hz Main circuit: Screw Auxiliary circuit: Screw | 6320 | 1 | ZD | 1
3MT7205-6AA00-0AC2 |  | 3P Power Contactor AC3:205A AC 24V 50/60 Hz Main circuit: Screw Auxiliary circuit: Screw | 6320 | 1 | ZD | 1
3MT7205-6AA00-0AF0 |  | 3P Power Contactor AC3:205A AC 110V 50 Hz Main circuit: Screw Auxiliary circuit: Screw | 6320 | 1 | ZD | 1
3MT7205-6AA00-0AF2 |  | 3P Power Contactor AC3:205A AC 110V 50/60 Hz Main circuit: Screw Auxiliary circuit: Screw | 6320 | 1 | ZD | 1
3MT7205-6AA00-0AH0 |  | 3P Power Contactor AC3:205A AC 48V 50 Hz Main circuit: Screw Auxiliary circuit: Screw | 6320 | 1 | ZD | 1
3MT7205-6AA00-0AL2 |  | 3P Power Contactor AC3:205A AC 230V 50/60 Hz Main circuit: Screw Auxiliary circuit: Screw | 6320 | 1 | ZD | 1
3MT7205-6AA00-0AM0 |  | 3P Power Contactor AC3:205A AC 220V 50 Hz Main circuit: Screw Auxiliary circuit: Screw | 6320 | 1 | ZD | 1
3MT7205-6AA00-0AN2 |  | 3P Power Contactor AC3:205A AC 220V 50/60 Hz Main circuit: Screw Auxiliary circuit: Screw | 6320 | 1 | ZD | 1
3MT7205-6AA00-0AP0 |  | 3P Power Contactor AC3:205A AC 230V 50 Hz Main circuit: Screw Auxiliary circuit: Screw | 6320 | 1 | ZD | 1
3MT7205-6AA00-0AQ0 |  | 3P Power Contactor AC3:205A AC 380V 50 Hz Main circuit: Screw Auxiliary circuit: Screw | 6320 | 1 | ZD | 1
3MT7205-6AA00-0AQ2 |  | 3P Power Contactor AC3:205A AC 380V 50/60 Hz Main circuit: Screw Auxiliary circuit: Screw | 6320 | 1 | ZD | 1
3MT7205-6AA00-0AR0 |  | 3P Power Contactor AC3:205A AC 415V 50 Hz Main circuit: Screw Auxiliary circuit: Screw | 6320 | 1 | ZD | 1
3MT7205-6AA00-0AV0 |  | 3P Power Contactor AC3:205A AC 400V 50 Hz Main circuit: Screw Auxiliary circuit: Screw | 6320 | 1 | ZD | 1
3MT7250-7AA00-0AA5 |  | 3P Power Contactor AC3:250A AC 550V 50 Hz Main circuit: Screw Auxiliary circuit: Screw | 7720 | 1 | ZD | 1
3MT7250-7AA00-0AB0 |  | 3P Power Contactor AC3:250A AC 24V 50 Hz Main circuit: Screw Auxiliary circuit: Screw | 7720 | 1 | ZD | 1
3MT7250-7AA00-0AC2 |  | 3P Power Contactor AC3:250A AC 24V 50/60 Hz Main circuit: Screw Auxiliary circuit: Screw | 7720 | 1 | ZD | 1
3MT7250-7AA00-0AF0 |  | 3P Power Contactor AC3:250A AC 110V 50 Hz Main circuit: Screw Auxiliary circuit: Screw | 7720 | 1 | ZD | 1
3MT7250-7AA00-0AF2 |  | 3P Power Contactor AC3:250A AC 110V 50/60 Hz Main circuit: Screw Auxiliary circuit: Screw | 7720 | 1 | ZD | 1
3MT7250-7AA00-0AH0 |  | 3P Power Contactor AC3:250A AC 48V 50 Hz Main circuit: Screw Auxiliary circuit: Screw | 7720 | 1 | ZD | 1
3MT7250-7AA00-0AL2 |  | 3P Power Contactor AC3:250A AC 230V 50/60 Hz Main circuit: Screw Auxiliary circuit: Screw | 7720 | 1 | ZD | 1
3MT7250-7AA00-0AM0 |  | 3P Power Contactor AC3:250A AC 220V 50 Hz Main circuit: Screw Auxiliary circuit: Screw | 7720 | 1 | ZD | 1
3MT7250-7AA00-0AN2 |  | 3P Power Contactor AC3:250A AC 220V 50/60 Hz Main circuit: Screw Auxiliary circuit: Screw | 7720 | 1 | ZD | 1
3MT7250-7AA00-0AP0 |  | 3P Power Contactor AC3:250A AC 230V 50 Hz Main circuit: Screw Auxiliary circuit: Screw | 7720 | 1 | ZD | 1
3MT7250-7AA00-0AQ0 |  | 3P Power Contactor AC3:250A AC 380V 50 Hz Main circuit: Screw Auxiliary circuit: Screw | 7720 | 1 | ZD | 1
3MT7250-7AA00-0AQ2 |  | 3P Power Contactor AC3:250A AC 380V 50/60 Hz Main circuit: Screw Auxiliary circuit: Screw | 7720 | 1 | ZD | 1
3MT7250-7AA00-0AR0 |  | 3P Power Contactor AC3:250A AC 415V 50 Hz Main circuit: Screw Auxiliary circuit: Screw | 7720 | 1 | ZD | 1
3MT7250-7AA00-0AV0 |  | 3P Power Contactor AC3:250A AC 400V 50 Hz Main circuit: Screw Auxiliary circuit: Screw | 7720 | 1 | ZD | 1
3MT7300-7AA00-0AA5 |  | 3P Power Contactor AC3:300A AC 550V 50 Hz Main circuit: Screw Auxiliary circuit: Screw | 8780 | 1 | ZD | 1
3MT7300-7AA00-0AB0 |  | 3P Power Contactor AC3:300A AC 24V 50 Hz Main circuit: Screw Auxiliary circuit: Screw | 8780 | 1 | ZD | 1
3MT7300-7AA00-0AC2 |  | 3P Power Contactor AC3:300A AC 24V 50/60 Hz Main circuit: Screw Auxiliary circuit: Screw | 8780 | 1 | ZD | 1
3MT7300-7AA00-0AF0 |  | 3P Power Contactor AC3:300A AC 110V 50 Hz Main circuit: Screw Auxiliary circuit: Screw | 8780 | 1 | ZD | 1
3MT7300-7AA00-0AF2 |  | 3P Power Contactor AC3:300A AC 110V 50/60 Hz Main circuit: Screw Auxiliary circuit: Screw | 8780 | 1 | ZD | 1
3MT7300-7AA00-0AH0 |  | 3P Power Contactor AC3:300A AC 48V 50 Hz Main circuit: Screw Auxiliary circuit: Screw | 8780 | 1 | ZD | 1
3MT7300-7AA00-0AL2 |  | 3P Power Contactor AC3:300A AC 230V 50/60 Hz Main circuit: Screw Auxiliary circuit: Screw | 8780 | 1 | ZD | 1
3MT7300-7AA00-0AM0 |  | 3P Power Contactor AC3:300A AC 220V 50 Hz Main circuit: Screw Auxiliary circuit: Screw | 8780 | 1 | ZD | 1
3MT7300-7AA00-0AN2 |  | 3P Power Contactor AC3:300A AC 220V 50/60 Hz Main circuit: Screw Auxiliary circuit: Screw | 8780 | 1 | ZD | 1
3MT7300-7AA00-0AP0 |  | 3P Power Contactor AC3:300A AC 230V 50 Hz Main circuit: Screw Auxiliary circuit: Screw | 8780 | 1 | ZD | 1
3MT7300-7AA00-0AQ0 |  | 3P Power Contactor AC3:300A AC 380V 50 Hz Main circuit: Screw Auxiliary circuit: Screw | 8780 | 1 | ZD | 1
3MT7300-7AA00-0AQ2 |  | 3P Power Contactor AC3:300A AC 380V 50/60 Hz Main circuit: Screw Auxiliary circuit: Screw | 8780 | 1 | ZD | 1
3MT7300-7AA00-0AR0 |  | 3P Power Contactor AC3:300A AC 415V 50 Hz Main circuit: Screw Auxiliary circuit: Screw | 8780 | 1 | ZD | 1
3MT7300-7AA00-0AV0 |  | 3P Power Contactor AC3:300A AC 400V 50 Hz Main circuit: Screw Auxiliary circuit: Screw | 8780 | 1 | ZD | 1
3MT7400-8AA00-0AA5 |  | 3P Power Contactor AC3:400A AC 550V 50 Hz Main circuit: Screw Auxiliary circuit: Screw | 12200 | 1 | ZD | 1
3MT7400-8AA00-0AB0 |  | 3P Power Contactor AC3:400A AC 24V 50 Hz Main circuit: Screw Auxiliary circuit: Screw | 12200 | 1 | ZD | 1
3MT7400-8AA00-0AC2 |  | 3P Power Contactor AC3:400A AC 24V 50/60 Hz Main circuit: Screw Auxiliary circuit: Screw | 12200 | 1 | ZD | 1
3MT7400-8AA00-0AF0 |  | 3P Power Contactor AC3:400A AC 110V 50 Hz Main circuit: Screw Auxiliary circuit: Screw | 12200 | 1 | ZD | 1
3MT7400-8AA00-0AF2 |  | 3P Power Contactor AC3:400A AC 110V 50/60 Hz Main circuit: Screw Auxiliary circuit: Screw | 12200 | 1 | ZD | 1
3MT7400-8AA00-0AH0 |  | 3P Power Contactor AC3:400A AC 48V 50 Hz Main circuit: Screw Auxiliary circuit: Screw | 12200 | 1 | ZD | 1
3MT7400-8AA00-0AL2 |  | 3P Power Contactor AC3:400A AC 230V 50/60 Hz Main circuit: Screw Auxiliary circuit: Screw | 12200 | 1 | ZD | 1
3MT7400-8AA00-0AM0 |  | 3P Power Contactor AC3:400A AC 220V 50 Hz Main circuit: Screw Auxiliary circuit: Screw | 12200 | 1 | ZD | 1
3MT7400-8AA00-0AN2 |  | 3P Power Contactor AC3:400A AC 220V 50/60 Hz Main circuit: Screw Auxiliary circuit: Screw | 12200 | 1 | ZD | 1
3MT7400-8AA00-0AP0 |  | 3P Power Contactor AC3:400A AC 230V 50 Hz Main circuit: Screw Auxiliary circuit: Screw | 12200 | 1 | ZD | 1
3MT7400-8AA00-0AQ0 |  | 3P Power Contactor AC3:400A AC 380V 50 Hz Main circuit: Screw Auxiliary circuit: Screw | 12200 | 1 | ZD | 1
3MT7400-8AA00-0AQ2 |  | 3P Power Contactor AC3:400A AC 380V 50/60 Hz Main circuit: Screw Auxiliary circuit: Screw | 12200 | 1 | ZD | 1
3MT7400-8AA00-0AR0 |  | 3P Power Contactor AC3:400A AC 415V 50 Hz Main circuit: Screw Auxiliary circuit: Screw | 12200 | 1 | ZD | 1
3MT7400-8AA00-0AV0 |  | 3P Power Contactor AC3:400A AC 400V 50 Hz Main circuit: Screw Auxiliary circuit: Screw | 12200 | 1 | ZD | 1
3MT7900-0LA55 |  | Spare Coil for 3MT7 120-140A CONT AC 550V 50 Hz Screw terminal | 840 | 1 | ZD | 1
3MT7900-0LA56 |  | Spare Coil for 3MT7 170-205A CONT AC 550V 50 Hz Screw terminal | 1140 | 1 | ZD | 1
3MT7900-0LA57 |  | Spare Coil for 3MT7 250-300A CONT AC 550V 50 Hz Screw terminal | 1780 | 1 | ZD | 1
3MT7900-0LA58 |  | Spare Coil for 3MT7 400A CONT AC 550V 50 Hz Screw terminal | 2400 | 1 | ZD | 1
3MT7900-0LB01 |  | Spare coil for 3MT7 ContactorSize0,1 AC24V 50HZ Screw terminal | 157 | 1 | ZD | 1
3MT7900-0LB02 |  | Spare coil for 3MT7 Contactor Size2 AC24V 50HZ Screw terminal | 204 | 1 | ZD | 1
3MT7900-0LB03 |  | Spare coil for 3MT7 Contactor Size3,4 AC24V 50HZ Screw terminal | 313 | 1 | ZD | 1
3MT7900-0LB05 |  | Spare Coil for 3MT7 120-140A CONT AC 24V 50 Hz Screw terminal | 840 | 1 | ZD | 1
3MT7900-0LB06 |  | Spare Coil for 3MT7 170-205A CONT AC 24V 50 Hz Screw terminal | 1140 | 1 | ZD | 1
3MT7900-0LB07 |  | Spare Coil for 3MT7 250-300A CONT AC 24V 50 Hz Screw terminal | 1780 | 1 | ZD | 1
3MT7900-0LB08 |  | Spare Coil for 3MT7 400A CONT AC 24V 50 Hz Screw terminal | 2400 | 1 | ZD | 1
3MT7900-0LC21 |  | Spare coil for 3MT7 ContactorSize0,1 AC24V 50/60Hz Screw terminal | 157 | 1 | ZD | 1
3MT7900-0LC22 |  | Spare coil for 3MT7 Contactor Size2 AC24V 50/60Hz Screw terminal | 204 | 1 | ZD | 1
3MT7900-0LC23 |  | Spare coil for 3MT7 Contactor Size3,4 AC24V 50/60Hz Screw terminal | 313 | 1 | ZD | 1
3MT7900-0LC25 |  | Spare Coil for 3MT7 120-140A CONT AC 24V 50/60 Hz Screw terminal | 840 | 1 | ZD | 1
3MT7900-0LC26 |  | Spare Coil for 3MT7 170-205A CONT AC 24V 50/60 Hz Screw terminal | 1140 | 1 | ZD | 1
3MT7900-0LC27 |  | Spare Coil for 3MT7 250-300A CONT AC 24V 50/60 Hz Screw terminal | 1780 | 1 | ZD | 1
3MT7900-0LC28 |  | Spare Coil for 3MT7 400A CONT AC 24V 50/60 Hz Screw terminal | 2400 | 1 | ZD | 1
3MT7900-0LF01 |  | Spare coil for 3MT7 ContactorSize0,1 AC110V 50HZ Screw terminal | 157 | 1 | ZD | 1
3MT7900-0LF02 |  | Spare coil for 3MT7 Contactor Size2 AC110V 50HZ Screw terminal | 204 | 1 | ZD | 1
3MT7900-0LF03 |  | Spare coil for 3MT7 Contactor Size3,4 AC110V 50HZ Screw terminal | 313 | 1 | ZD | 1
3MT7900-0LF05 |  | Spare Coil for 3MT7 120-140A CONT AC 110V 50 Hz Screw terminal | 840 | 1 | ZD | 1
3MT7900-0LF06 |  | Spare Coil for 3MT7 170-205A CONT AC 110V 50 Hz Screw terminal | 1140 | 1 | ZD | 1
3MT7900-0LF07 |  | Spare Coil for 3MT7 250-300A CONT AC 110V 50 Hz Screw terminal | 1780 | 1 | ZD | 1
3MT7900-0LF08 |  | Spare Coil for 3MT7 400A CONT AC 110V 50 Hz Screw terminal | 2400 | 1 | ZD | 1
3MT7900-0LF21 |  | Spare coil for 3MT7 ContactorSize0,1 AC110V 50/60Hz Screw terminal | 157 | 1 | ZD | 1
3MT7900-0LF22 |  | Spare coil for 3MT7 Contactor Size2 AC110V 50/60Hz Screw terminal | 204 | 1 | ZD | 1
3MT7900-0LF23 |  | Spare coil for 3MT7 Contactor Size3,4 AC110V 50/60Hz Screw terminal | 313 | 1 | ZD | 1
3MT7900-0LF25 |  | Spare Coil for 3MT7 120-140A CONT AC 110V 50/60 Hz Screw terminal | 840 | 1 | ZD | 1
3MT7900-0LF26 |  | Spare Coil for 3MT7 170-205A CONT AC 110V 50/60 Hz Screw terminal | 1140 | 1 | ZD | 1
3MT7900-0LF27 |  | Spare Coil for 3MT7 250-300A CONT AC 110V 50/60 Hz Screw terminal | 1780 | 1 | ZD | 1
3MT7900-0LF28 |  | Spare Coil for 3MT7 400A CONT AC 110V 50/60 Hz Screw terminal | 2400 | 1 | ZD | 1
3MT7900-0LG01 |  | Spare coil for 3MT7 ContactorSize0,1 AC36V 50Hz Screw terminal | 157 | 1 | ZD | 1
3MT7900-0LG02 |  | Spare coil for 3MT7 Contactor Size2 AC36V 50Hz Screw terminal | 204 | 1 | ZD | 1
3MT7900-0LG03 |  | Spare coil for 3MT7 Contactor Size3,4 AC36V 50Hz Screw terminal | 313 | 1 | ZD | 1
3MT7900-0LG21 |  | Spare coil for 3MT7 ContactorSize0,1 AC36V 50/60HZ Screw terminal | 157 | 1 | ZD | 1
3MT7900-0LG22 |  | Spare coil for 3MT7 Contactor Size2 AC36V 50/60HZ Screw terminal | 204 | 1 | ZD | 1
3MT7900-0LG23 |  | Spare coil for 3MT7 Contactor Size3,4 AC36V 50/60HZ Screw terminal | 313 | 1 | ZD | 1
3MT7900-0LH01 |  | Spare coil for 3MT7 ContactorSize0,1 AC48V 50HZ Screw terminal | 157 | 1 | ZD | 1
3MT7900-0LH02 |  | Spare coil for 3MT7 Contactor Size2 AC48V 50HZ Screw terminal | 204 | 1 | ZD | 1
3MT7900-0LH03 |  | Spare coil for 3MT7 Contactor Size3,4 AC48V 50HZ Screw terminal | 313 | 1 | ZD | 1
3MT7900-0LH05 |  | Spare Coil for 3MT7 120-140A CONT AC 48V 50 Hz Screw terminal | 840 | 1 | ZD | 1
3MT7900-0LH06 |  | Spare Coil for 3MT7 170-205A CONT AC 48V 50 Hz Screw terminal | 1140 | 1 | ZD | 1
3MT7900-0LH07 |  | Spare Coil for 3MT7 250-300A CONT AC 48V 50 Hz Screw terminal | 1780 | 1 | ZD | 1
3MT7900-0LH08 |  | Spare Coil for 3MT7 400A CONT AC 48V 50 Hz Screw terminal | 2400 | 1 | ZD | 1
3MT7900-0LH21 |  | Spare coil for 3MT7 ContactorSize0,1 AC48V 50/60HZ Screw terminal | 157 | 1 | ZD | 1
3MT7900-0LH22 |  | Spare coil for 3MT7 Contactor Size2 AC48V 50/60HZ Screw terminal | 204 | 1 | ZD | 1
3MT7900-0LH23 |  | Spare coil for 3MT7 Contactor Size3,4 AC48V 50/60HZ Screw terminal | 313 | 1 | ZD | 1
3MT7900-0LL21 |  | Spare coil for 3MT7 ContactorSize0,1 AC230V 50/60Hz Screw terminal | 157 | 1 | ZD | 1
3MT7900-0LL22 |  | Spare coil for 3MT7 Contactor Size2 AC230V 50/60Hz Screw terminal | 204 | 1 | ZD | 1
3MT7900-0LL23 |  | Spare coil for 3MT7 Contactor Size3,4 AC230V 50/60Hz Screw terminal | 313 | 1 | ZD | 1
3MT7900-0LL25 |  | Spare Coil for 3MT7 120-140A CONT AC 230V 50/60 Hz Screw terminal | 840 | 1 | ZD | 1
3MT7900-0LL26 |  | Spare Coil for 3MT7 170-205A CONT AC 230V 50/60 Hz Screw terminal | 1140 | 1 | ZD | 1
3MT7900-0LL27 |  | Spare Coil for 3MT7 250-300A CONT AC 230V 50/60 Hz Screw terminal | 1780 | 1 | ZD | 1
3MT7900-0LL28 |  | Spare Coil for 3MT7 400A CONT AC 230V 50/60 Hz Screw terminal | 2400 | 1 | ZD | 1
3MT7900-0LM01 |  | Spare coil for 3MT7 ContactorSize0,1 AC220V 50Hz Screw terminal | 157 | 1 | ZD | 1
3MT7900-0LM02 |  | Spare coil for 3MT7 Contactor Size2 AC220V 50Hz Screw terminal | 204 | 1 | ZD | 1
3MT7900-0LM03 |  | Spare coil for 3MT7 Contactor Size3,4 AC220V 50Hz Screw terminal | 313 | 1 | ZD | 1
3MT7900-0LM05 |  | Spare Coil for 3MT7 120-140A CONT AC 220V 50 Hz Screw terminal | 840 | 1 | ZD | 1
3MT7900-0LM06 |  | Spare Coil for 3MT7 170-205A CONT AC 220V 50 Hz Screw terminal | 1140 | 1 | ZD | 1
3MT7900-0LM07 |  | Spare Coil for 3MT7 250-300A CONT AC 220V 50 Hz Screw terminal | 1780 | 1 | ZD | 1
3MT7900-0LM08 |  | Spare Coil for 3MT7 400A CONT AC 220V 50 Hz Screw terminal | 2400 | 1 | ZD | 1
3MT7900-0LN21 |  | Spare coil for 3MT7 ContactorSize0,1 AC220V 50/60Hz Screw terminal | 157 | 1 | ZD | 1
3MT7900-0LN22 |  | Spare coil for 3MT7 Contactor Size2 AC220V 50/60Hz Screw terminal | 204 | 1 | ZD | 1
3MT7900-0LN23 |  | Spare coil for 3MT7 Contactor Size3,4 AC220V 50/60Hz Screw terminal | 313 | 1 | ZD | 1
3MT7900-0LN25 |  | Spare Coil for 3MT7 120-140A CONT AC 220V 50/60 Hz Screw terminal | 840 | 1 | ZD | 1
3MT7900-0LN26 |  | Spare Coil for 3MT7 170-205A CONT AC 220V 50/60 Hz Screw terminal | 1140 | 1 | ZD | 1
3MT7900-0LN27 |  | Spare Coil for 3MT7 250-300A CONT AC 220V 50/60 Hz Screw terminal | 1780 | 1 | ZD | 1
3MT7900-0LN28 |  | Spare Coil for 3MT7 400A CONT AC 220V 50/60 Hz Screw terminal | 2400 | 1 | ZD | 1
3MT7900-0LP01 |  | Spare coil for 3MT7 ContactorSize0,1 AC230V 50Hz Screw terminal | 157 | 1 | ZD | 1
3MT7900-0LP02 |  | Spare coil for 3MT7 Contactor Size2 AC230V 50Hz Screw terminal | 204 | 1 | ZD | 1
3MT7900-0LP03 |  | Spare coil for 3MT7 Contactor Size3,4 AC230V 50Hz Screw terminal | 313 | 1 | ZD | 1
3MT7900-0LP05 |  | Spare Coil for 3MT7 120-140A CONT AC 230V 50 Hz Screw terminal | 840 | 1 | ZD | 1
3MT7900-0LP06 |  | Spare Coil for 3MT7 170-205A CONT AC 230V 50 Hz Screw terminal | 1140 | 1 | ZD | 1
3MT7900-0LP07 |  | Spare Coil for 3MT7 250-300A CONT AC 230V 50 Hz Screw terminal | 1780 | 1 | ZD | 1
3MT7900-0LP08 |  | Spare Coil for 3MT7 400A CONT AC 230V 50 Hz Screw terminal | 2400 | 1 | ZD | 1
3MT7900-0LQ01 |  | Spare coil for 3MT7 ContactorSize0,1 AC380V 50Hz Screw terminal | 157 | 1 | ZD | 1
3MT7900-0LQ02 |  | Spare coil for 3MT7 Contactor Size2 AC380V 50Hz Screw terminal | 204 | 1 | ZD | 1
3MT7900-0LQ03 |  | Spare coil for 3MT7 Contactor Size3,4 AC380V 50Hz Screw terminal | 313 | 1 | ZD | 1
3MT7900-0LQ05 |  | Spare Coil for 3MT7 120-140A CONT AC 380V 50Hz Screw terminal | 840 | 1 | ZD | 1
3MT7900-0LQ06 |  | Spare Coil for 3MT7 170-205A CONT AC 380V 50Hz Screw terminal | 1140 | 1 | ZD | 1
3MT7900-0LQ07 |  | Spare Coil for 3MT7 250-300A CONT AC 380V 50Hz Screw terminal | 1780 | 1 | ZD | 1
3MT7900-0LQ08 |  | Spare Coil for 3MT7 400A CONT AC 380V 50Hz Screw terminal | 2400 | 1 | ZD | 1
3MT7900-0LQ21 |  | Spare coil for 3MT7 ContactorSize0,1 AC380V 50/60Hz Screw terminal | 157 | 1 | ZD | 1
3MT7900-0LQ22 |  | Spare coil for 3MT7 Contactor Size2 AC380V 50/60Hz Screw terminal | 204 | 1 | ZD | 1
3MT7900-0LQ23 |  | Spare coil for 3MT7 Contactor Size3,4 AC380V 50/60Hz Screw terminal | 313 | 1 | ZD | 1
3MT7900-0LQ25 |  | Spare Coil for 3MT7 120-140A CONT AC 380V 50/60 Hz Screw terminal | 840 | 1 | ZD | 1
3MT7900-0LQ26 |  | Spare Coil for 3MT7 170-205A CONT AC 380V 50/60 Hz Screw terminal | 1140 | 1 | ZD | 1
3MT7900-0LQ27 |  | Spare Coil for 3MT7 250-300A CONT AC 380V 50/60 Hz Screw terminal | 1780 | 1 | ZD | 1
3MT7900-0LQ28 |  | Spare Coil for 3MT7 400A CONT AC 380V 50/60 Hz Screw terminal | 2400 | 1 | ZD | 1
3MT7900-0LR01 |  | Spare coil for 3MT7 ContactorSize0,1 AC415V 50Hz Screw terminal | 157 | 1 | ZD | 1
3MT7900-0LR02 |  | Spare coil for 3MT7 Contactor Size2 AC415V 50Hz Screw terminal | 204 | 1 | ZD | 1
3MT7900-0LR03 |  | Spare coil for 3MT7 Contactor Size3,4 AC415V 50Hz Screw terminal | 313 | 1 | ZD | 1
3MT7900-0LR05 |  | Spare Coil for 3MT7 120-140A CONT AC 415V 50 Hz Screw terminal | 840 | 1 | ZD | 1
3MT7900-0LR06 |  | Spare Coil for 3MT7 170-205A CONT AC 415V 50 Hz Screw terminal | 1140 | 1 | ZD | 1
3MT7900-0LR07 |  | Spare Coil for 3MT7 250-300A CONT AC 415V 50 Hz Screw terminal | 1780 | 1 | ZD | 1
3MT7900-0LR08 |  | Spare Coil for 3MT7 400A CONT AC 415V 50 Hz Screw terminal | 2400 | 1 | ZD | 1
3MT7900-0LR21 |  | Spare coil for 3MT7 ContactorSize0,1 AC415V 50/60Hz Screw terminal | 157 | 1 | ZD | 1
3MT7900-0LR22 |  | Spare coil for 3MT7 Contactor Size2 AC415V 50/60Hz Screw terminal | 204 | 1 | ZD | 1
3MT7900-0LR23 |  | Spare coil for 3MT7 Contactor Size3,4 AC415V 50/60Hz Screw terminal | 313 | 1 | ZD | 1
3MT7900-0LS01 |  | Spare coil for 3MT7 ContactorSize0,1 AC165-273V AC 50Hz Screw terminal | 157 | 1 | ZD | 1
3MT7900-0LS02 |  | Spare coil for 3MT7 Contactor Size2 AC165-273V AC 50Hz Screw terminal | 204 | 1 | ZD | 1
3MT7900-0LT01 |  | Spare coil for 3MT7 ContactorSize0,1 AC353-455V AC 50Hz Screw terminal | 157 | 1 | ZD | 1
3MT7900-0LT02 |  | Spare coil for 3MT7 Contactor Size2 AC353-455V AC 50Hz Screw terminal | 204 | 1 | ZD | 1
3MT7900-0LV01 |  | Spare coil for 3MT7 ContactorSize0,1 AC400V 50Hz Screw terminal | 157 | 1 | ZD | 1
3MT7900-0LV02 |  | Spare coil for 3MT7 Contactor Size2 AC400V 50Hz Screw terminal | 204 | 1 | ZD | 1
3MT7900-0LV03 |  | Spare coil for 3MT7 Contactor Size3,4 AC400V 50Hz Screw terminal | 313 | 1 | ZD | 1
3MT7900-0LV05 |  | Spare Coil for 3MT7 120-140A CONT AC 400V 50 Hz Screw terminal | 840 | 1 | ZD | 1
3MT7900-0LV06 |  | Spare Coil for 3MT7 170-205A CONT AC 400V 50 Hz Screw terminal | 1140 | 1 | ZD | 1
3MT7900-0LV07 |  | Spare Coil for 3MT7 250-300A CONT AC 400V 50 Hz Screw terminal | 1780 | 1 | ZD | 1
3MT7900-0LV08 |  | Spare Coil for 3MT7 400A CONT AC 400V 50 Hz Screw terminal | 2400 | 1 | ZD | 1
3MT7900-0LV21 |  | Spare coil for 3MT7 ContactorSize0,1 AC400V 50/60Hz Screw terminal | 157 | 1 | ZD | 1
3MT7900-0LV22 |  | Spare coil for 3MT7 Contactor Size2 AC400V 50/60Hz Screw terminal | 204 | 1 | ZD | 1
3MT7900-0LV23 |  | Spare coil for 3MT7 Contactor Size3,4 AC400V 50/60Hz Screw terminal | 313 | 1 | ZD | 1
3MT7900-0PF10 |  | Pneumatic timer for 3MT7 contactors 06-95A OFF delay Timer range 0.1-3 Sec Auxiliary contacts 1NO+1NC | 220 | 1 | ZD | 1
3MT7900-0PF20 |  | Pneumatic timer for 3MT7 contactors 06-95A OFF delay Timer range 0.1-30 Sec Auxiliary contacts 1NO+1NC | 226 | 1 | ZD | 1
3MT7900-0PF30 |  | Pneumatic timer for 3MT7 contactors 06-95A OFF delay Timer range 10-180 Sec Auxiliary contacts 1NO+1NC | 235 | 1 | ZD | 1
3MT7900-0PN10 |  | Pneumatic timer for 3MT7 contactors 06-95A ON delay Timer range 0.1-3 Sec Auxiliary contacts 1NO+1NC | 189 | 1 | ZD | 1
3MT7900-0PN20 |  | Pneumatic timer for 3MT7 contactors 06-95A ON delay Timer range 0.1-30 Sec Auxiliary contacts 1NO+1NC | 220 | 1 | ZD | 1
3MT7900-0PN30 |  | Pneumatic timer for 3MT7 contactors 06-95A ON delay Timer range 10-180 Sec Auxiliary contacts 1NO+1NC | 229 | 1 | ZD | 1
3MT7900-1SC21 |  | Surge suppressor for 3MT7 contactors 06-95A suitable for coil voltage 24-48VAC, 50/60Hz RC Element | 64.6 | 1 | ZD | 1
3MT7900-1SL21 |  | Surge suppressor for 3MT7 contactors 06-95A suitable for coil voltage 110-240VAC, 50/60Hz RC Element | 64.6 | 1 | ZD | 1
3MT7900-1SV21 |  | Surge suppressor for 3MT7 contactors 06-95A suitable for coil voltage 380-440VAC, 50/60Hz RC Element | 64.6 | 1 | ZD | 1
3MT7900-1XE01 |  | ElectroMechanical interlock kit for 3MT7 Contactor 06-40A | 156 | 1 | ZD | 1
3MT7900-1XE02 |  | ElectroMechanical interlock kit for 3MT7 Contactor 40-65A | 184 | 1 | ZD | 1
3MT7900-1XE03 |  | ElectroMechanical interlock kit for 3MT7 Contactor 70-95A | 197 | 1 | ZD | 1
3MT7900-1XM01 |  | Mechanical interlock kit for 3MT7 Contactor 06-40A | 66.3 | 1 | ZD | 1
3MT7900-1XM02 |  | Mechanical interlock kit for 3MT7 Contactor 40-65A | 109 | 1 | ZD | 1
3MT7900-1XM03 |  | Mechanical interlock kit for 3MT7 Contactor 70-95A | 123 | 1 | ZD | 1
3MT7900-1XM04 |  | .Mechanical interlocking for 3MT7 120A & 140A | 890 | 1 | ZD | 1
3MT7900-1XM05 |  | .Mechanical interlocking for 3MT7 170A & 205A | 922 | 1 | ZD | 1
3MT7900-1XM06 |  | .Mechanical interlocking for 3MT7 250A & 300A | 1120 | 1 | ZD | 1
3MT7900-1XM07 |  | .Mechanical interlocking for 3MT7 400A | 1240 | 1 | ZD | 1
3MT7900-1XM45 |  | .Mechanical interlocking for 3MT7 120A/140A & 170A/205A | 986 | 1 | ZD | 1
3MT7900-1XM56 |  | .Mechanical interlocking for 3MT7 170A/205A & 250A/300A | 1120 | 1 | ZD | 1
3MT7900-2SC22 |  | surge suppressor Varistor type, upto 48 V AC for contactors 3MT7 120A &above | 109 | 1 | ZD | 10
3MT7900-2SF22 |  | surge suppressor Varistor type, 48 to 127VAC for contactors 3MT7 120A &above | 121 | 1 | ZD | 10
3MT7900-2SL22 |  | surge suppressor Varistor type, 127 to 240VAC for contactors 3MT7 120A &above | 127 | 1 | ZD | 10
3MT7900-2SR02 |  | surge suppressor Varistor type, 400 to 600VAC for contactors 3MT7 120A &above | 220 | 1 | ZD | 10
3MT7900-2SV02 |  | surge suppressor Varistor type, 240 to 400VAC for contactors 3MT7 120A &above | 154 | 1 | ZD | 10
3MT7906-0HA01 |  | Spare top housing for 3MT70060 contactors Auxiliary contacts 1NC | 204 | 1 | ZD | 1
3MT7906-0HA10 |  | Spare top housing for 3MT70060 contactors Auxiliary contacts 1NO | 204 | 1 | ZD | 1
3MT7910-0HA01 |  | Spare top housing for 3MT70090 contactors Auxiliary contacts 1NC | 244 | 1 | ZD | 1
3MT7910-0HA10 |  | Spare top housing for 3MT70090 contactors Auxiliary contacts 1NO | 232 | 1 | ZD | 1
3MT7912-0HA01 |  | Spare top housing for 3MT70120 contactors Auxiliary contacts 1NC | 279 | 1 | ZD | 1
3MT7912-0HA10 |  | Spare top housing for 3MT70120 contactors Auxiliary contacts 1NO | 279 | 1 | ZD | 1
3MT7912-0KA00 |  | Spare Contact for 120A CONT | 1720 | 1 | ZD | 1
3MT7914-0KA00 |  | Spare Contact for 140A CONT | 2040 | 1 | ZD | 1
3MT7917-0KA00 |  | Spare Contact for 170A CONT | 2710 | 1 | ZD | 1
3MT7918-1HA01 |  | Spare top housing for 3MT70181 contactors Auxiliary contacts 1NC | 422 | 1 | ZD | 1
3MT7918-1HA10 |  | Spare top housing for 3MT70181 contactors Auxiliary contacts 1NO | 422 | 1 | ZD | 1
3MT7920-5KA00 |  | Spare Contact for 205A CONT | 3190 | 1 | ZD | 1
3MT7922-1HA01 |  | Spare top housing for 3MT70221 contactors Auxiliary contacts 1NC | 455 | 1 | ZD | 1
3MT7922-1HA10 |  | Spare top housing for 3MT70221 contactors Auxiliary contacts 1NO | 455 | 1 | ZD | 1
3MT7925-0KA00 |  | Spare Contact for 250A CONT | 3940 | 1 | ZD | 1
3MT7925-2HA01 |  | Spare top housing for 3MT70252 contactors Auxiliary contacts 1NC | 712 | 1 | ZD | 1
3MT7925-2HA10 |  | Spare top housing for 3MT70252 contactors Auxiliary contacts 1NO | 712 | 1 | ZD | 1
3MT7930-0KA00 |  | Spare Contact for 300A CONT | 4920 | 1 | ZD | 1
3MT7932-1HA01 |  | Spare top housing for 3MT70322 contactors Auxiliary contacts 1NC | 757 | 1 | ZD | 1
3MT7932-2HA10 |  | Spare top housing for 3MT70322 contactors Auxiliary contacts 1NO | 750 | 1 | ZD | 1
3MT7938-2HA01 |  | Spare top housing for 3MT70382 contactors Auxiliary contacts 1NC | 1340 | 1 | ZD | 1
3MT7938-2HA10 |  | Spare top housing for 3MT70382 contactors Auxiliary contacts 1NO | 1340 | 1 | ZD | 1
3MT7940-0KA00 |  | Spare Contact for 400A CONT | 7190 | 1 | ZD | 1
3MT7940-2HA01 |  | Spare top housing for 3MT70402 contactors Auxiliary contacts 1NC | 1340 | 1 | ZD | 1
3MT7940-2HA10 |  | Spare top housing for 3MT70402 contactors Auxiliary contacts 1NO | 1340 | 1 | ZD | 1
3MT7940-3HA11 |  | Spare top housing for 3MT70403 contactors Auxiliary contacts 1NO+1NC | 1880 | 1 | ZD | 1
3MT7950-3HA11 |  | Spare top housing for 3MT70503 contactors Auxiliary contacts 1NO+1NC | 2030 | 1 | ZD | 1
3MT7965-3HA11 |  | Spare top housing for 3MT70653 contactors Auxiliary contacts 1NO+1NC | 2540 | 1 | ZD | 1
3MT7970-4HA11 |  | Spare top housing for 3MT70704 contactors Auxiliary contacts 1NO+1NC | 2830 | 1 | ZD | 1
3MT7980-4HA11 |  | Spare top housing for 3MT70804 contactors Auxiliary contacts 1NO+1NC | 3600 | 1 | ZD | 1
3MT7995-4HA11 |  | Spare top housing for 3MT70954 contactors Auxiliary contacts 1NO+1NC | 4160 | 1 | ZD | 1
3MU7110-0AA0 |  | Thermal overload relay RANGE 0.10-0.16A Class 10 For mounting on 3MT7 contactors Size 0,1,2 Main circuit: Screw Auxiliary circuit: Screw Manual Automatic reset | 334 | 1 | ZD | 1
3MU7110-0BA0 |  | Thermal overload relay RANGE 0.16-0.25A Class 10 For mounting on 3MT7 contactors Size 0,1,2 Main circuit: Screw Auxiliary circuit: Screw Manual Automatic reset | 334 | 1 | ZD | 1
3MU7110-0CA0 |  | Thermal overload relay RANGE 0.25-0.40A Class 10 For mounting on 3MT7 contactors Size 0,1,2 Main circuit: Screw Auxiliary circuit: Screw Manual Automatic reset | 334 | 1 | ZD | 1
3MU7110-0DA0 |  | Thermal overload relay RANGE 0.40-0.63A Class 10 For mounting on 3MT7 contactors Size 0,1,2 Main circuit: Screw Auxiliary circuit: Screw Manual Automatic reset | 334 | 1 | ZD | 1
3MU7110-0EA0 |  | Thermal overload relay RANGE 0.63-1A Class 10 For mounting on 3MT7 contactors Size 0,1,2 Main circuit: Screw Auxiliary circuit: Screw Manual Automatic reset | 334 | 1 | ZD | 1
3MU7110-0FA0 |  | Thermal overload relay RANGE 1-1.6A Class 10 For mounting on 3MT7 contactors Size 0,1,2 Main circuit: Screw Auxiliary circuit: Screw Manual Automatic reset | 334 | 1 | ZD | 1
3MU7110-0GA0 |  | Thermal overload relay RANGE 1.25-2A Class 10 For mounting on 3MT7 contactors Size 0,1,2 Main circuit: Screw Auxiliary circuit: Screw Manual Automatic reset | 358 | 1 | ZD | 1
3MU7110-0HA0 |  | Thermal overload relay RANGE 1.6-2.5A Class 10 For mounting on 3MT7 contactors Size 0,1,2 Main circuit: Screw Auxiliary circuit: Screw Manual Automatic reset | 334 | 1 | ZD | 1
3MU7110-0JA0 |  | Thermal overload relay RANGE 2.5-4A Class 10 For mounting on 3MT7 contactors Size 0,1,2 Main circuit: Screw Auxiliary circuit: Screw Manual Automatic reset | 334 | 1 | ZD | 1
3MU7110-0KA0 |  | Thermal overload relay RANGE 4-6A Class 10 For mounting on 3MT7 contactors Size 0,1,2 Main circuit: Screw Auxiliary circuit: Screw Manual Automatic reset | 334 | 1 | ZD | 1
3MU7110-0LA0 |  | Thermal overload relay RANGE 5.5-8A Class 10 For mounting on 3MT7 contactors Size 0,1,2 Main circuit: Screw Auxiliary circuit: Screw Manual Automatic reset | 340 | 1 | ZD | 1
3MU7110-0MA0 |  | Thermal overload relay RANGE 7-10A Class 10 For mounting on 3MT7 contactors Size 0,1,2 Main circuit: Screw Auxiliary circuit: Screw Manual Automatic reset | 340 | 1 | ZD | 1
3MU7110-0NA0 |  | Thermal overload relay RANGE 9-13A Class 10 For mounting on 3MT7 contactors Size 0,1,2 Main circuit: Screw Auxiliary circuit: Screw Manual Automatic reset | 340 | 1 | ZD | 1
3MU7110-0PA0 |  | Thermal overload relay RANGE 12-18A Class 10 For mounting on 3MT7 contactors Size 0,1,2 Main circuit: Screw Auxiliary circuit: Screw Manual Automatic reset | 340 | 1 | ZD | 1
3MU7110-0QA0 |  | Thermal overload relay RANGE 17-25A Class 10 For mounting on 3MT7 contactors Size 0,1,2 Main circuit: Screw Auxiliary circuit: Screw Manual Automatic reset | 337 | 1 | ZD | 1
3MU7210-1AA0 |  | Thermal overload relay RANGE 23-32A Class 10 For mounting on 3MT7 contactors Size 2 Main circuit: Screw Auxiliary circuit: Screw Manual Automatic reset | 1120 | 1 | ZD | 1
3MU7210-1BA0 |  | Thermal overload relay RANGE 28-36A Class 10 For mounting on 3MT7 contactors Size 2 Main circuit: Screw Auxiliary circuit: Screw Manual Automatic reset | 1120 | 1 | ZD | 1
3MU7310-2AA0 |  | Thermal overload relay RANGE 23-32A Class 10 For mounting on 3MT7 contactors Size 3,4 Main circuit: Screw Auxiliary circuit: Screw Manual Automatic reset | 1110 | 1 | ZD | 1
3MU7310-2BA0 |  | Thermal overload relay RANGE 30-40A Class 10 For mounting on 3MT7 contactors Size 3,4 Main circuit: Screw Auxiliary circuit: Screw Manual Automatic reset | 1110 | 1 | ZD | 1
3MU7310-2CA0 |  | Thermal overload relay RANGE 37-50A Class 10 For mounting on 3MT7 contactors Size 3,4 Main circuit: Screw Auxiliary circuit: Screw Manual Automatic reset | 1120 | 1 | ZD | 1
3MU7310-2DA0 |  | Thermal overload relay RANGE 48-65A Class 10 For mounting on 3MT7 contactors Size 3,4 Main circuit: Screw Auxiliary circuit: Screw Manual Automatic reset | 1120 | 1 | ZD | 1
3MU7310-2EA0 |  | Thermal overload relay RANGE 55-70A Class 10 For mounting on 3MT7 contactors Size 3,4 Main circuit: Screw Auxiliary circuit: Screw Manual Automatic reset | 1120 | 1 | ZD | 1
3MU7310-2FA0 |  | Thermal overload relay RANGE 63-80A Class 10 For mounting on 3MT7 contactors Size 3,4 Main circuit: Screw Auxiliary circuit: Screw Manual Automatic reset | 1110 | 1 | ZD | 1
3MU7310-2GA0 |  | Thermal overload relay RANGE 80-93A Class 10 For mounting on 3MT7 contactors Size 3,4 Main circuit: Screw Auxiliary circuit: Screw Manual Automatic reset | 1460 | 1 | ZD | 1
3MU7410-3AA1 |  | CT operated Thermal OLR RANGE 85-135A Class 10A | 3520 | 1 | ZD | 1
3MU7410-3BA1 |  | CT operated Thermal OLR RANGE 115-180A Class 10A | 3630 | 1 | ZD | 1
3MU7410-3CA1 |  | CT operated Thermal OLR RANGE 160-250A Class 10A | 7120 | 1 | ZD | 1
3MU7410-3DA1 |  | CT operated Thermal OLR RANGE 200-320A Class 10A | 7760 | 1 | ZD | 1
3MU7410-3EA1 |  | CT operated Thermal OLR RANGE 250-400A Class 10A | 10800 | 1 | ZD | 1
3MU7510-4AA1 |  | CT operated Thermal OLR RANGE 312-500A Class 10A | 12300 | 1 | ZD | 1
3MU7900-0CA00 |  | Transparent sealing cover for 3MU7 thermal overload relay to protect relay setting | 34 | 1 | ZD | 10
3MU7900-0MA10 |  | Terminal support for 3MU71 thermal overload relay | 66.3 | 1 | ZD | 1
3MU7900-0MA20 |  | Terminal support for 3MU72 thermal overload relay | 81.4 | 1 | ZD | 1
3MU7900-0MA30 |  | Terminal support for 3MU73 thermal overload relay | 299 | 1 | ZD | 1
3MV8100-0MB00 |  | Motor circuit breaker, 0.11-0.16A, for motor protection, with screw terminal | 681 | 1 | ZE | 1
3MV8100-0MC00 |  | Motor circuit breaker, 0.16-0.24A, for motor protection, with screw terminal | 693 | 1 | ZE | 1
3MV8100-0MD00 |  | Motor circuit breaker, 0.24-0.4A,for motor protection, with screw terminal | 693 | 1 | ZE | 1
3MV8100-0ME00 |  | Motor circuit breaker,0.4-0.6A, for motor protection, with screw terminal | 693 | 1 | ZE | 1
3MV8100-0MF00 |  | Motor circuit breaker, 0.6-1A for motor protection, with screw terminal | 743 | 1 | ZE | 1
3MV8100-0MG00 |  | Motor circuit breaker, 1-1.6A, for motor protection, with screw terminal | 743 | 1 | ZE | 1
3MV8100-0MH00 |  | Motor circuit breaker,1.6-2.4A, for motor protection, with screw terminal | 753 | 1 | ZE | 1
3MV8100-0MJ00 |  | Motor circuit breaker, 2.4-4A, for motor protection, with screw terminal | 753 | 1 | ZE | 1
3MV8100-0MK00 |  | Motor circuit breaker, 4-6A, for motor protection, with screw terminal | 753 | 1 | ZE | 1
3MV8100-0ML00 |  | Motor circuit breaker, 6-10A, for motor protection, with screw terminal | 840 | 1 | ZE | 1
3MV8100-0MM00 |  | Motor circuit breaker, 10-16A, for motor protection, with screw terminal | 840 | 1 | ZE | 1
3MV8100-0MN00 |  | Motor circuit breaker, 14-20A, for motor protection, with screw terminal | 872 | 1 | ZE | 1
3MV8100-0MP00 |  | Motor circuit breaker, 18-25A, for motor protection, with screw terminal | 929 | 1 | ZE | 1
3MV8100-0NH00 |  | Motor circuit breaker, 2-3.2A, for motor protection, with screw terminal | 753 | 1 | ZE | 1
3MV8100-0NJ00 |  | Motor circuit breaker, 3.2-5A, for motor protection, with screw terminal | 753 | 1 | ZE | 1
3MV8100-0NK00 |  | Motor circuit breaker, 5-8A, for motor protection, with screw terminal | 753 | 1 | ZE | 1
3MV8100-0NL00 |  | Motor circuit breaker, 8-13A, for motor protection, with screw terminal | 840 | 1 | ZE | 1
3MV8100-1MB00 |  | Motor circuit breaker, 0.11-0.16A, 1NO+1NC, for motor protection, with screw terminal | 845 | 1 | ZE | 1
3MV8100-1MC00 |  | Motor circuit breaker, 0.16-0.24A, 1NO+1NC, for motor protection, with screw terminal | 861 | 1 | ZE | 1
3MV8100-1MD00 |  | Motor circuit breaker, 0.24-0.4A, 1NO+1NC, for motor protection, with screw terminal | 861 | 1 | ZE | 1
3MV8100-1ME00 |  | Motor circuit breaker, 0.4-0.6A, 1NO+1NC, for motor protection, with screw terminal | 861 | 1 | ZE | 1
3MV8100-1MF00 |  | Motor circuit breaker, 0.6-1A, 1NO+1NC, for motor protection, with screw terminal | 1010 | 1 | ZE | 1
3MV8100-1MG00 |  | Motor circuit breaker, 1-1.6A, 1NO+1NC, for motor protection, with screw terminal | 908 | 1 | ZE | 1
3MV8100-1MH00 |  | Motor circuit breaker, 1.6-2.4A, 1NO+1NC, for motor protection, with screw terminal | 921 | 1 | ZE | 1
3MV8100-1MJ00 |  | Motor circuit breaker, 2.4-4A, 1NO+1NC, for motor protection, with screw terminal | 921 | 1 | ZE | 1
3MV8100-1MK00 |  | Motor circuit breaker, 4-6A, 1NO+1NC, for motor protection, with screw terminal | 921 | 1 | ZE | 1
3MV8100-1ML00 |  | Motor circuit breaker, 6-10A, 1NO+1NC, for motor protection, with screw terminal | 1010 | 1 | ZE | 1
3MV8100-1MM00 |  | Motor circuit breaker, 10-16A, 1NO+1NC, for motor protection, with screw terminal | 1010 | 1 | ZE | 1
3MV8100-1MN00 |  | Motor circuit breaker, 14-20A, 1NO+1NC, for motor protection, with screw terminal | 1050 | 1 | ZE | 1
3MV8100-1MP00 |  | Motor circuit breaker, 18-25A, 1NO+1NC, for motor protection, with screw terminal | 1100 | 1 | ZE | 1
3MV8100-1NH00 |  | Motor circuit breaker, 2-3.2A, 1NO+1NC, for motor protection, with screw terminal | 921 | 1 | ZE | 1
3MV8100-1NJ00 |  | Motor circuit breaker, 3.2-5A, 1NO+1NC, for motor protection, with screw terminal | 921 | 1 | ZE | 1
3MV8100-1NK00 |  | Motor circuit breaker, 5-8A, 1NO+1NC, for motor protection, with screw terminal | 921 | 1 | ZE | 1
3MV8100-1NL00 |  | Motor circuit breaker, 8-13A, 1NO+1NC, for motor protection, with screw terminal | 1010 | 1 | ZE | 1
3MV8200-0MG00 |  | Motor circuit breaker, 1-1.6A, for motor protection, with screw terminal | 1520 | 1 | ZE | 1
3MV8200-0MH00 |  | Motor circuit breaker,1.6-2.4A, for motor protection, with screw terminal | 1520 | 1 | ZE | 1
3MV8200-0MJ00 |  | Motor circuit breaker, 2.4-4A, for motor protection, with screw terminal | 1520 | 1 | ZE | 1
3MV8200-0MK00 |  | Motor circuit breaker, 4-6A, for motor protection, with screw terminal | 1520 | 1 | ZE | 1
3MV8200-0ML00 |  | Motor circuit breaker, 6-10A, for motor protection, with screw terminal | 1520 | 1 | ZE | 1
3MV8200-0MM00 |  | Motor circuit breaker, 10-16A, for motor protection, with screw terminal | 1520 | 1 | ZE | 1
3MV8200-0MN00 |  | Motor circuit breaker, 16-25A, for motor protection, with screw terminal | 1680 | 1 | ZE | 1
3MV8200-0MP00 |  | Motor circuit breaker, 22-32A, for motor protection, with screw terminal | 1830 | 1 | ZE | 1
3MV8200-0MQ00 |  | Motor circuit breaker, 28-40A, for motor protection, with screw terminal | 2140 | 1 | ZE | 1
3MV8200-0MR00 |  | Motor circuit breaker, 36-52A, for motor protection, with screw terminal | 2330 | 1 | ZE | 1
3MV8200-1MG00 |  | Motor circuit breaker, 1-1.6A, 1NO+1NC, for motor protection, with screw terminal | 1720 | 1 | ZE | 1
3MV8200-1MH00 |  | Motor circuit breaker, 1.6-2.4A, 1NO+1NC, for motor protection, with screw terminal | 1720 | 1 | ZE | 1
3MV8200-1MJ00 |  | Motor circuit breaker, 2.4-4A, 1NO+1NC, for motor protection, with screw terminal | 1720 | 1 | ZE | 1
3MV8200-1MK00 |  | Motor circuit breaker, 4-6A, 1NO+1NC, for motor protection, with screw terminal | 1720 | 1 | ZE | 1
3MV8200-1ML00 |  | Motor circuit breaker, 6-10A, 1NO+1NC, for motor protection, with screw terminal | 1720 | 1 | ZE | 1
3MV8200-1MM00 |  | Motor circuit breaker, 10-16A, 1NO+1NC, for motor protection, with screw terminal | 1720 | 1 | ZE | 1
3MV8200-1MN00 |  | Motor circuit breaker, 16-25A, 1NO+1NC, for motor protection, with screw terminal | 1900 | 1 | ZE | 1
3MV8200-1MP00 |  | Motor circuit breaker, 22-32A, 1NO+1NC, for motor protection, with screw terminal | 2030 | 1 | ZE | 1
3MV8200-1MQ00 |  | Motor circuit breaker, 28-40A, 1NO+1NC, for motor protection, with screw terminal | 2340 | 1 | ZE | 1
3MV8200-1MR00 |  | Motor circuit breaker, 36-52A, 1NO+1NC, for motor protection, with screw terminal | 2530 | 1 | ZE | 1
3MV9131-3AA00 |  | 3MV Auxiliary contact block, with screw terminal | 118 | 1 | ZE | 2
3MV9131-7AA00 |  | Short-circuit signaling block, contact block, with screw terminal | 216 | 1 | ZZ | 2
3MV9132-0AB15 |  | Undervoltage release, 230V, AC 50Hz, with screw terminal | 466 | 1 | ZZ | 1
3MV9132-0AB18 |  | Undervoltage release, 415V, AC 50Hz, with screw terminal | 330 | 1 | ZZ | 1
3MV9132-0AB50 |  | Shunt release, 24V, AC 50Hz, 24-60V DC with screw terminal | 330 | 1 | ZZ | 1
3MV9132-0AB55 |  | Shunt release, 230V, AC 50Hz, with screw terminal | 330 | 1 | ZZ | 1
3MV9132-0AB58 |  | Shunt release, 415V, AC 50Hz, with screw terminal | 330 | 1 | ZZ | 1
3NA3001 |  | LV HRC fuse element, NH0, In: 6 A, gG, Un AC: 500 V, Un DC: 440 V, Front indicator, live grip lugs | 631 | 1 | ZN | 3
3NA3003 |  | LV HRC fuse element, NH0, In: 10 A, gG, Un AC: 500 V, Un DC: 440 V, Front indicator, live grip lugs | 631 | 1 | ZN | 3
3NA3005 |  | LV HRC fuse element, NH0, In: 16 A, gG, Un AC: 500 V, Un DC: 440 V, Front indicator, live grip lugs | 631 | 1 | ZN | 3
3NA3007 |  | LV HRC fuse element, NH0, In: 20 A, gG, Un AC: 500 V, Un DC: 440 V, Front indicator, live grip lugs | 631 | 1 | ZN | 3
3NA3010 |  | LV HRC fuse element, NH0, In: 25 A, gG, Un AC: 500 V, Un DC: 440 V, Front indicator, live grip lugs | 631 | 1 | ZN | 3
3NA3012 |  | LV HRC fuse element, NH0, In: 32 A, gG, Un AC: 500 V, Un DC: 440 V, Front indicator, live grip lugs | 631 | 1 | ZN | 3
3NA3014 |  | LV HRC fuse element, NH0, In: 35 A, gG, Un AC: 500 V, Un DC: 440 V, Front indicator, live grip lugs | 631 | 1 | ZN | 3
3NA3017 |  | LV HRC fuse element, NH0, In: 40 A, gG, Un AC: 500 V, Un DC: 440 V, Front indicator, live grip lugs | 631 | 1 | ZN | 3
3NA3020 |  | LV HRC fuse element, NH0, In: 50 A, gG, Un AC: 500 V, Un DC: 440 V, Front indicator, live grip lugs | 631 | 1 | ZN | 3
3NA3022 |  | LV HRC fuse element, NH0, In: 63 A, gG, Un AC: 500 V, Un DC: 440 V, Front indicator, live grip lugs | 631 | 1 | ZN | 3
3NA3024 |  | LV HRC fuse element, NH0, In: 80 A, gG, Un AC: 500 V, Un DC: 440 V, Front indicator, live grip lugs | 631 | 1 | ZN | 3
3NA3030 |  | LV HRC fuse element, NH0, In: 100 A, gG, Un AC: 500 V, Un DC: 440 V, Front indicator, live grip lugs | 631 | 1 | ZN | 3
3NA3032 |  | LV HRC fuse element, NH0, In: 125 A, gG, Un AC: 500 V, Un DC: 440 V, Front indicator, live grip lugs | 631 | 1 | ZN | 3
3NA3036 |  | LV HRC fuse element, NH0, In: 160 A, gG, Un AC: 500 V, Un DC: 440 V, Front indicator, live grip lugs | 631 | 1 | ZN | 3
3NA3105 |  | LV HRC fuse element, NH1, In: 16 A, gG, Un AC: 500 V, Un DC: 440 V, Front indicator, live grip lugs | 491 | 1 | ZN | 3
3NA3107 |  | LV HRC fuse element, NH1, In: 20 A, gG, Un AC: 500 V, Un DC: 440 V, Front indicator, live grip lugs | 491 | 1 | ZN | 3
3NA3110 |  | LV HRC fuse element, NH1, In: 25 A, gG, Un AC: 500 V, Un DC: 440 V, Front indicator, live grip lugs | 491 | 1 | ZN | 3
3NA3114 |  | LV HRC fuse element, NH1, In: 35 A, gG, Un AC: 500 V, Un DC: 440 V, Front indicator, live grip lugs | 491 | 1 | ZN | 3
3NA3117 |  | LV HRC fuse element, NH1, In: 40 A, gG, Un AC: 500 V, Un DC: 440 V, Front indicator, live grip lugs | 491 | 1 | ZN | 3
3NA3120 |  | LV HRC fuse element, NH1, In: 50 A, gG, Un AC: 500 V, Un DC: 440 V, Front indicator, live grip lugs | 491 | 1 | ZN | 3
3NA3120-6 |  | LV HRC fuse element, NH1, In: 50 A, gG, Un AC: 690 V, Un DC: 440 V, Front indicator, live grip lugs | 1810 | 1 | ZN | 3
3NA3122 |  | LV HRC fuse element, NH1, In: 63 A, gG, Un AC: 500 V, Un DC: 440 V, Front indicator, live grip lugs | 491 | 1 | ZN | 3
3NA3122-6 |  | LV HRC fuse element, NH1, In: 63 A, gG, Un AC: 690 V, Un DC: 440 V, Front indicator, live grip lugs | 1810 | 1 | ZN | 3
3NA3124 |  | LV HRC fuse element, NH1, In: 80 A, gG, Un AC: 500 V, Un DC: 440 V, Front indicator, live grip lugs | 491 | 1 | ZN | 3
3NA3124-6 |  | LV HRC fuse element, NH1, In: 80 A, gG, Un AC: 690 V, Un DC: 440 V, Front indicator, live grip lugs | 1810 | 1 | ZN | 3
3NA3130 |  | LV HRC fuse element, NH1, In: 100 A, gG, Un AC: 500 V, Un DC: 440 V, Front indicator, live grip lugs | 491 | 1 | ZN | 3
3NA3130-6 |  | LV HRC fuse element, NH1, In: 100 A, gG, Un AC: 690 V, Un DC: 440 V, Front indicator, live grip lugs | 1810 | 1 | ZN | 3
3NA3132 |  | LV HRC fuse element, NH1, In: 125 A, gG, Un AC: 500 V, Un DC: 440 V, Front indicator, live grip lugs | 491 | 1 | ZN | 3
3NA3132-6 |  | LV HRC fuse element, NH1, In: 125 A, gG, Un AC: 690 V, Un DC: 440 V, Front indicator, live grip lugs | 1810 | 1 | ZN | 3
3NA3136 |  | LV HRC fuse element, NH1, In: 160 A, gG, Un AC: 500 V, Un DC: 440 V, Front indicator, live grip lugs | 491 | 1 | ZN | 3
3NA3136-6 |  | LV HRC fuse element, NH1, In: 160 A, gG, Un AC: 690 V, Un DC: 440 V, Front indicator, live grip lugs | 1810 | 1 | ZN | 3
3NA3140 |  | LV HRC fuse element, NH1, In: 200 A, gG, Un AC: 500 V, Un DC: 440 V, Front indicator, live grip lugs | 576 | 1 | ZN | 3
3NA3140-6 |  | LV HRC fuse element, NH1, In: 200 A, gG, Un AC: 690 V, Un DC: 440 V, Front indicator, live grip lugs | 2020 | 1 | ZN | 3
3NA3142 |  | LV HRC fuse element, NH1, In: 224 A, gG, Un AC: 500 V, Un DC: 440 V, Front indicator, live grip lugs | 576 | 1 | ZN | 3
3NA3144 |  | LV HRC fuse element, NH1, In: 250 A, gG, Un AC: 500 V, Un DC: 440 V, Front indicator, live grip lugs | 576 | 1 | ZN | 3
3NA3144-6 |  | LV HRC fuse element, NH1, In: 250 A, gG: Un AC: 690 V, Un DC: 440 V, Front indicator, live grip lugs | 2020 | 1 | ZN | 3
3NA3214 |  | LV HRC fuse element, NH2, In: 35 A, gG, Un AC: 500 V, Un DC: 440 V, Front indicator, live grip lugs | 668 | 1 | ZN | 3
3NA3220 |  | LV HRC fuse element, NH2, In: 50 A, gG, Un AC: 500 V, Un DC: 440 V, Front indicator, live grip lugs | 668 | 1 | ZN | 3
3NA3222 |  | LV HRC fuse element, NH2, In: 63 A, gG, Un AC: 500 V, Un DC: 440 V, Front indicator, live grip lugs | 668 | 1 | ZN | 3
3NA3224 |  | LV HRC fuse element, NH2, In: 80 A, gG, Un AC: 500 V, Un DC: 440 V, Front indicator, live grip lugs | 668 | 1 | ZN | 3
3NA3224-6 |  | LV HRC fuse element, NH2, In: 80 A, gG, Un AC: 690 V, Un DC: 440 V, Front indicator, live grip lugs | 2330 | 1 | ZN | 3
3NA3230 |  | LV HRC fuse element, NH2, In: 100 A, gG, Un AC: 500 V, Un DC: 440 V, Front indicator, live grip lugs | 668 | 1 | ZN | 3
3NA3230-6 |  | LV HRC fuse element, NH2, In: 100 A, gG, Un AC: 690 V, Un DC: 440 V, Front indicator, live grip lugs | 2330 | 1 | ZN | 3
3NA3232 |  | LV HRC fuse element, NH2, In: 125 A, gG, Un AC: 500 V, Un DC: 440 V, Front indicator, live grip lugs | 668 | 1 | ZN | 3
3NA3232-6 |  | LV HRC fuse element, NH2, In: 125 A, gG, Un AC: 690 V, Un DC: 440 V, Front indicator, live grip lugs | 2330 | 1 | ZN | 3
3NA3236 |  | LV HRC fuse element, NH2, In: 160 A, gG, Un AC: 500 V, Un DC: 440 V, Front indicator, live grip lugs | 668 | 1 | ZN | 3
3NA3236-6 |  | LV HRC fuse element, NH2, In: 160 A, gG, Un AC: 690 V, Un DC: 440 V, Front indicator, live grip lugs | 2330 | 1 | ZN | 3
3NA3240 |  | LV HRC fuse element, NH2, In: 200 A, gG, Un AC: 500 V, Un DC: 440 V, Front indicator, live grip lugs | 668 | 1 | ZN | 3
3NA3240-6 |  | LV HRC fuse element, NH2, In: 200 A, gG, Un AC: 690 V, Un DC: 440 V, Front indicator, live grip lugs | 2330 | 1 | ZN | 3
3NA3242 |  | LV HRC fuse element, NH2, In: 224 A, gG, Un AC: 500 V, Un DC: 440 V, Front indicator, live grip lugs | 668 | 1 | ZN | 3
3NA3242-6 |  | LV HRC fuse element, NH2, In: 224 A, gG, Un AC: 690 V, Un DC: 440 V, Front indicator, live grip lugs | 2330 | 1 | ZN | 3
3NA3244 |  | LV HRC fuse element, NH2, In: 250 A, gG, Un AC: 500 V, Un DC: 440 V, Front indicator, live grip lugs | 668 | 1 | ZN | 3
3NA3244-6 |  | LV HRC fuse element, NH2, In: 250 A, gG, Un AC: 690 V, Un DC: 440 V, Front indicator, live grip lugs | 3130 | 1 | ZN | 3
3NA3250 |  | LV HRC fuse element, NH2, In: 300 A, gG, Un AC: 500 V, Un DC: 440 V, Front indicator, live grip lugs | 710 | 1 | ZN | 3
3NA3250-6 |  | LV HRC fuse element, NH2, In: 300 A, gG, Un AC: 690 V, Un DC: 440 V, Front indicator, live grip lugs | 3130 | 1 | ZN | 3
3NA3252 |  | LV HRC fuse element, NH2, In: 315 A, gG, Un AC: 500 V, Un DC: 440 V, Front indicator, live grip lugs | 710 | 1 | ZN | 3
3NA3252-6 |  | LV HRC fuse element, NH2, In: 315 A, gG, Un AC: 690 V, Un DC: 440 V, Front indicator, live grip lugs | 3130 | 1 | ZN | 3
3NA3254 |  | LV HRC fuse element, NH2, In: 355 A, gG, Un AC: 500 V, Un DC: 440 V, Front indicator, live grip lugs | 710 | 1 | ZN | 3
3NA3260 |  | LV HRC fuse element, NH2, In: 400 A, gG, Un AC: 500 V, Un DC: 440 V, Front indicator, live grip lugs | 710 | 1 | ZN | 3
3NA3340 |  | LV HRC fuse element, NH3, In: 200 A, gG, Un AC: 500 V, Un DC: 440 V, Front indicator, live grip lugs | 1230 | 1 | ZN | 3
3NA3342 |  | LV HRC fuse element, NH3, In: 224 A, gG, Un AC: 500 V, Un DC: 440 V, Front indicator, live grip lugs | 1230 | 1 | ZN | 3
3NA3344 |  | LV HRC fuse element, NH3, In: 250 A, gG, Un AC: 500 V, Un DC: 440 V, Front indicator, live grip lugs | 1230 | 1 | ZN | 3
3NA3344-6 |  | LV HRC fuse element, NH3, In: 250 A, gG, Un AC: 690 V, Un DC: 440 V, Front indicator, live grip lugs | 4630 | 1 | ZN | 3
3NA3350 |  | LV HRC fuse element, NH3, In: 300 A, gG, Un AC: 500 V, Un DC: 440 V, Front indicator, live grip lugs | 1230 | 1 | ZN | 3
3NA3352 |  | LV HRC fuse element, NH3, In: 315 A, gG, Un AC: 500 V, Un DC: 440 V, Front indicator, live grip lugs | 1230 | 1 | ZN | 3
3NA3352-6 |  | LV HRC fuse element, NH3, In: 315 A, gG, Un AC: 690 V, Un DC: 440 V, Front indicator, live grip lugs | 4630 | 1 | ZN | 3
3NA3354 |  | LV HRC fuse element, NH3, In: 355 A, gG, Un AC: 500 V, Un DC: 440 V, Front indicator, live grip lugs | 1230 | 1 | ZN | 3
3NA3354-6 |  | LV HRC fuse element, NH3, In: 355 A, gG, Un AC: 690 V, Un DC: 440 V, Front indicator, live grip lugs | 4630 | 1 | ZN | 3
3NA3360 |  | LV HRC fuse element, NH3, In: 400 A, gG, Un AC: 500 V, Un DC: 440 V, Front indicator, live grip lugs | 1230 | 1 | ZN | 3
3NA3360-6 |  | LV HRC fuse element, NH3, In: 400 A, gG, Un AC: 690 V, Un DC: 440 V, Front indicator, live grip lugs | 4280 | 1 | ZN | 3
3NA3362 |  | LV HRC fuse element, NH3, In: 425 A, gG, Un AC: 500 V, Un DC: 440 V, Front indicator, live grip lugs | 1230 | 1 | ZN | 3
3NA3362-6 |  | LV HRC fuse element, NH3, In: 425 A, gG, Un AC: 690 V, Un DC: 440 V, Front indicator, live grip lugs | 4280 | 1 | ZN | 3
3NA3365 |  | LV HRC fuse element, NH3, In: 500 A, gG, Un AC: 500 V, Un DC: 440 V, Front indicator, live grip lugs | 1380 | 1 | ZN | 3
3NA3365-6 |  | LV HRC fuse element, NH3, In: 500 A, gG, Un AC: 690 V, Un DC: 440 V, Front indicator, live grip lugs | 4280 | 1 | ZN | 3
3NA3372 |  | LV HRC fuse element, NH3, In: 630 A, gG, Un AC: 500 V, Un DC: 440 V, Front indicator, live grip lugs | 1380 | 1 | ZN | 3
3NA3472 |  | LV HRC fuse element, with screw contacts, NH4, In: 630 A, gG, Un AC: 500 V, Un DC: 400 V, Front indicator, live grip lugs | 12300 | 1 | ZN | 1
3NA3475 |  | LV HRC fuse element, with screw contacts, NH4, In: 800 A, gG, Un AC: 500 V, Un DC: 400 V, Front indicator, live grip lugs | 12300 | 1 | ZN | 1
3NA3480 |  | LV HRC fuse element, with screw contacts, NH4, In: 1000 A, gG, Un AC: 500 V, Un DC: 400 V, Front indicator, live grip lugs | 14100 | 1 | ZN | 1
3NA3482 |  | LV HRC fuse element, with screw contacts, NH4, In: 1250 A, gG, Un AC: 500 V, Un DC: 400 V, Front indicator, live grip lugs | 14100 | 1 | ZN | 1
3NA3665 |  | LV HRC fuse element, NH4a, In: 500 A, gG, Un AC: 500 V, Un DC: 400 V, Front indicator, live grip lugs | 12300 | 1 | ZN | 1
3NA3672 |  | LV HRC fuse element, NH4a, In: 630 A, gG, Un AC: 500 V, Un DC: 400 V, Front indicator, live grip lugs | 12300 | 1 | ZN | 1
3NA3675 |  | LV HRC fuse element, NH4a, In: 800 A, gG, Un AC: 500 V, Un DC: 400 V, Front indicator, live grip lugs | 12300 | 1 | ZN | 1
3NA3680 |  | LV HRC fuse element, NH4a, In: 1000 A, gG, Un AC: 500 V, Un DC: 400 V, Front indicator, live grip lugs | 14100 | 1 | ZN | 1
3NA3682 |  | LV HRC fuse element, NH4a, In: 1250 A, gG, Un AC: 500 V, Un DC: 400 V, Front indicator, live grip lugs | 14100 | 1 | ZN | 1
3NA3801 |  | LV HRC fuse element, NH000, In: 6 A, gG, Un AC: 500 V, Un DC: 250 V, Front indicator, live grip lugs | 284 | 1 | ZN | 3
3NA3801-6 |  | LV HRC fuse element, NH000, In: 6 A, gG, Un AC: 690 V, Un DC: 250 V, Front indicator, live grip lugs | 946 | 1 | ZN | 3
3NA3802 |  | LV HRC fuse element, NH000, In: 2 A, gG, Un AC: 500 V, Un DC: 250 V, Front indicator, live grip lugs | 284 | 1 | ZN | 3
3NA3802-6 |  | LV HRC fuse element, NH000, In: 2 A, gG, Un AC: 690 V, Un DC: 250 V, Front indicator, live grip lugs | 946 | 1 | ZN | 3
3NA3803 |  | LV HRC fuse element, NH000, In: 10 A, gG, Un AC: 500 V, Un DC: 250 V, Front indicator, live grip lugs | 224 | 1 | ZN | 3
3NA3803-6 |  | LV HRC fuse element, NH000, In: 10 A, gG, Un AC: 690 V, Un DC: 250 V, Front indicator, live grip lugs | 946 | 1 | ZN | 3
3NA3804 |  | LV HRC fuse element, NH000, In: 4 A, gG, Un AC: 500 V, Un DC: 250 V, Front indicator, live grip lugs | 284 | 1 | ZN | 3
3NA3804-6 |  | LV HRC fuse element, NH000, In: 4 A, gG, Un AC: 690 V, Un DC: 250 V, Front indicator, live grip lugs | 946 | 1 | ZN | 3
3NA3805 |  | LV HRC fuse element, NH000, In: 16 A, gG, Un AC: 500 V, Un DC: 250 V, Front indicator, live grip lugs | 224 | 1 | ZN | 3
3NA3805-6 |  | LV HRC fuse element, NH000, In: 16 A, gG, Un AC: 690 V, Un DC: 250 V, Front indicator, live grip lugs | 946 | 1 | ZN | 3
3NA3807 |  | LV HRC fuse element, NH000, In: 20 A, gG, Un AC: 500 V, Un DC: 250 V, Front indicator, live grip lugs | 224 | 1 | ZN | 3
3NA3807-6 |  | LV HRC fuse element, NH000, In: 20 A, gG, Un AC: 690 V, Un DC: 250 V, Front indicator, live grip lugs | 946 | 1 | ZN | 3
3NA3810 |  | LV HRC fuse element, NH000, In: 25 A, gG, Un AC: 500 V, Un DC: 250 V, Front indicator, live grip lugs | 224 | 1 | ZN | 3
3NA3810-6 |  | LV HRC fuse element, NH000, In: 25 A, gG, Un AC: 690 V, Un DC: 250 V, Front indicator, live grip lugs | 946 | 1 | ZN | 3
3NA3812 |  | LV HRC fuse element, NH000, In: 32 A, gG, Un AC: 500 V, Un DC: 250 V, Front indicator, live grip lugs | 224 | 1 | ZN | 3
3NA3812-6 |  | LV HRC fuse element, NH000, In: 32 A, gG, Un AC: 690 V, Un DC: 250 V, Front indicator, live grip lugs | 946 | 1 | ZN | 3
3NA3814 |  | LV HRC fuse element, NH000, In: 35 A, gG, Un AC: 500 V, Un DC: 250 V, Front indicator, live grip lugs | 196 | 1 | ZN | 3
3NA3814-6 |  | LV HRC fuse element, NH000, In: 35 A, gG, Un AC: 690 V, Un DC: 250 V, Front indicator, live grip lugs | 946 | 1 | ZN | 3
3NA3814-7 |  | LV HRC fuse element, NH00, In: 35 A, gG, Un AC: 500 V, Un DC: 250 V, Front indicator, live grip lugs | 244 | 1 | ZN | 3
3NA3817 |  | LV HRC fuse element, NH000, In: 40 A, gG, Un AC: 500 V, Un DC: 250 V, Front indicator, live grip lugs | 196 | 1 | ZN | 3
3NA3817-6 |  | LV HRC fuse element, NH00, In: 40 A, gG, Un AC: 690 V, Un DC: 250 V, Front indicator, live grip lugs | 946 | 1 | ZN | 3
3NA3817-6KJ |  | LV HRC fuse element, NH000, In: 40 A, gG, Un AC: 690 V, Un DC: 250 V, Front indicator, live grip lugs | 946 | 1 | ZN | 3
3NA3820 |  | LV HRC fuse element, NH000, In: 50 A, gG, Un AC: 500 V, Un DC: 250 V, Front indicator, live grip lugs | 196 | 1 | ZN | 3
3NA3820-6 |  | LV HRC fuse element, NH00, In: 50 A, gG, Un AC: 690 V, Un DC: 250 V, Front indicator, live grip lugs | 946 | 1 | ZN | 3
3NA3820-6KJ |  | LV HRC fuse element, NH000, In: 50 A, gG, Un AC: 690 V, Un DC: 250 V, Front indicator, live grip lugs | 946 | 1 | ZN | 3
3NA3820-7 |  | LV HRC fuse element, NH00, In: 50 A, gG, Un AC: 500 V, Un DC: 250 V, Front indicator, live grip lugs | 244 | 1 | ZN | 3
3NA3822 |  | LV HRC fuse element, NH000, In: 63 A, gG, Un AC: 500 V, Un DC: 250 V, Front indicator, live grip lugs | 196 | 1 | ZN | 3
3NA3822-6 |  | LV HRC fuse element, NH00, In: 63 A, gG, Un AC: 690 V, Un DC: 250 V, Front indicator, live grip lugs | 946 | 1 | ZN | 3
3NA3822-7 |  | LV HRC fuse element, NH00, In: 63 A, gG, Un AC: 500 V, Un DC: 250 V, Front indicator, live grip lugs | 244 | 1 | ZN | 3
3NA3824 |  | LV HRC fuse element, NH000, In: 80 A, gG, Un AC: 500 V, Un DC: 250 V, Front indicator, live grip lugs | 196 | 1 | ZN | 3
3NA3824-6 |  | LV HRC fuse element, NH00, In: 80 A, gG, Un AC: 690 V, Un DC: 250 V, Front indicator, live grip lugs | 946 | 1 | ZN | 3
3NA3824-7 |  | LV HRC fuse element, NH00, In: 80 A, gG, Un AC: 500 V, Un DC: 250 V, Front indicator, live grip lugs | 244 | 1 | ZN | 3
3NA3830 |  | LV HRC fuse element, NH000, In: 100 A, gG, Un AC: 500 V, Un DC: 250 V, Front indicator, live grip lugs | 196 | 1 | ZN | 3
3NA3830-6 |  | LV HRC fuse element, NH00, In: 100 A, gG, Un AC: 690 V, Un DC: 250 V, Front indicator, live grip lugs | 946 | 1 | ZN | 3
3NA3830-7 |  | LV HRC fuse element, NH00, In: 100 A, gG, Un AC: 500 V, Un DC: 250 V, Front indicator, live grip lugs | 244 | 1 | ZN | 3
3NA3832 |  | LV HRC fuse element, NH00, In: 125 A, gG, Un AC: 500 V, Un DC: 250 V, Front indicator, live grip lugs | 244 | 1 | ZN | 3
3NA3832-8 |  | LV HRC fuse element, NH000, In: 125 A, gG, Un AC: 400 V, Un DC: 250 V, Front indicator, live grip lugs | 986 | 1 | ZN | 3
3NA3836 |  | LV HRC fuse element, NH00, In: 160 A, gG, Un AC: 500 V, Un DC: 250 V, Front indicator, live grip lugs | 262 | 1 | ZN | 3
3NA3836-8 |  | LV HRC fuse element, NH000, In: 160 A, gG, Un AC: 400 V, Un DC: 250 V, Front indicator, live grip lugs | 1030 | 1 | ZN | 3
3NA6105 |  | LV HRC fuse element, NH1, In: 16 A, gG, Un AC: 500 V, Un DC: 440 V, Combined indicator, Insulated grip lugs | 644 | 1 | ZN | 3
3NA6107 |  | LV HRC fuse element, NH1, In: 20 A, gG, Un AC: 500 V, Un DC: 440 V, Combined indicator, Insulated grip lugs | 644 | 1 | ZN | 3
3NA6110 |  | LV HRC fuse element, NH1, In: 25 A, gG, Un AC: 500 V, Un DC: 440 V, Combined indicator, Insulated grip lugs | 644 | 1 | ZN | 3
3NA6114 |  | LV HRC fuse element, NH1, In: 35 A, gG, Un AC: 500 V, Un DC: 440 V, Combined indicator, Insulated grip lugs | 644 | 1 | ZN | 3
3NA6114-4 |  | LV HRC fuse element, NH1, In: 35 A, gG, Un AC: 400 V, Combined indicator, insulated Grip lugs | 754 | 1 | ZN | 3
3NA6117 |  | LV HRC fuse element, NH1, In: 40 A, gG, Un AC: 500 V, Un DC: 440 V, Combined indicator, Insulated grip lugs | 644 | 1 | ZN | 3
3NA6117-4 |  | LV HRC fuse element, NH1, In: 40 A, gG, Un AC: 400 V, Combined indicator, insulated Grip lugs | 754 | 1 | ZN | 3
3NA6120 |  | LV HRC fuse element, NH1, In: 50 A, gG, Un AC: 500 V, Un DC: 440 V, Combined indicator, Insulated grip lugs | 644 | 1 | ZN | 3
3NA6120-4 |  | LV HRC fuse element, NH1, In: 50 A, gG, Un AC: 400 V, Combined indicator, insulated Grip lugs | 754 | 1 | ZN | 3
3NA6120-6 |  | LV HRC fuse element, NH1, In: 50 A, gG, Un AC: 690 V, Un DC: 440 V, Combined indicator, Insulated grip lugs | 2190 | 1 | ZN | 3
3NA6122 |  | LV HRC fuse element, NH1, In: 63 A, gG, Un AC: 500 V, Un DC: 440 V, Combined indicator, Insulated grip lugs | 644 | 1 | ZN | 3
3NA6122-4 |  | LV HRC fuse element, NH1, In: 63 A, gG, Un AC: 400 V, Combined indicator, insulated Grip lugs | 754 | 1 | ZN | 3
3NA6122-6 |  | LV HRC fuse element, NH1, In: 63 A, gG, Un AC: 690 V, Un DC: 440 V, Combined indicator, Insulated grip lugs | 2190 | 1 | ZN | 3
3NA6124 |  | LV HRC fuse element, NH1, In: 80 A, gG, Un AC: 500 V, Un DC: 440 V, Combined indicator, Insulated grip lugs | 644 | 1 | ZN | 3
3NA6124-4 |  | LV HRC fuse element, NH1, In: 80 A, gG, Un AC: 400 V, Combined indicator, insulated Grip lugs | 754 | 1 | ZN | 3
3NA6124-6 |  | LV HRC fuse element, NH1, In: 80 A, gG, Un AC: 690 V, Un DC: 440 V, Combined indicator, Insulated grip lugs | 2190 | 1 | ZN | 3
3NA6130 |  | LV HRC fuse element, NH1, In: 100 A, gG, Un AC: 500 V, Un DC: 440 V, Combined indicator, Insulated grip lugs | 644 | 1 | ZN | 3
3NA6130-4 |  | LV HRC fuse element, NH1, In: 100 A, gG, Un AC: 400 V, Combined indicator, insulated Grip lugs | 754 | 1 | ZN | 3
3NA6130-6 |  | LV HRC fuse element, NH1, In: 100 A, gG, Un AC: 690 V, Un DC: 440 V, Combined indicator, Insulated grip lugs | 2190 | 1 | ZN | 3
3NA6132 |  | LV HRC fuse element, NH1, In: 125 A, gG, Un AC: 500 V, Un DC: 440 V, Combined indicator, Insulated grip lugs | 644 | 1 | ZN | 3
3NA6132-4 |  | LV HRC fuse element, NH1, In: 125 A, gG, Un AC: 400 V, Combined indicator, insulated Grip lugs | 754 | 1 | ZN | 3
3NA6132-6 |  | LV HRC fuse element, NH1, In: 125 A, gG, Un AC: 690 V, Un DC: 440 V, Combined indicator, Insulated grip lugs | 2190 | 1 | ZN | 3
3NA6136 |  | LV HRC fuse element, NH1, In: 160 A, gG, Un AC: 500 V, Un DC: 440 V, Combined indicator, Insulated grip lugs | 644 | 1 | ZN | 3
3NA6136-4 |  | LV HRC fuse element, NH1, In: 160 A, gG, Un AC: 400 V, Combined indicator, insulated Grip lugs | 754 | 1 | ZN | 3
3NA6136-6 |  | LV HRC fuse element, NH1, In: 160 A, gG, Un AC: 690 V, Un DC: 440 V, Combined indicator, Insulated grip lugs | 2190 | 1 | ZN | 3
3NA6140 |  | LV HRC fuse element, NH1, In: 200 A, gG, Un AC: 500 V, Un DC: 440 V, Combined indicator, Insulated grip lugs | 775 | 1 | ZN | 3
3NA6140-4 |  | LV HRC fuse element, NH1, In: 200 A, gG, Un AC: 400 V, Combined indicator, insulated Grip lugs | 754 | 1 | ZN | 3
3NA6140-6 |  | LV HRC fuse element, NH1, In: 200 A, gG, Un AC: 690 V, Un DC: 440 V, Combined indicator, Insulated grip lugs | 2380 | 1 | ZN | 3
3NA6142 |  | LV HRC fuse element, NH1, In: 224 A, gG, Un AC: 500 V, Un DC: 440 V, Combined indicator, Insulated grip lugs | 775 | 1 | ZN | 3
3NA6142-4 |  | LV HRC fuse element, NH1, In: 224 A, gG, Un AC: 400 V, Combined indicator, insulated Grip lugs | 754 | 1 | ZN | 3
3NA6144 |  | LV HRC fuse element, NH1, In: 250 A, gG, Un AC: 500 V, Un DC: 440 V, Combined indicator, Insulated grip lugs | 775 | 1 | ZN | 3
3NA6144-4 |  | LV HRC fuse element, NH1, In: 250 A, gG, Un AC: 400 V, Combined indicator, insulated Grip lugs | 754 | 1 | ZN | 3
3NA6214 |  | LV HRC fuse element, NH2, In: 35 A, gG, Un AC: 500 V, Un DC: 440 V, Combined indicator, Insulated grip lugs | 922 | 1 | ZN | 3
3NA6220 |  | LV HRC fuse element, NH2, In: 50 A, gG, Un AC: 500 V, Un DC: 440 V, Combined indicator, Insulated grip lugs | 922 | 1 | ZN | 3
3NA6220-4 |  | LV HRC fuse element, NH2, In: 50 A, gG, Un AC: 400 V, Combined indicator, insulated Grip lugs | 1100 | 1 | ZN | 3
3NA6222 |  | LV HRC fuse element, NH2, In: 63 A, gG, Un AC: 500 V, Un DC: 440 V, Combined indicator, Insulated grip lugs | 922 | 1 | ZN | 3
3NA6222-4 |  | LV HRC fuse element, NH2, In: 63 A, gG, Un AC: 400 V, Combined indicator, insulated Grip lugs | 1100 | 1 | ZN | 3
3NA6224 |  | LV HRC fuse element, NH2, In: 80 A, gG, Un AC: 500 V, Un DC: 440 V, Combined indicator, Insulated grip lugs | 922 | 1 | ZN | 3
3NA6224-4 |  | LV HRC fuse element, NH2, In: 80 A, gG, Un AC: 400 V, Combined indicator, insulated Grip lugs | 1100 | 1 | ZN | 3
3NA6224-6 |  | LV HRC fuse element, NH2, In: 80 A, gG, Un AC: 690 V, Un DC: 440 V, Combined indicator, Insulated grip lugs | 2920 | 1 | ZN | 3
3NA6230 |  | LV HRC fuse element, NH2, In: 100 A, gG, Un AC: 500 V, Un DC: 440 V, Combined indicator, Insulated grip lugs | 922 | 1 | ZN | 3
3NA6230-4 |  | LV HRC fuse element, NH2, In: 100 A, gG, Un AC: 400 V, Combined indicator, insulated Grip lugs | 1100 | 1 | ZN | 3
3NA6230-6 |  | LV HRC fuse element, NH2, In: 100 A, gG, Un AC: 690 V, Un DC: 440 V, Combined indicator, Insulated grip lugs | 2920 | 1 | ZN | 3
3NA6232 |  | LV HRC fuse element, NH2, In: 125 A, gG, Un AC: 500 V, Un DC: 440 V, Combined indicator, Insulated grip lugs | 922 | 1 | ZN | 3
3NA6232-4 |  | LV HRC fuse element, NH2, In: 125 A, gG, Un AC: 400 V, Combined indicator, insulated Grip lugs | 1100 | 1 | ZN | 3
3NA6232-6 |  | LV HRC fuse element, NH2, In: 125 A, gG, Un AC: 690 V, Un DC: 440 V, Combined indicator, Insulated grip lugs | 2920 | 1 | ZN | 3
3NA6236 |  | LV HRC fuse element, NH2, In: 160 A, gG, Un AC: 500 V, Un DC: 440 V, Combined indicator, Insulated grip lugs | 922 | 1 | ZN | 3
3NA6236-4 |  | LV HRC fuse element, NH2, In: 160 A, gG, Un AC: 400 V, Combined indicator, insulated Grip lugs | 1100 | 1 | ZN | 3
3NA6236-6 |  | LV HRC fuse element, NH2, In: 160 A, gG, Un AC: 690 V, Un DC: 440 V, Combined indicator, Insulated grip lugs | 2920 | 1 | ZN | 3
3NA6240 |  | LV HRC fuse element, NH2, In: 200 A, gG, Un AC: 500 V, Un DC: 440 V, Combined indicator, Insulated grip lugs | 922 | 1 | ZN | 3
3NA6240-4 |  | LV HRC fuse element, NH2, In: 200 A, gG, Un AC: 400 V, Combined indicator, insulated Grip lugs | 1100 | 1 | ZN | 3
3NA6240-6 |  | LV HRC fuse element, NH2, In: 200 A, gG, Un AC: 690 V, Un DC: 440 V, Combined indicator, Insulated grip lugs | 2920 | 1 | ZN | 3
3NA6242 |  | LV HRC fuse element, NH2, In: 224 A, gG, Un AC: 500 V, Un DC: 440 V, Combined indicator, Insulated grip lugs | 922 | 1 | ZN | 3
3NA6242-4 |  | LV HRC fuse element, NH2, In: 224 A, gG, Un AC: 400 V, Combined indicator, insulated Grip lugs | 1100 | 1 | ZN | 3
3NA6242-6 |  | LV HRC fuse element, NH2, In: 224 A, gG, Un AC: 690 V, Un DC: 440 V, Combined indicator, Insulated grip lugs | 2920 | 1 | ZN | 3
3NA6244 |  | LV HRC fuse element, NH2, In: 250 A, gG, Un AC: 500 V, Un DC: 440 V, Combined indicator, Insulated grip lugs | 922 | 1 | ZN | 3
3NA6244-4 |  | LV HRC fuse element, NH2, In: 250 A, gG, Un AC: 400 V, Combined indicator, insulated Grip lugs | 1100 | 1 | ZN | 3
3NA6244-6 |  | LV HRC fuse element, NH2, In: 250 A, gG, Un AC: 690 V, Un DC: 440 V, Combined indicator, Insulated grip lugs | 3650 | 1 | ZN | 3
3NA6250 |  | LV HRC fuse element, NH2, In: 300 A, gG, Un AC: 500 V, Un DC: 440 V, Combined indicator, Insulated grip lugs | 964 | 1 | ZN | 3
3NA6250-4 |  | LV HRC fuse element, NH2, In: 300 A, gG, Un AC: 400 V, Combined indicator, insulated Grip lugs | 1120 | 1 | ZN | 3
3NA6250-6 |  | LV HRC fuse element, NH2, In: 300 A, gG, Un AC: 690 V, Un DC: 440 V, Combined indicator, Insulated grip lugs | 3650 | 1 | ZN | 3
3NA6252 |  | LV HRC fuse element, NH2, In: 315 A, gG, Un AC: 500 V, Un DC: 440 V, Combined indicator, Insulated grip lugs | 964 | 1 | ZN | 3
3NA6252-4 |  | LV HRC fuse element, NH2, In: 315 A, gG, Un AC: 400 V, Combined indicator, insulated Grip lugs | 1120 | 1 | ZN | 3
3NA6252-6 |  | LV HRC fuse element, NH2, In: 315 A, gG, Un AC: 690 V, Un DC: 440 V, Combined indicator, Insulated grip lugs | 3650 | 1 | ZN | 3
3NA6254 |  | LV HRC fuse element, NH2, In: 355 A, gG, Un AC: 500 V, Un DC: 440 V, Combined indicator, Insulated grip lugs | 964 | 1 | ZN | 3
3NA6254-4 |  | LV HRC fuse element, NH2, In: 355 A, gG, Un AC: 400 V, Combined indicator, insulated Grip lugs | 1120 | 1 | ZN | 3
3NA6260 |  | LV HRC fuse element, NH2, In: 400 A, gG, Un AC: 500 V, Un DC: 440 V, Combined indicator, Insulated grip lugs | 964 | 1 | ZN | 3
3NA6260-4 |  | LV HRC fuse element, NH2, In: 400 A, gG, Un AC: 400 V, Combined indicator, insulated Grip lugs | 1120 | 1 | ZN | 3
3NA6801 |  | LV HRC fuse element, NH000, In: 6 A, gG, Un AC: 500 V, Un DC: 250 V, Combined indicator, Insulated grip lugs | 310 | 1 | ZN | 3
3NA6801-6 |  | LV HRC fuse element, NH000, In: 6 A, gG, Un AC: 690 V, Un DC: 250 V, Combined indicator, Insulated grip lugs | 1110 | 1 | ZN | 3
3NA6802 |  | LV HRC fuse element, NH000, In: 2 A, gG, Un AC: 500 V, Un DC: 250 V, Combined indicator, Insulated grip lugs | 310 | 1 | ZN | 3
3NA6802-6 |  | LV HRC fuse element, NH000, In: 2 A, gG, Un AC: 690 V, Un DC: 250 V, Combined indicator, Insulated grip lugs | 1110 | 1 | ZN | 3
3NA6803 |  | LV HRC fuse element, NH000, In: 10 A, gG, Un AC: 500 V, Un DC: 250 V, Combined indicator, Insulated grip lugs | 251 | 1 | ZN | 3
3NA6803-4 |  | LV HRC fuse element, NH000, In: 10 A, gG, Un AC: 400 V, Combined indicator, insulated Grip lugs | 313 | 1 | ZN | 3
3NA6803-6 |  | LV HRC fuse element, NH000, In: 10 A, gG, Un AC: 690 V, Un DC: 250 V, Combined indicator, Insulated grip lugs | 1110 | 1 | ZN | 3
3NA6804 |  | LV HRC fuse element, NH000, In: 4 A, gG, Un AC: 500 V, Un DC: 250 V, Combined indicator, Insulated grip lugs | 310 | 1 | ZN | 3
3NA6804-6 |  | LV HRC fuse element, NH000, In: 4 A, gG, Un AC: 690 V, Un DC: 250 V, Combined indicator, Insulated grip lugs | 1110 | 1 | ZN | 3
3NA6805 |  | LV HRC fuse element, NH000, In: 16 A, gG, Un AC: 500 V, Un DC: 250 V, Combined indicator, Insulated grip lugs | 251 | 1 | ZN | 3
3NA6805-4 |  | LV HRC fuse element, NH000, In: 16 A, gG, Un AC: 400 V, Combined indicator, insulated Grip lugs | 313 | 1 | ZN | 3
3NA6805-6 |  | LV HRC fuse element, NH000, In: 16 A, gG, Un AC: 690 V, Un DC: 250 V, Combined indicator, Insulated grip lugs | 1110 | 1 | ZN | 3
3NA6807 |  | LV HRC fuse element, NH000, In: 20 A, gG, Un AC: 500 V, Un DC: 250 V, Combined indicator, Insulated grip lugs | 251 | 1 | ZN | 3
3NA6807-4 |  | LV HRC fuse element, NH000, In: 20 A, gG, Un AC: 400 V, Combined indicator, insulated Grip lugs | 313 | 1 | ZN | 3
3NA6807-6 |  | LV HRC fuse element, NH000, In: 20 A, gG, Un AC: 690 V, Un DC: 250 V, Combined indicator, Insulated grip lugs | 1110 | 1 | ZN | 3
3NA6810 |  | LV HRC fuse element, NH000, In: 25 A, gG, Un AC: 500 V, Un DC: 250 V, Combined indicator, Insulated grip lugs | 251 | 1 | ZN | 3
3NA6810-4 |  | LV HRC fuse element, NH000, In: 25 A, gG, Un AC: 400 V, Combined indicator, insulated Grip lugs | 313 | 1 | ZN | 3
3NA6810-6 |  | LV HRC fuse element, NH000, In: 25 A, gG, Un AC: 690 V, Un DC: 250 V, Combined indicator, Insulated grip lugs | 1110 | 1 | ZN | 3
3NA6812 |  | LV HRC fuse element, NH000, In: 32 A, gG, Un AC: 500 V, Un DC: 250 V, Combined indicator, Insulated grip lugs | 251 | 1 | ZN | 3
3NA6812-4 |  | LV HRC fuse element, NH000, In: 32 A, gG, Un AC: 400 V, Combined indicator, insulated Grip lugs | 313 | 1 | ZN | 3
3NA6812-6 |  | LV HRC fuse element, NH000, In: 32 A, gG, Un AC: 690 V, Un DC: 250 V, Combined indicator, Insulated grip lugs | 1110 | 1 | ZN | 3
3NA6814 |  | LV HRC fuse element, NH000, In: 35 A, gG, Un AC: 500 V, Un DC: 250 V, Combined indicator, Insulated grip lugs | 224 | 1 | ZN | 3
3NA6814-4 |  | LV HRC fuse element, NH000, In: 35 A, gG, Un AC: 400 V, Combined indicator, insulated Grip lugs | 286 | 1 | ZN | 3
3NA6814-6 |  | LV HRC fuse element, NH000, In: 35 A, gG, Un AC: 690 V, Un DC: 250 V, Combined indicator, Insulated grip lugs | 1110 | 1 | ZN | 3
3NA6817 |  | LV HRC fuse element, NH000, In: 40 A, gG, Un AC: 500 V, Un DC: 250 V, Combined indicator, Insulated grip lugs | 224 | 1 | ZN | 3
3NA6817-4 |  | LV HRC fuse element, NH000, In: 40 A, gG, Un AC: 400 V, Combined indicator, insulated Grip lugs | 286 | 1 | ZN | 3
3NA6817-6 |  | LV HRC fuse element, NH00, In: 40 A, gG, Un AC: 690 V, Un DC: 250 V, Combined indicator, Insulated grip lugs | 1110 | 1 | ZN | 3
3NA6817-6KJ |  | LV HRC fuse element, NH000, In: 40 A, gG, Un AC: 690 V, Un DC: 250 V, Combined indicator, Insulated grip lugs | 1100 | 1 | ZN | 3
3NA6820 |  | LV HRC fuse element, NH000, In: 50 A, gG, Un AC: 500 V, Un DC: 250 V, Combined indicator, Insulated grip lugs | 224 | 1 | ZN | 3
3NA6820-4 |  | LV HRC fuse element, NH000, In: 50 A, gG, Un AC: 400 V, Combined indicator, insulated Grip lugs | 286 | 1 | ZN | 3
3NA6820-6 |  | LV HRC fuse element, NH00, In: 50 A, gG, Un AC: 690 V, Un DC: 250 V, Combined indicator, Insulated grip lugs | 1110 | 1 | ZN | 3
3NA6820-6KJ |  | LV HRC fuse element, NH000, In: 50 A, gG, Un AC: 690 V, Un DC: 250 V, Combined indicator, Insulated grip lugs | 1100 | 1 | ZN | 3
3NA6822 |  | LV HRC fuse element, NH000, In: 63 A, gG, Un AC: 500 V, Un DC: 250 V, Combined indicator, Insulated grip lugs | 224 | 1 | ZN | 3
3NA6822-4 |  | LV HRC fuse element, NH000, In: 63 A, gG, Un AC: 400 V, Combined indicator, insulated Grip lugs | 286 | 1 | ZN | 3
3NA6822-6 |  | LV HRC fuse element, NH00, In: 63 A, gG, Un AC: 690 V, Un DC: 250 V, Combined indicator, Insulated grip lugs | 1110 | 1 | ZN | 3
3NA6824 |  | LV HRC fuse element, NH000, In: 80 A, gG, Un AC: 500 V, Un DC: 250 V, Combined indicator, Insulated grip lugs | 224 | 1 | ZN | 3
3NA6824-4 |  | LV HRC fuse element, NH000, In: 80 A, gG, Un AC: 400 V, Combined indicator, insulated Grip lugs | 286 | 1 | ZN | 3
3NA6824-4KK |  | LV HRC fuse element, NH00, In: 80 A, gG, Un AC: 400 V, Combined indicator, insulated Grip lugs | 334 | 1 | ZN | 3
3NA6824-6 |  | LV HRC fuse element, NH00, In: 80 A, gG, Un AC: 690 V, Un DC: 250 V, Combined indicator, Insulated grip lugs | 1110 | 1 | ZN | 3
3NA6824-7 |  | LV HRC fuse element, NH00, In: 80 A, gG, Un AC: 500 V, Un DC: 250 V, Combined indicator, Insulated grip lugs | 276 | 1 | ZN | 3
3NA6830 |  | LV HRC fuse element, NH000, In: 100 A, gG, Un AC: 500 V, Un DC: 250 V, Combined indicator, Insulated grip lugs | 224 | 1 | ZN | 3
3NA6830-4 |  | LV HRC fuse element, NH000, In: 100 A, gG, Un AC: 400 V, Combined indicator, insulated Grip lugs | 286 | 1 | ZN | 3
3NA6830-4KK |  | LV HRC fuse element, NH00, In: 100 A, gG, Un AC: 400 V, Combined indicator, insulated Grip lugs | 334 | 1 | ZN | 3
3NA6830-6 |  | LV HRC fuse element, NH00, In: 100 A, gG, Un AC: 690 V, Un DC: 250 V, Combined indicator, Insulated grip lugs | 1110 | 1 | ZN | 3
3NA6830-7 |  | LV HRC fuse element, NH00, In: 100 A, gG, Un AC: 500 V, Un DC: 250 V, Combined indicator, Insulated grip lugs | 276 | 1 | ZN | 3
3NA6832 |  | LV HRC fuse element, NH00, In: 125 A, gG, Un AC: 500 V, Un DC: 250 V, Combined indicator, Insulated grip lugs | 276 | 1 | ZN | 3
3NA6832-4 |  | LV HRC fuse element, NH00, In: 125 A, gG, Un AC: 400 V, Combined indicator, insulated Grip lugs | 334 | 1 | ZN | 3
3NA6836 |  | LV HRC fuse element, NH00, In: 160 A, gG, Un AC: 500 V, Un DC: 250 V, Combined indicator, Insulated grip lugs | 294 | 1 | ZN | 3
3NA6836-4 |  | LV HRC fuse element, NH00, In: 160 A, gG, Un AC: 400 V, Combined indicator, insulated Grip lugs | 352 | 1 | ZN | 3
3NA7105 |  | LV HRC fuse element, NH1, In: 16 A, gG, Un AC: 500 V, Un DC: 440 V, Combined indicator, live grip lugs | 512 | 1 | ZN | 3
3NA7107 |  | LV HRC fuse element, NH1, In: 20 A, gG, Un AC: 500 V, Un DC: 440 V, Combined indicator, live grip lugs | 512 | 1 | ZN | 3
3NA7110 |  | LV HRC fuse element, NH1, In: 25 A, gG, Un AC: 500 V, Un DC: 440 V, Combined indicator, live grip lugs | 512 | 1 | ZN | 3
3NA7114 |  | LV HRC fuse element, NH1, In: 35 A, gG, Un AC: 500 V, Un DC: 440 V, Combined indicator, live grip lugs | 512 | 1 | ZN | 3
3NA7117 |  | LV HRC fuse element, NH1, In: 40 A, gG, Un AC: 500 V, Un DC: 440 V, Combined indicator, live grip lugs | 512 | 1 | ZN | 3
3NA7120 |  | LV HRC fuse element, NH1, In: 50 A, gG, Un AC: 500 V, Un DC: 440 V, Combined indicator, live grip lugs | 512 | 1 | ZN | 3
3NA7120-6 |  | LV HRC fuse element, NH1, In: 50 A, gG, Un AC: 690 V, Un DC: 440 V, Combined indicator, live grip lugs | 1850 | 1 | ZN | 3
3NA7122 |  | LV HRC fuse element, NH1, In: 63 A, gG, Un AC: 500 V, Un DC: 440 V, Combined indicator, live grip lugs | 512 | 1 | ZN | 3
3NA7122-6 |  | LV HRC fuse element, NH1, In: 63 A, gG, Un AC: 690 V, Un DC: 440 V, Combined indicator, live grip lugs | 1850 | 1 | ZN | 3
3NA7124 |  | LV HRC fuse element, NH1, In: 80 A, gG, Un AC: 500 V, Un DC: 440 V, Combined indicator, live grip lugs | 512 | 1 | ZN | 3
3NA7124-6 |  | LV HRC fuse element, NH1, In: 80 A, gG, Un AC: 690 V, Un DC: 440 V, Combined indicator, live grip lugs | 1850 | 1 | ZN | 3
3NA7130 |  | LV HRC fuse element, NH1, In: 100 A, gG, Un AC: 500 V, Un DC: 440 V, Combined indicator, live grip lugs | 512 | 1 | ZN | 3
3NA7130-6 |  | LV HRC fuse element, NH1, In: 100 A, gG, Un AC: 690 V, Un DC: 440 V, Combined indicator, live grip lugs | 1850 | 1 | ZN | 3
3NA7132 |  | LV HRC fuse element, NH1, In: 125 A, gG, Un AC: 500 V, Un DC: 440 V, Combined indicator, live grip lugs | 512 | 1 | ZN | 3
3NA7132-6 |  | LV HRC fuse element, NH1, In: 125 A, gG, Un AC: 690 V, Un DC: 440 V, Combined indicator, live grip lugs | 1850 | 1 | ZN | 3
3NA7136 |  | LV HRC fuse element, NH1, In: 160 A, gG, Un AC: 500 V, Un DC: 440 V, Combined indicator, live grip lugs | 512 | 1 | ZN | 3
3NA7136-6 |  | LV HRC fuse element, NH1, In: 160 A, gG, Un AC: 690 V, Un DC: 440 V, Combined indicator, live grip lugs | 1850 | 1 | ZN | 3
3NA7140 |  | LV HRC fuse element, NH1, In: 200 A, gG, Un AC: 500 V, Un DC: 440 V, Combined indicator, live grip lugs | 581 | 1 | ZN | 3
3NA7140-6 |  | LV HRC fuse element, NH1, In: 200 A, gG, Un AC: 690 V, Un DC: 440 V, Combined indicator, live grip lugs | 2000 | 1 | ZN | 3
3NA7142 |  | LV HRC fuse element, NH1, In: 224 A, gG, Un AC: 500 V, Un DC: 440 V, Combined indicator, live grip lugs | 581 | 1 | ZN | 3
3NA7144 |  | LV HRC fuse element, NH1, In: 250 A, gG, Un AC: 500 V, Un DC: 440 V, Combined indicator, live grip lugs | 581 | 1 | ZN | 3
3NA7214 |  | LV HRC fuse element, NH2, In: 35 A, gG, Un AC: 500 V, Un DC: 440 V, Combined indicator, live grip lugs | 694 | 1 | ZN | 3
3NA7220 |  | LV HRC fuse element, NH2, In: 50 A, gG, Un AC: 500 V, Un DC: 440 V, Combined indicator, live grip lugs | 694 | 1 | ZN | 3
3NA7222 |  | LV HRC fuse element, NH2, In: 63 A, gG, Un AC: 500 V, Un DC: 440 V, Combined indicator, live grip lugs | 694 | 1 | ZN | 3
3NA7224 |  | LV HRC fuse element, NH2, In: 80 A, gG, Un AC: 500 V, Un DC: 440 V, Combined indicator, live grip lugs | 694 | 1 | ZN | 3
3NA7224-6 |  | LV HRC fuse element, NH2, In: 80 A, gG, Un AC: 690 V, Un DC: 440 V, Combined indicator, live grip lugs | 2380 | 1 | ZN | 3
3NA7230 |  | LV HRC fuse element, NH2, In: 100 A, gG, Un AC: 500 V, Un DC: 440 V, Combined indicator, live grip lugs | 694 | 1 | ZN | 3
3NA7230-6 |  | LV HRC fuse element, NH2, In: 100 A, gG, Un AC: 690 V, Un DC: 440 V, Combined indicator, live grip lugs | 2380 | 1 | ZN | 3
3NA7232 |  | LV HRC fuse element, NH2, In: 125 A, gG, Un AC: 500 V, Un DC: 440 V, Combined indicator, live grip lugs | 694 | 1 | ZN | 3
3NA7232-6 |  | LV HRC fuse element, NH2, In: 125 A, gG, Un AC: 690 V, Un DC: 440 V, Combined indicator, live grip lugs | 2380 | 1 | ZN | 3
3NA7236 |  | LV HRC fuse element, NH2, In: 160 A, gG, Un AC: 500 V, Un DC: 440 V, Combined indicator, live grip lugs | 694 | 1 | ZN | 3
3NA7236-6 |  | LV HRC fuse element, NH2, In: 160 A, gG, Un AC: 690 V, Un DC: 440 V, Combined indicator, live grip lugs | 2380 | 1 | ZN | 3
3NA7240 |  | LV HRC fuse element, NH2, In: 200 A, gG, Un AC: 500 V, Un DC: 440 V, Combined indicator, live grip lugs | 694 | 1 | ZN | 3
3NA7240-6 |  | LV HRC fuse element, NH2, In: 200 A, gG, Un AC: 690 V, Un DC: 440 V, Combined indicator, live grip lugs | 2380 | 1 | ZN | 3
3NA7242 |  | LV HRC fuse element, NH2, In: 224 A, gG, Un AC: 500 V, Un DC: 440 V, Combined indicator, live grip lugs | 694 | 1 | ZN | 3
3NA7242-6 |  | LV HRC fuse element, NH2, In: 224 A, gG, Un AC: 690 V, Un DC: 440 V, Combined indicator, live grip lugs | 2380 | 1 | ZN | 3
3NA7244 |  | LV HRC fuse element, NH2, In: 250 A, gG, Un AC: 500 V, Un DC: 440 V, Combined indicator, live grip lugs | 694 | 1 | ZN | 3
3NA7244-6 |  | LV HRC fuse element, NH2, In: 250 A, gG, Un AC: 690 V, Un DC: 440 V, Combined indicator, live grip lugs | 3180 | 1 | ZN | 3
3NA7250-6 |  | LV HRC fuse element, NH2, In: 300 A, gG, Un AC: 690 V, Un DC: 440 V, Combined indicator, live grip lugs | 3180 | 1 | ZN | 3
3NA7252 |  | LV HRC fuse element, NH2, In: 315 A, gG, Un AC: 500 V, Un DC: 440 V, Combined indicator, live grip lugs | 725 | 1 | ZN | 3
3NA7252-6 |  | LV HRC fuse element, NH2, In: 315 A, gG, Un AC: 690 V, Un DC: 440 V, Combined indicator, live grip lugs | 3180 | 1 | ZN | 3
3NA7260 |  | LV HRC fuse element, NH2, In: 400 A, gG, Un AC: 500 V, Un DC: 440 V, Combined indicator, live grip lugs | 725 | 1 | ZN | 3
3NA7801 |  | LV HRC fuse element, NH000, In: 6 A, gG, Un AC: 500 V, Un DC: 250 V, Combined indicator, live grip lugs | 294 | 1 | ZN | 3
3NA7801-6 |  | LV HRC fuse element, NH000, In: 6 A, gG, Un AC: 690 V, Un DC: 250 V, Combined indicator, live grip lugs | 975 | 1 | ZN | 3
3NA7802 |  | LV HRC fuse element, NH000, In: 2 A, gG, Un AC: 500 V, Un DC: 250 V, Combined indicator, live grip lugs | 294 | 1 | ZN | 3
3NA7802-6 |  | LV HRC fuse element, NH000, In: 2 A, gG, Un AC: 690 V, Un DC: 250 V, Combined indicator, live grip lugs | 975 | 1 | ZN | 3
3NA7803 |  | LV HRC fuse element, NH000, In: 10 A, gG, Un AC: 500 V, Un DC: 250 V, Combined indicator, live grip lugs | 233 | 1 | ZN | 3
3NA7803-6 |  | LV HRC fuse element, NH000, In: 10 A, gG, Un AC: 690 V, Un DC: 250 V, Combined indicator, live grip lugs | 975 | 1 | ZN | 3
3NA7804 |  | LV HRC fuse element, NH000, In: 4 A, gG, Un AC: 500 V, Un DC: 250 V, Combined indicator, live grip lugs | 294 | 1 | ZN | 3
3NA7804-6 |  | LV HRC fuse element, NH000, In: 4 A, gG, Un AC: 690 V, Un DC: 250 V, Combined indicator, live grip lugs | 975 | 1 | ZN | 3
3NA7805 |  | LV HRC fuse element, NH000, In: 16 A, gG, Un AC: 500 V, Un DC: 250 V, Combined indicator, live grip lugs | 233 | 1 | ZN | 3
3NA7805-6 |  | LV HRC fuse element, NH000, In: 16 A, gG, Un AC: 690 V, Un DC: 250 V, Combined indicator, live grip lugs | 975 | 1 | ZN | 3
3NA7807 |  | LV HRC fuse element, NH000, In: 20 A, gG, Un AC: 500 V, Un DC: 250 V, Combined indicator, live grip lugs | 233 | 1 | ZN | 3
3NA7807-6 |  | LV HRC fuse element, NH000, In: 20 A, gG, Un AC: 690 V, Un DC: 250 V, Combined indicator, live grip lugs | 975 | 1 | ZN | 3
3NA7810 |  | LV HRC fuse element, NH000, In: 25 A, gG, Un AC: 500 V, Un DC: 250 V, Combined indicator, live grip lugs | 233 | 1 | ZN | 3
3NA7810-6 |  | LV HRC fuse element, NH000, In: 25 A, gG, Un AC: 690 V, Un DC: 250 V, Combined indicator, live grip lugs | 975 | 1 | ZN | 3
3NA7812 |  | LV HRC fuse element, NH000, In: 32 A, gG, Un AC: 500 V, Un DC: 250 V, Combined indicator, live grip lugs | 233 | 1 | ZN | 3
3NA7812-6 |  | LV HRC fuse element, NH000, In: 32 A, gG, Un AC: 690 V, Un DC: 250 V, Combined indicator, live grip lugs | 975 | 1 | ZN | 3
3NA7814 |  | LV HRC fuse element, NH000, In: 35 A, gG, Un AC: 500 V, Un DC: 250 V, Combined indicator, live grip lugs | 205 | 1 | ZN | 3
3NA7814-6 |  | LV HRC fuse element, NH000, In: 35 A, gG, Un AC: 690 V, Un DC: 250 V, Combined indicator, live grip lugs | 975 | 1 | ZN | 3
3NA7817 |  | LV HRC fuse element, NH000, In: 40 A, gG, Un AC: 500 V, Un DC: 250 V, Combined indicator, live grip lugs | 205 | 1 | ZN | 3
3NA7817-6 |  | LV HRC fuse element, NH00, In: 40 A, gG, Un AC: 690 V, Un DC: 250 V, Combined indicator, live grip lugs | 975 | 1 | ZN | 3
3NA7817-6KJ |  | LV HRC fuse element, NH000, In: 40 A, gG, Un AC: 690 V, Un DC: 250 V, Combined indicator, live grip lugs | 975 | 1 | ZN | 3
3NA7820 |  | LV HRC fuse element, NH000, In: 50 A, gG, Un AC: 500 V, Un DC: 250 V, Combined indicator, live grip lugs | 205 | 1 | ZN | 3
3NA7820-6 |  | LV HRC fuse element, NH00, In: 50 A, gG, Un AC: 690 V, Un DC: 250 V, Combined indicator, live grip lugs | 975 | 1 | ZN | 3
3NA7820-6KJ |  | LV HRC fuse element, NH000, In: 50 A, gG, Un AC: 690 V, Un DC: 250 V, Combined indicator, live grip lugs | 975 | 1 | ZN | 3
3NA7822 |  | LV HRC fuse element, NH000, In: 63 A, gG, Un AC: 500 V, Un DC: 250 V, Combined indicator, live grip lugs | 205 | 1 | ZN | 3
3NA7822-6 |  | LV HRC fuse element, NH00, In: 63 A, gG, Un AC: 690 V, Un DC: 250 V, Combined indicator, live grip lugs | 975 | 1 | ZN | 3
3NA7824 |  | LV HRC fuse element, NH000, In: 80 A, gG, Un AC: 500 V, Un DC: 250 V, Combined indicator, live grip lugs | 205 | 1 | ZN | 3
3NA7824-6 |  | LV HRC fuse element, NH00, In: 80 A, gG, Un AC: 690 V, Un DC: 250 V, Combined indicator, live grip lugs | 975 | 1 | ZN | 3
3NA7824-7 |  | LV HRC fuse element, NH00, In: 80 A, gG, Un AC: 500 V, Un DC: 250 V, Combined indicator, live grip lugs | 254 | 1 | ZN | 3
3NA7830 |  | LV HRC fuse element, NH000, In: 100 A, gG, Un AC: 500 V, Un DC: 250 V, Combined indicator, live grip lugs | 205 | 1 | ZN | 3
3NA7830-6 |  | LV HRC fuse element, NH00, In: 100 A, gG, Un AC: 690 V, Un DC: 250 V, Combined indicator, live grip lugs | 975 | 1 | ZN | 3
3NA7830-7 |  | LV HRC fuse element, NH00, In: 100 A, gG, Un AC: 500 V, Un DC: 250 V, Combined indicator, live grip lugs | 254 | 1 | ZN | 3
3NA7832 |  | LV HRC fuse element, NH00, In: 125 A, gG, Un AC: 500 V, Un DC: 250 V, Combined indicator, live grip lugs | 254 | 1 | ZN | 3
3NA7836 |  | LV HRC fuse element, NH00, In: 160 A, gG, Un AC: 500 V, Un DC: 250 V, Combined indicator, live grip lugs | 273 | 1 | ZN | 3
3NB1126-4KK11 |  | SITOR fuse link, with slotted blade contacts, NH1L, In: 200 A, aR, Un DC: 1250 V, front indicator | 10800 | 1 | ZN | 2
3NB1128-4KK11 |  | SITOR fuse link, with slotted blade contacts, NH1L, In: 250 A, aR, Un DC: 1250 V, front indicator | 13400 | 1 | ZN | 2
3NB1231-4KK11 |  | SITOR fuse link, with slotted blade contacts, NH2L, In: 315 A, aR, Un DC: 1250 V, front indicator | 16500 | 1 | ZN | 2
3NB1234-3KK20 |  | SITOR fuse link, with blade contacts, NH2L, In: 400 A, gR, Un DC: 900 V, front indicator | 6020 | 1 | ZN | 2
3NB1234-4KK11 |  | SITOR fuse link, with slotted blade contacts, NH2L, In: 400 A, aR, Un DC: 1250 V, front indicator | 20400 | 1 | ZN | 2
3NB1337-4KK11 |  | SITOR fuse link, with slotted blade contacts, NH3L, In: 500 A, aR, Un DC: 1250 V, front indicator | 23200 | 1 | ZN | 2
3NB1345-4KK11 |  | SITOR fuse link, with slotted blade contacts, NH3L, In: 800 A, aR, Un DC: 1250 V, front indicator | 29700 | 1 | ZN | 2
3NB2345-4KK16 |  | SITOR fuse link, with slotted blade contacts, 2 x NH2L, In: 800 A, aR, Un DC: 1250 V, front indicator | 35000 | 1 | ZN | 1
3NB2350-4KK16 |  | SITOR fuse link, with slotted blade contacts, 2 x NH3L, In: 1000 A, aR, Un DC: 1250 V, front indicator | 40700 | 1 | ZN | 1
3NB2355-4KK16 |  | SITOR fuse link, with slotted blade contacts, 2 x NH3L, In: 1400 A, aR, Un DC: 1250 V, front indicator | 51800 | 1 | ZN | 1
3NB2357-4KK16 |  | SITOR fuse link, with slotted blade contacts, 2 x NH3L, In: 1600 A, aR, Un DC: 1250 V, front indicator | 67500 | 1 | ZN | 1
3NB2364-4KK17 |  | SITOR fuse link, with slotted blade contacts, 3 x NH3L, In: 2100 A, aR, Un DC: 1250 V, front indicator | 75200 | 1 | ZN | 1
3NB2366-4KK17 |  | SITOR fuse link, with slotted blade contacts, 3 x NH3L, In: 2400 A, aR, Un DC: 1250 V, front indicator | 85700 | 1 | ZN | 1
3NB3350-1KK26 |  | SITOR fuse link, with slotted blade contacts, 2 x NH3, In: 1000 A, gR, Un AC: 690 V, front indicator | 17000 | 1 | ZN | 1
3NB3351-1KK26 |  | SITOR fuse link, with slotted blade contacts, 2 x NH3, In: 1100 A, gR, Un AC: 690 V, front indicator | 17200 | 1 | ZN | 1
3NB3352-1KK26 |  | SITOR fuse link, with slotted blade contacts, 2 x NH3, In: 1250 A, gR, Un AC: 690 V, front indicator | 18400 | 1 | ZN | 1
3NB3354-1KK26 |  | SITOR fuse link, with slotted blade contacts, 2 x NH3, In: 1350 A, gR, Un AC: 690 V, front indicator | 18800 | 1 | ZN | 1
3NB3355-1KK26 |  | SITOR fuse link, with slotted blade contacts, 2 x NH3, In: 1400 A, gR, Un AC: 690 V, front indicator | 19000 | 1 | ZN | 1
3NB3357-1KK26 |  | SITOR fuse link, with slotted blade contacts, 2 x NH3, In: 1600 A, gR, Un AC: 690 V, front indicator | 20200 | 1 | ZN | 1
3NB3358-1KK26 |  | SITOR fuse link, with slotted blade contacts, 2 x NH3, In: 1700 A, gR, Un AC: 690 V, front indicator | 21800 | 1 | ZN | 1
3NB3358-1KK27 |  | SITOR fuse link, with slotted blade contacts, 3 x NH3, In: 1700 A, gR, Un AC: 690 V, front indicator | 24400 | 1 | ZN | 1
3NB3362-1KK27 |  | SITOR fuse link, with slotted blade contacts, 3 x NH3, In: 1900 A, gR, Un AC: 690 V, front indicator | 26200 | 1 | ZN | 1
3NC1202-0MK |  | SENTRON cylindrical fuse Un=1100Vd.c. IEC, 1250Vd.c. UL In=2A, size 10x38mm Utilization class gR time constant maximum 3ms | 261 | 1 | ZN | 10
3NC1000 |  | SITOR fuse tong | 746 | 1 | ZN | 1
3NC1003 |  | SITOR cylindrical fuse link, 10 x 38 mm, 3 A, aR, Un AC: 600 V, Un DC: 700 V, DC according to UL | 326 | 1 | ZN | 10
3NC1006 |  | SITOR cylindrical fuse link, 10 x 38 mm, 6 A, aR, Un AC: 600 V, Un DC: 700 V, DC according to UL | 226 | 1 | ZN | 10
3NC1006-0MK |  | SITOR cylindrical fuse link, 10 x 38 mm, 6 A, gR, Un AC: 690 V, Un DC: 440 V | 240 | 1 | ZN | 20
3NC1008 |  | SITOR cylindrical fuse link, 10 x 38 mm, 8 A, aR, Un AC: 600 V, Un DC: 700 V, DC according to UL | 226 | 1 | ZN | 10
3NC1010 |  | SITOR cylindrical fuse link, 10 x 38 mm, 10 A, aR, Un AC: 600 V, Un DC: 700 V, DC according to UL | 226 | 1 | ZN | 10
3NC1010-0MK |  | SITOR cylindrical fuse link, 10 x 38 mm, 10 A, gR, Un AC: 690 V, Un DC: 440 V | 220 | 1 | ZN | 20
3NC1012 |  | SITOR cylindrical fuse link, 10 x 38 mm, 12 A, aR, Un AC: 600 V, Un DC: 700 V, DC according to UL | 226 | 1 | ZN | 10
3NC1012-0MK |  | SITOR cylindrical fuse link, 10 x 38 mm, 12 A, gR, Un AC: 690 V, Un DC: 440 V | 224 | 1 | ZN | 20
3NC1016 |  | SITOR cylindrical fuse link, 10 x 38 mm, 16 A, aR, Un AC: 600 V, Un DC: 700 V, DC according to UL | 226 | 1 | ZN | 10
3NC1016-0MK |  | SITOR cylindrical fuse link, 10 x 38 mm, 16 A, gR, Un AC: 690 V, Un DC: 440 V | 229 | 1 | ZN | 20
3NC1020 |  | SITOR cylindrical fuse link, 10 x 38 mm, 20 A, aR, Un AC: 600 V, Un DC: 700 V, DC according to UL | 226 | 1 | ZN | 10
3NC1020-0MK |  | SITOR cylindrical fuse link, 10 x 38 mm, 20 A, gR, Un AC: 690 V, Un DC: 250 V | 232 | 1 | ZN | 20
3NC1025 |  | SITOR cylindrical fuse link, 10 x 38 mm, 25 A, aR, Un AC: 600 V, Un DC: 700 V, DC according to UL | 226 | 1 | ZN | 10
3NC1025-0MK |  | SITOR cylindrical fuse link, 10 x 38 mm, 25 A, gR, Un AC: 690 V, Un DC: 250 V | 235 | 1 | ZN | 20
3NC1032 |  | SITOR cylindrical fuse link, 10 x 38 mm, 32 A, aR, Un AC: 600 V | 226 | 1 | ZN | 10
3NC1032-0MK |  | SITOR cylindrical fuse link, 10 x 38 mm, 32 A, gR, Un AC: 690 V, Un DC: 250 V | 240 | 1 | ZN | 20
3NC1091 |  | SITOR fuse switch 10x 38, Up to 32 A, 690 V AC | 302 | 1 | ZN | 12
3NC1092 |  | SITOR fuse switch 10x 38, Up to 32 A, 690 V AC, 2-pole | 610 | 1 | ZN | 6
3NC1093 |  | SITOR fuse switch 10x 38, Up to 32 A, 690 V AC, 3-pole | 912 | 1 | ZN | 4
3NC1401 |  | SITOR cylindrical fuse link, 14x51 mm, 1 A, aR, Un AC: 660 V | 259 | 1 | ZN | 10
3NC1402 |  | SITOR cylindrical fuse link, 14x51 mm, 2 A, aR, Un AC: 660 V | 259 | 1 | ZN | 10
3NC1403 |  | SITOR cylindrical fuse link, 14x51 mm, 3 A, aR, Un AC: 660 V | 259 | 1 | ZN | 10
3NC1404 |  | SITOR cylindrical fuse link, 14x51 mm, 4 A, aR, Un AC: 660 V | 259 | 1 | ZN | 10
3NC1405 |  | SITOR cylindrical fuse link, 14x51 mm, 5 A, aR, Un AC: 690 V, Un DC: 700 V, DC according to UL | 310 | 1 | ZN | 10
3NC1406 |  | SITOR cylindrical fuse link, 14x51 mm, 6 A, aR, Un AC: 690 V, Un DC: 700 V, DC according to UL | 310 | 1 | ZN | 10
3NC1406-0MK |  | SITOR cylindrical fuse link, 14x51 mm, 6 A, gR, Un AC: 690 V, Un DC: 700 V | 273 | 1 | ZN | 10
3NC1410 |  | SITOR cylindrical fuse link, 14x51 mm, 10 A, aR, Un AC: 690 V, Un DC: 700 V, DC according to UL | 310 | 1 | ZN | 10
3NC1410-0MK |  | SITOR cylindrical fuse link, 14x51 mm, 10 A, gR, Un AC: 690 V, Un DC: 700 V | 273 | 1 | ZN | 10
3NC1410-5 |  | SITOR cylindrical fuse link, 14x51 mm, 10 A, aR, Un AC: 690 V, Un DC: 600 V, DC according to UL, Striker indicator | 512 | 1 | ZN | 10
3NC1415 |  | SITOR cylindrical fuse link, 14x51 mm, 15 A, aR, Un AC: 690 V, Un DC: 700 V, DC according to UL | 310 | 1 | ZN | 10
3NC1415-5 |  | SITOR cylindrical fuse link, 14x51 mm, 15 A, aR, Un AC: 690 V, Un DC: 600 V, DC according to UL, Striker indicator | 512 | 1 | ZN | 10
3NC1416-0MK |  | SITOR cylindrical fuse link, 14x51 mm, 16 A, gR, Un AC: 690 V, Un DC: 600 V | 279 | 1 | ZN | 10
3NC1420 |  | SITOR cylindrical fuse link, 14x51 mm, 20 A, aR, Un AC: 690 V, Un DC: 700 V, DC according to UL | 310 | 1 | ZN | 10
3NC1420-0MK |  | SITOR cylindrical fuse link, 14x51 mm, 20 A, gR, Un AC: 690 V, Un DC: 600 V | 286 | 1 | ZN | 10
3NC1420-5 |  | SITOR cylindrical fuse link, 14x51 mm, 20 A, aR, Un AC: 690 V, Un DC: 600 V, DC according to UL, Striker indicator | 512 | 1 | ZN | 10
3NC1425 |  | SITOR cylindrical fuse link, 14x51 mm, 25 A, aR, Un AC: 690 V, Un DC: 700 V, DC according to UL | 310 | 1 | ZN | 10
3NC1425-0MK |  | SITOR cylindrical fuse link, 14x51 mm, 25 A, gR, Un AC: 690 V, Un DC: 600 V | 297 | 1 | ZN | 10
3NC1425-5 |  | SITOR cylindrical fuse link, 14x51 mm, 25 A, aR, Un AC: 690 V, Un DC: 600 V, DC according to UL, Striker indicator | 512 | 1 | ZN | 10
3NC1430 |  | SITOR cylindrical fuse link, 14x51 mm, 30 A, aR, Un AC: 690 V, Un DC: 700 V, DC according to UL | 315 | 1 | ZN | 10
3NC1430-5 |  | SITOR cylindrical fuse link, 14x51 mm, 30 A, aR, Un AC: 690 V, Un DC: 600 V, DC according to UL, Striker indicator | 515 | 1 | ZN | 10
3NC1432 |  | SITOR cylindrical fuse link, 14x51 mm, 32 A, aR, Un AC: 690 V, Un DC: 700 V, DC according to UL | 315 | 1 | ZN | 10
3NC1432-0MK |  | SITOR cylindrical fuse link, 14x51 mm, 32 A, gR, Un AC: 690 V, Un DC: 600 V | 313 | 1 | ZN | 10
3NC1432-5 |  | SITOR cylindrical fuse link, 14x51 mm, 32 A, aR, Un AC: 690 V, Un DC: 600 V, DC according to UL, Striker indicator | 515 | 1 | ZN | 10
3NC1440 |  | SITOR cylindrical fuse link, 14x51 mm, 40 A, aR, Un AC: 690 V, Un DC: 700 V, DC according to UL | 336 | 1 | ZN | 10
3NC1440-0MK |  | SITOR cylindrical fuse link, 14x51 mm, 40 A, gR, Un AC: 690 V, Un DC: 440 V | 329 | 1 | ZN | 10
3NC1440-5 |  | SITOR cylindrical fuse link, 14x51 mm, 40 A, aR, Un AC: 690 V, Un DC: 600 V, DC according to UL, Striker indicator | 544 | 1 | ZN | 10
3NC1450 |  | SITOR cylindrical fuse link, 14x51 mm, 50 A, aR, Un AC: 690 V, Un DC: 700 V, DC according to UL | 399 | 1 | ZN | 10
3NC1450-0MK |  | SITOR cylindrical fuse link, 14x51 mm, 50 A, gR, Un AC: 690 V, Un DC: 250 V | 344 | 1 | ZN | 10
3NC1450-5 |  | SITOR cylindrical fuse link, 14x51 mm, 50 A, aR, Un AC: 690 V, Un DC: 600 V, DC according to UL, Striker indicator | 612 | 1 | ZN | 10
3NC1463-0MK |  | SITOR cylindrical fuse link, 14x51 mm, 63 A, aR, Un AC: 690 V, Un DC: 250 V | 357 | 1 | ZN | 10
3NC1491 |  | SITOR fuse switch 14x 51, Up to 50 A, 690 V AC | 891 | 1 | ZN | 6
3NC1491-5 |  | SITOR fuse-disconnector with signaling switch Contact of the micro-switch: flat plug-contact A2,8 x 0,5 mm in accordance with DIN 46244 | 1250 | 1 | ZN | 6
3NC1492 |  | SITOR fuse switch 14x 51, Up to 50 A, 690 V AC | 1870 | 1 | ZN | 3
3NC1493 |  | SITOR fuse switch 14x 51, Up to 50 A, 690 V AC | 2810 | 1 | ZN | 2
3NC1810-0MK |  | SITOR fuse link, with Bolt-on links, In: 10 A, gR, Un AC: 690 V, Un DC: 440 V, without indicator | 318 | 1 | ZN | 3
3NC1816-0MK |  | SITOR fuse link, with Bolt-on links, In: 16 A, gR, Un AC: 690 V, Un DC: 440 V, without indicator | 357 | 1 | ZN | 3
3NC1820-0MK |  | SITOR fuse link, with Bolt-on links, In: 20 A, gR, Un AC: 690 V, Un DC: 440 V, without indicator | 402 | 1 | ZN | 3
3NC1825-0MK |  | SITOR fuse link, with Bolt-on links, In: 25 A, gR, Un AC: 690 V, Un DC: 440 V, without indicator | 442 | 1 | ZN | 3
3NC1832-0MK |  | SITOR fuse link, with Bolt-on links, In: 32 A, gR, Un AC: 690 V, Un DC: 440 V, without indicator | 481 | 1 | ZN | 3
3NC1840-0MK |  | SITOR fuse link, with Bolt-on links, In: 40 A, gR, Un AC: 690 V, Un DC: 440 V, without indicator | 518 | 1 | ZN | 3
3NC1850-0MK |  | SITOR fuse link, with Bolt-on links, In: 50 A, gR, Un AC: 690 V, Un DC: 440 V, without indicator | 560 | 1 | ZN | 3
3NC2200 |  | SITOR cylindrical fuse link, 22x58 mm, 100 A, aR, Un AC: 690 V, Un DC: 700 V, DC according to UL | 615 | 1 | ZN | 5
3NC2200-0MK |  | SITOR cylindrical fuse link, 22x58 mm, 100 A, gR, Un AC: 690 V, Un DC: 250 V | 460 | 1 | ZN | 10
3NC2200-5 |  | SITOR cylindrical fuse link, 22x58 mm, 100 A, aR, Un AC: 600 V, Un DC: 500 V, DC according to UL, Striker indicator | 883 | 1 | ZN | 5
3NC2211-0MK |  | SITOR cylindrical fuse link, 22x58 mm, 125 A, aR, Un AC: 690 V, Un DC: 250 V | 536 | 1 | ZN | 10
3NC2220 |  | SITOR cylindrical fuse link, 22x58 mm, 20 A, aR, Un AC: 690 V, Un DC: 700 V, DC according to UL | 444 | 1 | ZN | 5
3NC2220-5 |  | SITOR cylindrical fuse link, 22x58 mm, 20 A, aR, Un AC: 690 V, Un DC: 500 V, DC according to UL, Striker indicator | 725 | 1 | ZN | 5
3NC2225 |  | SITOR cylindrical fuse link, 22x58 mm, 25 A, aR, Un AC: 690 V, Un DC: 700 V, DC according to UL | 444 | 1 | ZN | 5
3NC2225-0MK |  | SITOR cylindrical fuse link, 22x58 mm, 25 A, gR, Un AC: 690 V, Un DC: 700 V | 339 | 1 | ZN | 10
3NC2225-5 |  | SITOR cylindrical fuse link, 22x58 mm, 25 A, aR, Un AC: 690 V, Un DC: 500 V, DC according to UL, Striker indicator | 725 | 1 | ZN | 5
3NC2232 |  | SITOR cylindrical fuse link, 22x58 mm, 32 A, aR, Un AC: 690 V, Un DC: 700 V, DC according to UL | 455 | 1 | ZN | 5
3NC2232-0MK |  | SITOR cylindrical fuse link, 22x58 mm, 32 A, gR, Un AC: 690 V, Un DC: 600 V | 350 | 1 | ZN | 10
3NC2232-5 |  | SITOR cylindrical fuse link, 22x58 mm, 32 A, aR, Un AC: 690 V, Un DC: 500 V, DC according to UL, Striker indicator | 728 | 1 | ZN | 5
3NC2240 |  | SITOR cylindrical fuse link, 22x58 mm, 40 A, aR, Un AC: 690 V, Un DC: 700 V, DC according to UL | 481 | 1 | ZN | 5
3NC2240-0MK |  | SITOR cylindrical fuse link, 22x58 mm, 40 A, gR, Un AC: 690 V, Un DC: 440 V | 357 | 1 | ZN | 10
3NC2240-5 |  | SITOR cylindrical fuse link, 22x58 mm, 40 A, aR, Un AC: 690 V, Un DC: 500 V, DC according to UL, Striker indicator | 749 | 1 | ZN | 5
3NC2250 |  | SITOR cylindrical fuse link, 22x58 mm, 50 A, aR, Un AC: 690 V, Un DC: 700 V, DC according to UL | 562 | 1 | ZN | 5
3NC2250-0MK |  | SITOR cylindrical fuse link, 22x58 mm, 50 A, gR, Un AC: 690 V, Un DC: 250 V | 373 | 1 | ZN | 10
3NC2250-5 |  | SITOR cylindrical fuse link, 22x58 mm, 50 A, aR, Un AC: 690 V, Un DC: 500 V, DC according to UL, Striker indicator | 833 | 1 | ZN | 5
3NC2263 |  | SITOR cylindrical fuse link, 22x58 mm, 63 A, aR, Un AC: 690 V, Un DC: 700 V, DC according to UL | 583 | 1 | ZN | 5
3NC2263-0MK |  | SITOR cylindrical fuse link, 22x58 mm, 63 A, gR, Un AC: 690 V, Un DC: 250 V | 394 | 1 | ZN | 10
3NC2263-5 |  | SITOR cylindrical fuse link, 22x58 mm, 63 A, aR, Un AC: 690 V, Un DC: 500 V, DC according to UL, Striker indicator | 849 | 1 | ZN | 5
3NC2280 |  | SITOR cylindrical fuse link, 22x58 mm, 80 A, aR, Un AC: 690 V, Un DC: 700 V, DC according to UL | 597 | 1 | ZN | 5
3NC2280-0MK |  | SITOR cylindrical fuse link, 22x58 mm, 80 A, gR, Un AC: 690 V, Un DC: 250 V | 442 | 1 | ZN | 10
3NC2280-5 |  | SITOR cylindrical fuse link, 22x58 mm, 80 A, aR, Un AC: 690 V, Un DC: 500 V, DC according to UL, Striker indicator | 857 | 1 | ZN | 5
3NC2291 |  | SITOR fuse-disconnector 22x 58, Up to 100 A, 690 V AC | 1280 | 1 | ZN | 1
3NC2291-5 |  | SITOR fuse-disconnector with signaling switch Contact of the micro-switch: flat plug-contact A2,8 x 0,5 mm in accordance with DIN 46244 | 1520 | 1 | ZN | 6
3NC2292 |  | SITOR fuse-disconnector 22x 58, Up to 100 A, 690 V AC | 2620 | 1 | ZN | 3
3NC2293 |  | SITOR fuse-disconnector 22x 58, Up to 100 A, 690 V AC | 3810 | 1 | ZN | 2
3NC2301-0MK |  | SITOR cylindrical fuse link, 22x127 mm, 1 A, gS, Un AC: 1500 V, Un DC: 1000 V | 993 | 1 | ZN | 5
3NC2302-0MK |  | SITOR cylindrical fuse link, 22x127 mm, 2 A, gS, Un AC: 1500 V, Un DC: 1000 V | 1020 | 1 | ZN | 5
3NC2304-0MK |  | SITOR cylindrical fuse link, 22x127 mm, 4 A, gS, Un AC: 1500 V, Un DC: 1000 V | 1040 | 1 | ZN | 5
3NC2306-0MK |  | SITOR cylindrical fuse link, 22x127 mm, 6 A, gS, Un AC: 1500 V, Un DC: 1000 V | 1060 | 1 | ZN | 5
3NC2310-0MK |  | SITOR cylindrical fuse link, 22x127 mm, 10 A, gS, Un AC: 1500 V, Un DC: 1000 V | 1080 | 1 | ZN | 5
3NC2316-0MK |  | SITOR cylindrical fuse link, 22x127 mm, 16 A, gS, Un AC: 1500 V, Un DC: 1000 V | 1100 | 1 | ZN | 5
3NC2320-0MK |  | SITOR cylindrical fuse link, 22x127 mm, 20 A, gS, Un AC: 1500 V, Un DC: 1000 V | 1120 | 1 | ZN | 5
3NC2325-0MK |  | SITOR cylindrical fuse link, 22x127 mm, 25 A, gS, Un AC: 1500 V, Un DC: 1000 V | 1140 | 1 | ZN | 5
3NC2332-0MK |  | SITOR cylindrical fuse link, 22x127 mm, 32 A, gS, Un AC: 1500 V, Un DC: 1000 V | 1160 | 1 | ZN | 5
3NC2340-0MK |  | SITOR cylindrical fuse link, 22x127 mm, 40 A, gR, Un AC: 1500 V, Un DC: 1000 V | 1190 | 1 | ZN | 5
3NC2350-0MK |  | SITOR cylindrical fuse link, 22x127 mm, 50 A, aR, Un AC: 1500 V, Un DC: 1000 V | 1200 | 1 | ZN | 5
3NC2391-0MK |  | SITOR fuse holder 22x 127 63 A 1500 V AC/1000 V DC 1-pole | 3180 | 1 | ZN | 4
3NC2392-0MK |  | SITOR fuse holder 22x 127 63 A 1500 V AC/1000 V DC 2-pole | 6020 | 1 | ZN | 2
3NC2393-0MK |  | SITOR fuse holder 22x 127 63 A 1500 V AC/1000 V DC 3-pole | 8800 | 1 | ZN | 1
3NC2423-0C |  | SITOR fuse link, with slotted blade contacts, NH3, In: 150 A, gR, Un AC: 500 V, Un DC: 440 V, front indicator | 4310 | 1 | ZN | 3
3NC2423-3C |  | SITOR fuse link, with slotted blade contacts, NH3, In: 150 A, gR, Un AC: 500 V, Un DC: 440 V, front indicator | 4310 | 1 | ZN | 3
3NC2425-0C |  | SITOR fuse link, with slotted blade contacts, NH3, In: 200 A, gR, Un AC: 500 V, Un DC: 440 V, front indicator | 4440 | 1 | ZN | 3
3NC2425-3C |  | SITOR fuse link, with slotted blade contacts, NH3, In: 200 A, gR, Un AC: 500 V, Un DC: 440 V, front indicator | 4440 | 1 | ZN | 3
3NC2427-0C |  | SITOR fuse link, with slotted blade contacts, NH3, In: 250 A, gR, Un AC: 500 V, Un DC: 440 V, front indicator | 4570 | 1 | ZN | 3
3NC2427-3C |  | SITOR fuse link, with slotted blade contacts, NH3, In: 250 A, gR, Un AC: 500 V, Un DC: 440 V, front indicator | 4570 | 1 | ZN | 3
3NC2428-0C |  | SITOR fuse link, with slotted blade contacts, NH3, In: 300 A, gR, Un AC: 500 V, Un DC: 440 V, front indicator | 4630 | 1 | ZN | 3
3NC2428-3C |  | SITOR fuse link, with slotted blade contacts, NH3, In: 300 A, gR, Un AC: 500 V, Un DC: 440 V, front indicator | 4630 | 1 | ZN | 3
3NC2431-0C |  | SITOR fuse link, with slotted blade contacts, NH3, In: 350 A, aR, Un AC: 500 V, Un DC: 440 V, front indicator | 4680 | 1 | ZN | 3
3NC2431-3C |  | SITOR fuse link, with slotted blade contacts, NH3, In: 350 A, aR, Un AC: 500 V, Un DC: 440 V, front indicator | 4680 | 1 | ZN | 3
3NC2432-0C |  | SITOR fuse link, with slotted blade contacts, NH3, In: 400 A, aR, Un AC: 500 V, Un DC: 440 V, front indicator | 4910 | 1 | ZN | 3
3NC2432-3C |  | SITOR fuse link, with slotted blade contacts, NH3, In: 400 A, aR, Un AC: 500 V, Un DC: 440 V, front indicator | 4910 | 1 | ZN | 3
3NC2600-0MK |  | SITOR fuse link, with Bolt-on links, In: 100 A, aR, Un AC: 690 V, Un DC: 440 V, without indicator | 959 | 1 | ZN | 3
3NC2611-0MK |  | SITOR fuse link, with Bolt-on links, In: 125 A, aR, Un AC: 690 V, Un DC: 440 V, without indicator | 1040 | 1 | ZN | 3
3NC2625-0MK |  | SITOR fuse link, with Bolt-on links, In: 25 A, gR, Un AC: 690 V, Un DC: 440 V, without indicator | 560 | 1 | ZN | 3
3NC2632-0MK |  | SITOR fuse link, with Bolt-on links, In: 32 A, gR, Un AC: 690 V, Un DC: 440 V, without indicator | 602 | 1 | ZN | 3
3NC2640-0MK |  | SITOR fuse link, with Bolt-on links, In: 40 A, gR, Un AC: 690 V, Un DC: 440 V, without indicator | 654 | 1 | ZN | 3
3NC2650-0MK |  | SITOR fuse link, with Bolt-on links, In: 50 A, gR, Un AC: 690 V, Un DC: 440 V, without indicator | 728 | 1 | ZN | 3
3NC2663-0MK |  | SITOR fuse link, with Bolt-on links, In: 63 A, gR, Un AC: 690 V, Un DC: 440 V, without indicator | 799 | 1 | ZN | 3
3NC2680-0MK |  | SITOR fuse link, with Bolt-on links, In: 80 A, aR, Un AC: 690 V, Un DC: 440 V, without indicator | 880 | 1 | ZN | 3
3NC3236-1U |  | SITOR fuse link, with slotted blade contacts, NH3, In: 630 A, aR, Un AC: 690 V, Un DC: 600 V, front indicator | 4600 | 1 | ZN | 3
3NC3236-6U |  | SITOR fuse link, with female thread on both sides, NH3, In: 630 A, aR, Un AC: 690 V, Un DC: 600 V, front indicator | 4780 | 1 | ZN | 3
3NC3237-1U |  | SITOR fuse link, with slotted blade contacts, NH3, In: 710 A, aR, Un AC: 690 V, Un DC: 600 V, front indicator | 4600 | 1 | ZN | 3
3NC3237-6U |  | SITOR fuse link, with female thread on both sides, NH3, In: 710 A, aR, Un AC: 690 V, Un DC: 600 V, front indicator | 4780 | 1 | ZN | 3
3NC3238-1U |  | SITOR fuse link, with slotted blade contacts, NH3, In: 800 A, aR, Un AC: 690 V, Un DC: 600 V, front indicator | 4910 | 1 | ZN | 3
3NC3238-6U |  | SITOR fuse link, with female thread on both sides, NH3, In: 800 A, aR, Un AC: 690 V, Un DC: 440 V, front indicator | 5120 | 1 | ZN | 3
3NC3240-1U |  | SITOR fuse link, with slotted blade contacts, NH3, In: 900 A, aR, Un AC: 690 V, Un DC: 440 V, front indicator | 4910 | 1 | ZN | 3
3NC3240-6U |  | SITOR fuse link, with female thread on both sides, NH3, In: 900 A, aR, Un AC: 690 V, Un DC: 440 V, front indicator | 5120 | 1 | ZN | 3
3NC3241-1U |  | SITOR fuse link, with slotted blade contacts, NH3, In: 1000 A, aR, Un AC: 690 V, Un DC: 440 V, front indicator | 5280 | 1 | ZN | 3
3NC3241-6B |  | SITOR fuse link, with female thread on both sides, NH2, In: 1000 A, aR, Un AC: 690 V, Un DC: 440 V, without Indicator | 5230 | 1 | ZN | 3
3NC3241-6U |  | SITOR fuse link, with female thread on both sides, NH3, In: 1000 A, aR, Un AC: 690 V, Un DC: 440 V, front indicator | 5410 | 1 | ZN | 3
3NC3242-1U |  | SITOR fuse link, with slotted blade contacts, NH3, In: 1100 A, aR, Un AC: 690 V, Un DC: 440 V, front indicator | 5280 | 1 | ZN | 3
3NC3242-6U |  | SITOR fuse link, with female thread on both sides, NH3, In: 1100 A, aR, Un AC: 690 V, Un DC: 440 V, front indicator | 5410 | 1 | ZN | 3
3NC3243-1U |  | SITOR fuse link, with slotted blade contacts, NH3, In: 1250 A, aR, Un AC: 690 V, Un DC: 440 V, front indicator | 5730 | 1 | ZN | 3
3NC3243-6B |  | SITOR fuse link, with female thread on both sides, NH2, In: 1250 A, aR, Un AC: 690 V, Un DC: 440 V, without Indicator | 5230 | 1 | ZN | 3
3NC3243-6U |  | SITOR fuse link, with female thread on both sides, NH3, In: 1250 A, aR, Un AC: 690 V, Un DC: 440 V, front indicator | 5970 | 1 | ZN | 3
3NC3244-1U |  | SITOR fuse link, with slotted blade contacts, NH3, In: 1400 A, aR, Un AC: 500 V, Un DC: 440 V, front indicator | 5730 | 1 | ZN | 3
3NC3244-6U |  | SITOR fuse link, with female thread on both sides, NH3, In: 1400 A, aR, Un AC: 500 V, Un DC: 440 V, front indicator | 5970 | 1 | ZN | 3
3NC3245-1U |  | SITOR fuse link, with slotted blade contacts, NH3, In: 1600 A, aR, Un AC: 500 V, Un DC: 440 V, front indicator | 5730 | 1 | ZN | 3
3NC3245-6U |  | SITOR fuse link, with female thread on both sides, NH3, In: 1600 A, aR, Un AC: 500 V, Un DC: 440 V, front indicator | 5970 | 1 | ZN | 3
3NC3336-1U |  | SITOR fuse link, with slotted blade contacts, NH3, In: 630 A, aR, Un AC: 1000 V, Un DC: 440 V, front indicator | 5410 | 1 | ZN | 3
3NC3336-6U |  | SITOR fuse link, with female thread on both sides, NH3, In: 630 A, aR, Un AC: 1000 V, Un DC: 440 V, front indicator | 5600 | 1 | ZN | 3
3NC3337-1U |  | SITOR fuse link, with slotted blade contacts, NH3, In: 710 A, aR, Un AC: 1000 V, Un DC: 440 V, front indicator | 5410 | 1 | ZN | 3
3NC3337-6U |  | SITOR fuse link, with female thread on both sides, NH3, In: 710 A, aR, Un AC: 1000 V, Un DC: 440 V, front indicator | 5600 | 1 | ZN | 3
3NC3338-1U |  | SITOR fuse link, with slotted blade contacts, NH3, In: 800 A, aR, Un AC: 1000 V, Un DC: 440 V, front indicator | 5730 | 1 | ZN | 3
3NC3338-6U |  | SITOR fuse link, with female thread on both sides, NH3, In: 800 A, aR, Un AC: 1000 V, Un DC: 440 V, front indicator | 5970 | 1 | ZN | 3
3NC3340-1U |  | SITOR fuse link, with slotted blade contacts, NH3, In: 900 A, aR, Un AC: 1000 V, Un DC: 440 V, front indicator | 5730 | 1 | ZN | 3
3NC3340-6U |  | SITOR fuse link, with female thread on both sides, NH3, In: 900 A, aR, Un AC: 1000 V, Un DC: 440 V, front indicator | 5970 | 1 | ZN | 3
3NC3341-1U |  | SITOR fuse link, with slotted blade contacts, NH3, In: 1000 A, aR, Un AC: 1000 V, Un DC: 440 V, front indicator | 6120 | 1 | ZN | 3
3NC3341-6U |  | SITOR fuse link, with female thread on both sides, NH3, In: 1000 A, aR, Un AC: 1000 V, Un DC: 440 V, front indicator | 6280 | 1 | ZN | 3
3NC3342-1U |  | SITOR fuse link, with slotted blade contacts, NH3, In: 1100 A, aR, Un AC: 800 V, Un DC: 440 V, front indicator | 6120 | 1 | ZN | 3
3NC3342-6U |  | SITOR fuse link, with female thread on both sides, NH3, In: 1100 A, aR, Un AC: 800 V, Un DC: 440 V, front indicator | 6280 | 1 | ZN | 3
3NC3343-1U |  | SITOR fuse link, with slotted blade contacts, NH3, In: 1250 A, aR, Un AC: 800 V, Un DC: 440 V, front indicator | 6520 | 1 | ZN | 3
3NC3343-6U |  | SITOR fuse link, with female thread on both sides, NH3, In: 1250 A, aR, Un AC: 800 V, Un DC: 440 V, front indicator | 6650 | 1 | ZN | 3
3NC3430-1U |  | SITOR fuse link, with slotted blade contacts, NH3, In: 315 A, aR, Un AC: 1250 V, Un DC: 440 V, front indicator | 5970 | 1 | ZN | 3
3NC3430-6U |  | SITOR fuse link, with female thread on both sides, NH3, In: 315 A, aR, Un AC: 1250 V, Un DC: 440 V, front indicator | 6100 | 1 | ZN | 3
3NC3432-1U |  | SITOR fuse link, with slotted blade contacts, NH3, In: 400 A, aR, Un AC: 1250 V, Un DC: 440 V, front indicator | 5970 | 1 | ZN | 3
3NC3432-6U |  | SITOR fuse link, with female thread on both sides, NH3, In: 400 A, aR, Un AC: 1250 V, Un DC: 440 V, front indicator | 6100 | 1 | ZN | 3
3NC3434-1U |  | SITOR fuse link, with slotted blade contacts, NH3, In: 500 A, aR, Un AC: 1250 V, Un DC: 440 V, front indicator | 5970 | 1 | ZN | 3
3NC3434-6U |  | SITOR fuse link, with female thread on both sides, NH3, In: 500 A, aR, Un AC: 1250 V, Un DC: 440 V, front indicator | 6100 | 1 | ZN | 3
3NC3436-1U |  | SITOR fuse link, with slotted blade contacts, NH3, In: 630 A, aR, Un AC: 1250 V, Un DC: 440 V, front indicator | 6100 | 1 | ZN | 3
3NC3436-6U |  | SITOR fuse link, with female thread on both sides, NH3, In: 630 A, aR, Un AC: 1250 V, Un DC: 440 V, front indicator | 6180 | 1 | ZN | 3
3NC3438-1U |  | SITOR fuse link, with slotted blade contacts, NH3, In: 800 A, aR, Un AC: 1100 V, Un DC: 440 V, front indicator | 6310 | 1 | ZN | 3
3NC3438-6U |  | SITOR fuse link, with female thread on both sides, NH3, In: 800 A, aR, Un AC: 1100 V, Un DC: 440 V, front indicator | 6460 | 1 | ZN | 3
3NC5838 |  | SITOR fuse link, with internal thread and bolt terminal, In: 800 A, aR, Un AC: 1000 V, Un DC: 440 V, front indicator | 11000 | 1 | ZN | 3
3NC5840 |  | SITOR fuse link, with internal thread and bolt terminal, In: 600 A, aR, Un AC: 1000 V, Un DC: 440 V, front indicator | 12000 | 1 | ZN | 3
3NC5841 |  | SITOR fuse link, with internal thread and bolt terminal, In: 630 A, aR, Un AC: 800 V, Un DC: 440 V, front indicator | 10600 | 1 | ZN | 3
3NC7327-2 |  | SITOR fuse link, with female thread on both sides, In: 250 A, aR, Un AC: 680 V, Un DC: 440 V, front indicator | 2920 | 1 | ZN | 3
3NC7331-2 |  | SITOR fuse link, with female thread on both sides, In: 350 A, aR, Un AC: 680 V, Un DC: 440 V, front indicator | 2970 | 1 | ZN | 3
3NC8423-0C |  | SITOR fuse link, with slotted blade contacts, NH3, In: 150 A, gR, Un AC: 690 V, Un DC: 440 V, front indicator | 4680 | 1 | ZN | 3
3NC8423-3C |  | SITOR fuse link, with slotted blade contacts, NH3, In: 150 A, gR, Un AC: 690 V, Un DC: 440 V, front indicator | 4630 | 1 | ZN | 3
3NC8425-0C |  | SITOR fuse link, with slotted blade contacts, NH3, In: 200 A, gR, Un AC: 690 V, Un DC: 440 V, front indicator | 4910 | 1 | ZN | 3
3NC8425-3C |  | SITOR fuse link, with slotted blade contacts, NH3, In: 200 A, gR, Un AC: 690 V, Un DC: 440 V, front indicator | 4860 | 1 | ZN | 3
3NC8427-0C |  | SITOR fuse link, with slotted blade contacts, NH3, In: 250 A, gR, Un AC: 690 V, Un DC: 440 V, front indicator | 5100 | 1 | ZN | 3
3NC8427-3C |  | SITOR fuse link, with slotted blade contacts, NH3, In: 250 A, gR, Un AC: 690 V, Un DC: 440 V, front indicator | 5100 | 1 | ZN | 3
3NC8431-0C |  | SITOR fuse link, with slotted blade contacts, NH3, In: 350 A, gR, Un AC: 690 V, Un DC: 440 V, front indicator | 5230 | 1 | ZN | 3
3NC8431-3C |  | SITOR fuse link, with slotted blade contacts, NH3, In: 350 A, gR, Un AC: 690 V, Un DC: 440 V, front indicator | 5230 | 1 | ZN | 3
3NC8434-0C |  | SITOR fuse link, with slotted blade contacts, NH3, In: 500 A, gR, Un AC: 690 V, Un DC: 440 V, front indicator | 5440 | 1 | ZN | 3
3NC8434-3C |  | SITOR fuse link, with slotted blade contacts, NH3, In: 500 A, gR, Un AC: 690 V, Un DC: 440 V, front indicator | 5440 | 1 | ZN | 3
3NC8444-3C |  | SITOR fuse link, with slotted blade contacts, NH3, In: 1000 A, aR, Un AC: 600 V, Un DC: 440 V, front indicator | 7590 | 1 | ZN | 3
3ND1365 |  | LV HRC fuse element, NH3, In: 500 A, aM, Un AC: 690 V, Un DC: 440 V, Front indicator, live grip lugs | 3310 | 1 | ZN | 3
3ND1372 |  | LV HRC fuse element, NH3, In: 630 A, aM, Un AC: 690 V, Un DC: 440 V, Front indicator, live grip lugs | 3600 | 1 | ZN | 3
3ND1801 |  | LV HRC fuse element, NH000, In: 6 A, aM, Un AC: 500 V, Un DC: 440 V, Front indicator, live grip lugs | 820 | 1 | ZN | 3
3ND1803 |  | LV HRC fuse element, NH000, In: 10 A, aM, Un AC: 500 V, Front indicator, live grip lugs | 820 | 1 | ZN | 3
3ND1805 |  | LV HRC fuse element, NH000, In: 16 A, aM, Un AC: 500 V, Un DC: 440 V, Front indicator, live grip lugs | 820 | 1 | ZN | 3
3ND1807 |  | LV HRC fuse element, NH000, In: 20 A, aM, Un AC: 500 V, Un DC: 440 V, Front indicator, live grip lugs | 820 | 1 | ZN | 3
3ND1810 |  | LV HRC fuse element, NH000, In: 25 A, aM, Un AC: 500 V, Front indicator, live grip lugs | 820 | 1 | ZN | 3
3ND1812 |  | LV HRC fuse element, NH000, In: 32 A, aM, Un AC: 500 V, Un DC: 440 V, Front indicator, live grip lugs | 749 | 1 | ZN | 3
3ND1814 |  | LV HRC fuse element, NH000, In: 35 A, aM, Un AC: 500 V, Front indicator, live grip lugs | 749 | 1 | ZN | 3
3ND1817 |  | LV HRC fuse element, NH000, In: 40 A, aM, Un AC: 500 V, Un DC: 440 V, Front indicator, live grip lugs | 749 | 1 | ZN | 3
3ND1820 |  | LV HRC fuse element, NH000, In: 50 A, aM, Un AC: 500 V, Front indicator, live grip lugs | 749 | 1 | ZN | 3
3ND1822 |  | LV HRC fuse element, NH000, In: 63 A, aM, Un AC: 500 V, Un DC: 440 V, Front indicator, live grip lugs | 749 | 1 | ZN | 3
3ND1824 |  | LV HRC fuse element, NH000, In: 80 A, aM, Un AC: 500 V, Front indicator, live grip lugs | 749 | 1 | ZN | 3
3ND1830 |  | LV HRC fuse element, NH00, In: 100 A, aM, Un AC: 500 V, Un DC: 440 V, front indicator | 749 | 1 | ZN | 3
3ND1830-8 |  | LV HRC fuse element, NH000, In: 100 A, aM, Un AC: 500 V, Un DC: 440 V, Front indicator, live grip lugs | 749 | 1 | ZN | 3
3ND1832 |  | LV HRC fuse element, NH00, In: 125 A, aM, Un AC: 500 V, Front indicator, live grip lugs | 749 | 1 | ZN | 3
3ND1836 |  | LV HRC fuse element, NH00, In: 160 A, aM, Un AC: 500 V, Un DC: 440 V, Front indicator, live grip lugs | 749 | 1 | ZN | 3
3ND2122 |  | LV HRC fuse element, NH1, In: 63 A, aM, Un AC: 690 V, Un DC: 400 V, Front indicator, live grip lugs | 1290 | 1 | ZN | 3
3ND2124 |  | LV HRC fuse element, NH1, In: 80 A, aM, Un AC: 690 V, Un DC: 400 V, Front indicator, live grip lugs | 1290 | 1 | ZN | 3
3ND2130 |  | LV HRC fuse element, NH1, In: 100 A, aM, Un AC: 690 V, Un DC: 400 V, Front indicator, live grip lugs | 1290 | 1 | ZN | 3
3ND2132 |  | LV HRC fuse element, NH1, In: 125 A, aM, Un AC: 690 V, Un DC: 400 V, Front indicator, live grip lugs | 1290 | 1 | ZN | 3
3ND2136 |  | LV HRC fuse element, NH1, In: 160 A, aM, Un AC: 690 V, Un DC: 400 V, Front indicator, live grip lugs | 1290 | 1 | ZN | 3
3ND2140 |  | LV HRC fuse element, NH1, In: 200 A, aM, Un AC: 690 V, Un DC: 400 V, Front indicator, live grip lugs | 1100 | 1 | ZN | 3
3ND2144 |  | LV HRC fuse element, NH1, In: 250 A, aM, Un AC: 690 V, Un DC: 400 V, Front indicator, live grip lugs | 1100 | 1 | ZN | 3
3ND2232 |  | LV HRC fuse element, NH2, In: 125 A, aM, Un AC: 690 V, Un DC: 400 V, Front indicator, live grip lugs | 1430 | 1 | ZN | 3
3ND2236 |  | LV HRC fuse element, NH2, In: 160 A, aM, Un AC: 690 V, Un DC: 400 V, Front indicator, live grip lugs | 1430 | 1 | ZN | 3
3ND2240 |  | LV HRC fuse element, NH2, In: 200 A, aM, Un AC: 690 V, Un DC: 250 V, Front indicator, live grip lugs | 1430 | 1 | ZN | 3
3ND2244 |  | LV HRC fuse element, NH2, In: 250 A, aM, Un AC: 690 V, Un DC: 250 V, Front indicator, live grip lugs | 2280 | 1 | ZN | 3
3ND2252 |  | LV HRC fuse element, NH2, In: 315 A, aM, Un AC: 690 V, Un DC: 250 V, Front indicator, live grip lugs | 2280 | 1 | ZN | 3
3ND2254 |  | LV HRC fuse element, NH2, In: 355 A, aM, Un AC: 690 V, Un DC: 250 V, Front indicator, live grip lugs | 2280 | 1 | ZN | 3
3ND2260 |  | LV HRC fuse element, NH2, In: 400 A, aM, Un AC: 690 V, Un DC: 250 V, Front indicator, live grip lugs | 2280 | 1 | ZN | 3
3ND2352 |  | LV HRC fuse element, NH3, In: 315 A, aM, Un AC: 690 V, Un DC: 250 V, Front indicator, live grip lugs | 2860 | 1 | ZN | 3
3ND2354 |  | LV HRC fuse element, NH3, In: 355 A, aM, Un AC: 690 V, Un DC: 250 V, Front indicator, live grip lugs | 2860 | 1 | ZN | 3
3ND2360 |  | LV HRC fuse element, NH3, In: 400 A, aM, Un AC: 690 V, Un DC: 250 V, Front indicator, live grip lugs | 3130 | 1 | ZN | 3
3NE1020-2 |  | SITOR fuse link, with blade contacts, NH00, In: 80 A, gR, Un AC: 690 V, Un DC: 250 V, front indicator | 1290 | 1 | ZN | 3
3NE1021-0 |  | SITOR fuse link, with blade contacts, NH00, In: 100 A, gS, Un AC: 690 V, Un DC: 250 V, front indicator | 1310 | 1 | ZN | 3
3NE1021-2 |  | SITOR fuse link, with blade contacts, NH00, In: 100 A, gR, Un AC: 690 V, Un DC: 250 V, front indicator | 1370 | 1 | ZN | 3
3NE1022-0 |  | SITOR fuse link, with blade contacts, NH00, In: 125 A, gS, Un AC: 690 V, Un DC: 250 V, front indicator | 1310 | 1 | ZN | 3
3NE1022-2 |  | SITOR fuse link, with blade contacts, NH00, In: 125 A, gR, Un AC: 690 V, Un DC: 250 V, front indicator | 1370 | 1 | ZN | 3
3NE1218-4 |  | PV fuse link, with blade contacts, NH1, In: 63 A, gPV, Un DC: 1000 V, front indicator | 6120 | 1 | ZN | 2
3NE1218-5E |  | PV fuse link, with blade contacts, NH1XL, In: 63 A, gPV, Un DC: 1500 V, front indicator | 11700 | 1 | ZN | 2
3NE1220-4 |  | PV fuse link, with blade contacts, NH1, In: 80 A, gPV, Un DC: 1000 V, front indicator | 6120 | 1 | ZN | 2
3NE1220-5E |  | PV fuse link, with blade contacts, NH1XL, In: 80 A, gPV, Un DC: 1500 V, front indicator | 11700 | 1 | ZN | 2
3NE1221-4 |  | PV fuse link, with blade contacts, NH1, In: 100 A, gPV, Un DC: 1000 V, front indicator | 6330 | 1 | ZN | 2
3NE1221-5E |  | PV fuse link, with blade contacts, NH1XL, In: 100 A, gPV, Un DC: 1500 V, front indicator | 12100 | 1 | ZN | 2
3NE1222-4 |  | PV fuse link, with blade contacts, NH1, In: 125 A, gPV, Un DC: 1000 V, front indicator | 6680 | 1 | ZN | 2
3NE1222-5E |  | PV fuse link, with blade contacts, NH1XL, In: 125 A, gPV, Un DC: 1500 V, front indicator | 13000 | 1 | ZN | 2
3NE1224-0 |  | SITOR fuse link, with blade contacts, NH1, In: 160 A, gS, Un AC: 690 V, Un DC: 250 V, front indicator | 2360 | 1 | ZN | 3
3NE1224-2 |  | SITOR fuse link, with blade contacts, NH1, In: 160 A, gR, Un AC: 690 V, Un DC: 250 V, front indicator | 2730 | 1 | ZN | 3
3NE1224-3 |  | SITOR fuse link, with slotted blade contacts, NH1, In: 160 A, gR, Un AC: 690 V, Un DC: 250 V, front indicator | 3180 | 1 | ZN | 3
3NE1224-4 |  | PV fuse link, with blade contacts, NH1, In: 160 A, gPV, Un DC: 1000 V, front indicator | 7070 | 1 | ZN | 2
3NE1224-5E |  | PV fuse link, with blade contacts, NH1XL, In: 160 A, gPV, Un DC: 1500 V, front indicator | 13800 | 1 | ZN | 2
3NE1225-0 |  | SITOR fuse link, with blade contacts, NH1, In: 200 A, gS, Un AC: 690 V, Un DC: 250 V, front indicator | 2360 | 1 | ZN | 3
3NE1225-2 |  | SITOR fuse link, with blade contacts, NH1, In: 200 A, gR, Un AC: 690 V, Un DC: 250 V, front indicator | 2730 | 1 | ZN | 3
3NE1225-3 |  | SITOR fuse link, with slotted blade contacts, NH1, In: 200 A, gR, Un AC: 690 V, Un DC: 250 V, front indicator | 3180 | 1 | ZN | 3
3NE1225-4D |  | PV fuse link, with blade contacts, NH1L, In: 200 A, gPV, Un DC: 1000 V, front indicator | 9860 | 1 | ZN | 2
3NE1225-5E |  | PV fuse link, with blade contacts, NH1XL, In: 200 A, gPV, Un DC: 1500 V, front indicator | 14800 | 1 | ZN | 2
3NE1227-0 |  | SITOR fuse link, with blade contacts, NH1, In: 250 A, gS, Un AC: 690 V, Un DC: 250 V, front indicator | 2460 | 1 | ZN | 3
3NE1227-2 |  | SITOR fuse link, with blade contacts, NH1, In: 250 A, gR, Un AC: 690 V, Un DC: 250 V, front indicator | 2840 | 1 | ZN | 3
3NE1227-3 |  | SITOR fuse link, with slotted blade contacts, NH1, In: 250 A, gR, Un AC: 690 V, Un DC: 250 V, front indicator | 3260 | 1 | ZN | 3
3NE1227-4D |  | PV fuse link, with blade contacts, NH1L, In: 250 A, gPV, Un DC: 1000 V, front indicator | 10800 | 1 | ZN | 2
3NE1230-0 |  | SITOR fuse link, with blade contacts, NH1, In: 315 A, gS, Un AC: 690 V, Un DC: 250 V, front indicator | 2560 | 1 | ZN | 3
3NE1230-2 |  | SITOR fuse link, with blade contacts, NH1, In: 315 A, gR, Un AC: 690 V, Un DC: 250 V, front indicator | 2920 | 1 | ZN | 3
3NE1230-3 |  | PV fuse link, with slotted blade contacts, NH1, In: 315 A, gR, Un AC: 690 V, Un DC: 250 V, front indicator | 3420 | 1 | ZN | 3
3NE1327-5E |  | PV fuse link, with blade contacts, NH2XL, In: 250 A, gPV, Un DC: 1500 V, front indicator | 16000 | 1 | ZN | 2
3NE1330-4D |  | PV fuse link, with blade contacts, NH2L, In: 315 A, gPV, Un DC: 1000 V, front indicator | 14300 | 1 | ZN | 2
3NE1330-5E |  | PV fuse link, with blade contacts, NH2XL, In: 315 A, gPV, Un DC: 1500 V, front indicator | 20900 | 1 | ZN | 2
3NE1331-0 |  | SITOR fuse link, with blade contacts, NH2, In: 350 A, gS, Un AC: 690 V, Un DC: 250 V, front indicator | 3420 | 1 | ZN | 3
3NE1331-2 |  | SITOR fuse link, with blade contacts, NH2, In: 350 A, gR, Un AC: 690 V, Un DC: 250 V, front indicator | 3840 | 1 | ZN | 3
3NE1331-3 |  | SITOR fuse link, with slotted blade contacts, NH2, In: 350 A, gR, Un AC: 690 V, Un DC: 250 V, front indicator | 4230 | 1 | ZN | 3
3NE1332-0 |  | SITOR fuse link, with blade contacts, NH2, In: 400 A, gS, Un AC: 690 V, Un DC: 250 V, front indicator | 3550 | 1 | ZN | 3
3NE1332-2 |  | SITOR fuse link, with blade contacts, NH2, In: 400 A, gR, Un AC: 690 V, Un DC: 250 V, front indicator | 3990 | 1 | ZN | 3
3NE1332-3 |  | SITOR fuse link, with slotted blade contacts, NH2, In: 400 A, gR, Un AC: 690 V, Un DC: 250 V, front indicator | 4390 | 1 | ZN | 3
3NE1332-4D |  | PV fuse link, with blade contacts, NH2L, In: 400 A, gPV, Un DC: 1000 V, front indicator | 15200 | 1 | ZN | 2
3NE1332-4F |  | PV fuse link, with slotted blade contacts, NH2L, In: 400 A, gPV, Un DC: 1000 V, front indicator | 16500 | 1 | ZN | 2
3NE1333-0 |  | SITOR fuse link, with blade contacts, NH2, In: 450 A, gS, Un AC: 690 V, Un DC: 440 V, front indicator | 3680 | 1 | ZN | 3
3NE1333-2 |  | SITOR fuse link, with blade contacts, NH2, In: 450 A, gR, Un AC: 690 V, Un DC: 440 V, front indicator | 4130 | 1 | ZN | 3
3NE1333-3 |  | SITOR fuse link, with slotted blade contacts, NH2, In: 450 A, gR, Un AC: 690 V, Un DC: 440 V, front indicator | 4550 | 1 | ZN | 3
3NE1334-0 |  | SITOR fuse link, with blade contacts, NH2, In: 500 A, gS, Un AC: 690 V, Un DC: 440 V, front indicator | 3840 | 1 | ZN | 3
3NE1334-2 |  | SITOR fuse link, with blade contacts, NH2, In: 500 A, gR, Un AC: 690 V, Un DC: 440 V, front indicator | 4280 | 1 | ZN | 3
3NE1334-3 |  | SITOR fuse link, with slotted blade contacts, NH2, In: 500 A, gR, Un AC: 690 V, front indicator | 4680 | 1 | ZN | 3
3NE1434-4E |  | PV fuse link, with blade contacts, NH3L, In: 500 A, gPV, Un DC: 1000 V, front indicator | 15900 | 1 | ZN | 2
3NE1435-0 |  | SITOR fuse link, with blade contacts, NH3, In: 560 A, gS, Un AC: 690 V, Un DC: 440 V, front indicator | 4420 | 1 | ZN | 3
3NE1435-2 |  | SITOR fuse link, with blade contacts, NH3, In: 560 A, gR, Un AC: 690 V, front indicator | 5310 | 1 | ZN | 3
3NE1435-3 |  | SITOR fuse link, with slotted blade contacts, NH3, In: 560 A, gR, Un AC: 690 V, Un DC: 440 V, front indicator | 5890 | 1 | ZN | 3
3NE1436-0 |  | SITOR fuse link, with blade contacts, NH3, In: 630 A, gS, Un AC: 690 V, Un DC: 440 V, front indicator | 4630 | 1 | ZN | 3
3NE1436-2 |  | SITOR fuse link, with blade contacts, NH3, In: 630 A, gR, Un AC: 690 V, front indicator | 5470 | 1 | ZN | 3
3NE1436-3 |  | SITOR fuse link, with slotted blade contacts, NH3, In: 630 A, gR, Un AC: 690 V, Un DC: 440 V, front indicator | 6150 | 1 | ZN | 3
3NE1436-4E |  | PV fuse link, with blade contacts, NH3L, In: 630 A, gPV, Un DC: 1000 V, front indicator | 18400 | 1 | ZN | 2
3NE1437-0 |  | SITOR fuse link, with blade contacts, NH3, In: 710 A, gS, Un AC: 690 V, Un DC: 440 V, front indicator | 5020 | 1 | ZN | 3
3NE1437-1 |  | SITOR fuse link, with blade contacts, NH3, In: 710 A, gR, Un AC: 600 V, front indicator | 5600 | 1 | ZN | 3
3NE1437-2 |  | SITOR fuse link, with blade contacts, NH3, In: 710 A, gR, Un AC: 690 V, Un DC: 440 V, front indicator | 5890 | 1 | ZN | 3
3NE1437-3 |  | SITOR fuse link, with slotted blade contacts, NH3, In: 710 A, gR, Un AC: 690 V, Un DC: 440 V, front indicator | 6490 | 1 | ZN | 3
3NE1438-0 |  | SITOR fuse link, with blade contacts, NH3, In: 800 A, gS, Un AC: 690 V, Un DC: 440 V, front indicator | 5470 | 1 | ZN | 3
3NE1438-1 |  | SITOR fuse link, with blade contacts, NH3, In: 800 A, gR, Un AC: 600 V, Un DC: 440 V, front indicator | 6180 | 1 | ZN | 3
3NE1438-2 |  | SITOR fuse link, with blade contacts, NH3, In: 800 A, gR, Un AC: 690 V, Un DC: 440 V, front indicator | 6360 | 1 | ZN | 3
3NE1438-3 |  | SITOR fuse link, with slotted blade contacts, NH3, In: 800 A, gR, Un AC: 690 V, front indicator | 6940 | 1 | ZN | 3
3NE1447-2 |  | SITOR fuse link, with blade contacts, NH3, In: 670 A, gR, Un AC: 690 V, Un DC: 440 V, front indicator | 5600 | 1 | ZN | 3
3NE1447-3 |  | SITOR fuse link, with slotted blade contacts, NH3, In: 670 A, gR, Un AC: 690 V, Un DC: 440 V, front indicator | 6250 | 1 | ZN | 3
3NE1448-2 |  | SITOR fuse link, with blade contacts, NH3, In: 850 A, gR, Un AC: 690 V, front indicator | 6830 | 1 | ZN | 3
3NE1448-3 |  | SITOR fuse link, with slotted blade contacts, NH3, In: 850 A, gR, Un AC: 690 V, Un DC: 440 V, front indicator | 7490 | 1 | ZN | 3
3NE1802-0 |  | SITOR fuse link, with blade contacts, NH000, In: 40 A, gS, Un AC: 690 V, Un DC: 250 V, front indicator | 1140 | 1 | ZN | 3
3NE1803-0 |  | SITOR fuse link, with blade contacts, NH000, In: 35 A, gS, Un AC: 690 V, Un DC: 250 V, front indicator | 1140 | 1 | ZN | 3
3NE1813-0 |  | SITOR fuse link, with blade contacts, NH000, In: 16 A, gS, Un AC: 690 V, Un DC: 250 V, front indicator | 1080 | 1 | ZN | 3
3NE1814-0 |  | SITOR fuse link, with blade contacts, NH000, In: 20 A, gS, Un AC: 690 V, Un DC: 250 V, front indicator | 1080 | 1 | ZN | 3
3NE1815-0 |  | SITOR fuse link, with blade contacts, NH000, In: 25 A, gS, Un AC: 690 V, Un DC: 250 V, front indicator | 1080 | 1 | ZN | 3
3NE1817-0 |  | SITOR fuse link, with blade contacts, NH000, In: 50 A, gS, Un AC: 690 V, Un DC: 250 V, front indicator | 1140 | 1 | ZN | 3
3NE1818-0 |  | SITOR fuse link, with blade contacts, NH000, In: 63 A, gS, Un AC: 690 V, Un DC: 250 V, front indicator | 1140 | 1 | ZN | 3
3NE1820-0 |  | SITOR fuse link, with blade contacts, NH000, In: 80 A, gS, Un AC: 690 V, Un DC: 250 V, front indicator | 1140 | 1 | ZN | 3
3NE3201-0MK |  | SITOR fuse link, with slotted blade contacts, NH1, In: 32 A, gR, Un AC: 1000 V, Un DC: 600 V, front indicator | 1520 | 1 | ZN | 3
3NE3202-0MK |  | SITOR fuse link, with slotted blade contacts, NH1, In: 40 A, gR, Un AC: 1000 V, Un DC: 600 V, front indicator | 1600 | 1 | ZN | 3
3NE3217-0MK |  | SITOR fuse link, with slotted blade contacts, NH1, In: 50 A, gR, Un AC: 1000 V, Un DC: 600 V, front indicator | 1680 | 1 | ZN | 3
3NE3218-0MK |  | SITOR fuse link, with slotted blade contacts, NH1, In: 63 A, gR, Un AC: 1000 V, Un DC: 600 V, front indicator | 1760 | 1 | ZN | 3
3NE3221 |  | SITOR fuse link, with slotted blade contacts, NH1, In: 100 A, aR, Un AC: 1000 V, front indicator | 1980 | 1 | ZN | 3
3NE3222 |  | SITOR fuse link, with slotted blade contacts, NH1, In: 125 A, aR, Un AC: 1000 V, front indicator | 2030 | 1 | ZN | 3
3NE3224 |  | SITOR fuse link, with slotted blade contacts, NH1, In: 160 A, aR, Un AC: 1000 V, front indicator | 2030 | 1 | ZN | 3
3NE3225 |  | SITOR fuse link, with slotted blade contacts, NH1, In: 200 A, aR, Un AC: 1000 V, front indicator | 3500 | 1 | ZN | 3
3NE3227 |  | SITOR fuse link, with slotted blade contacts, NH1, In: 250 A, aR, Un AC: 1000 V, front indicator | 3570 | 1 | ZN | 3
3NE3230-0B |  | SITOR fuse link, with slotted blade contacts, NH1, In: 315 A, aR, Un AC: 1000 V, front indicator | 3650 | 1 | ZN | 3
3NE3231 |  | SITOR fuse link, with slotted blade contacts, NH1, In: 350 A, aR, Un AC: 1000 V, front indicator | 3810 | 1 | ZN | 3
3NE3232-0B |  | SITOR fuse link, with slotted blade contacts, NH1, In: 400 A, aR, Un AC: 1000 V, front indicator | 4130 | 1 | ZN | 3
3NE3233 |  | SITOR fuse link, with slotted blade contacts, NH1, In: 450 A, aR, Un AC: 1000 V, front indicator | 4360 | 1 | ZN | 3
3NE3234-0MK08 |  | SITOR fuse link, with slotted blade contacts, NH1, In: 500 A, aR, Un AC: 1000 V, Un DC: 600 V, without Indicator | 4180 | 1 | ZN | 3
3NE3235-0MK08 |  | SITOR fuse link, with slotted blade contacts, NH1, In: 550 A, aR, Un AC: 1000 V, Un DC: 600 V, without Indicator | 4280 | 1 | ZN | 3
3NE3236-0MK08 |  | SITOR fuse link, with slotted blade contacts, NH1, In: 630 A, aR, Un AC: 1000 V, Un DC: 600 V, without Indicator | 4420 | 1 | ZN | 3
3NE3322 |  | SITOR fuse link, with slotted blade contacts, NH2, In: 125 A, aR, Un AC: 1000 V, front indicator | 4680 | 1 | ZN | 3
3NE3332-0B |  | SITOR fuse link, with slotted blade contacts, NH2, In: 400 A, aR, Un AC: 1000 V, front indicator | 4600 | 1 | ZN | 3
3NE3333 |  | SITOR fuse link, with slotted blade contacts, NH2, In: 450 A, aR, Un AC: 1000 V, front indicator | 4680 | 1 | ZN | 3
3NE3334-0B |  | SITOR fuse link, with slotted blade contacts, NH2, In: 500 A, aR, Un AC: 1000 V, front indicator | 4910 | 1 | ZN | 3
3NE3335 |  | SITOR fuse link, with slotted blade contacts, NH2, In: 560 A, aR, Un AC: 1000 V, front indicator | 5150 | 1 | ZN | 3
3NE3336 |  | SITOR fuse link, with slotted blade contacts, NH2, In: 630 A, aR, Un AC: 1000 V, front indicator | 5310 | 1 | ZN | 3
3NE3337-8 |  | SITOR fuse link, with slotted blade contacts, NH2, In: 710 A, aR, Un AC: 900 V, front indicator | 5490 | 1 | ZN | 3
3NE3338-8 |  | SITOR fuse link, with slotted blade contacts, NH2, In: 800 A, aR, Un AC: 800 V, front indicator | 5730 | 1 | ZN | 3
3NE3340-8 |  | SITOR fuse link, with slotted blade contacts, NH2, In: 900 A, aR, Un AC: 690 V, front indicator | 5990 | 1 | ZN | 3
3NE3421-0C |  | SITOR fuse link, with slotted blade contacts, NH3, In: 100 A, aR, Un AC: 1000 V, Un DC: 440 V, front indicator | 4420 | 1 | ZN | 3
3NE3430-0C |  | SITOR fuse link, with slotted blade contacts, NH3, In: 315 A, aR, Un AC: 1000 V, Un DC: 440 V, front indicator | 4780 | 1 | ZN | 3
3NE3432-0C |  | SITOR fuse link, with slotted blade contacts, NH3, In: 400 A, aR, Un AC: 1000 V, Un DC: 440 V, front indicator | 5050 | 1 | ZN | 3
3NE3434-0C |  | SITOR fuse link, with slotted blade contacts, NH3, In: 500 A, aR, Un AC: 1000 V, Un DC: 440 V, front indicator | 5890 | 1 | ZN | 3
3NE3434-3C |  | SITOR fuse link, with slotted blade contacts, NH3, In: 355 A, gR, Un AC: 1000 V, Un DC: 440 V, front indicator | 5600 | 1 | ZN | 3
3NE3525-5 |  | SITOR fuse link, with holder, In: 200 A, aR, Un AC: 1000 V, Un DC: 440 V, front indicator | 3290 | 1 | ZN | 2
3NE3535-5 |  | SITOR fuse link, with holder, In: 450 A, aR, Un AC: 1000 V, Un DC: 440 V, front indicator | 3710 | 1 | ZN | 2
3NE3626-0C |  | SITOR fuse link, with slotted blade contacts, NH3, In: 224 A, aR, Un AC: 1000 V, Un DC: 440 V, front indicator | 4550 | 1 | ZN | 3
3NE3635-0C |  | SITOR fuse link, with slotted blade contacts, NH3, In: 450 A, aR, Un AC: 1000 V, Un DC: 440 V, front indicator | 5440 | 1 | ZN | 3
3NE3635-6 |  | SITOR fuse link, with female thread on both sides, NH3, In: 450 A, aR, Un AC: 1000 V, Un DC: 440 V, front indicator | 8570 | 1 | ZN | 3
3NE3636-0C |  | SITOR fuse link, with slotted blade contacts, NH3, In: 630 A, aR, Un AC: 1000 V, Un DC: 440 V, front indicator | 6180 | 1 | ZN | 3
3NE3637-0C |  | SITOR fuse link, with slotted blade contacts, NH3, In: 710 A, aR, Un AC: 1000 V, Un DC: 440 V, front indicator | 6520 | 1 | ZN | 3
3NE3637-1C |  | SITOR fuse link, with slotted blade contacts, NH3, In: 710 A, aR, Un AC: 1000 V, Un DC: 440 V, front indicator | 8410 | 1 | ZN | 3
3NE4101 |  | SITOR fuse link, with blade contacts, NH0, In: 32 A, gR, Un AC: 1000 V, Un DC: 250 V, front indicator | 1380 | 1 | ZN | 3
3NE4102 |  | SITOR fuse link, with blade contacts, NH0, In: 40 A, gR, Un AC: 1000 V, Un DC: 250 V, front indicator | 1380 | 1 | ZN | 3
3NE4117 |  | SITOR fuse link, with blade contacts, NH0, In: 50 A, gR, Un AC: 1000 V, Un DC: 250 V, front indicator | 1380 | 1 | ZN | 3
3NE4117-5 |  | SITOR fuse link, with holder, In: 50 A, gR, Un AC: 1000 V, Un DC: 250 V, front indicator | 1310 | 1 | ZN | 2
3NE4118 |  | SITOR fuse link, with blade contacts, NH0, In: 63 A, aR, Un AC: 1000 V, Un DC: 440 V, front indicator | 1530 | 1 | ZN | 3
3NE4120 |  | SITOR fuse link, with blade contacts, NH0, In: 80 A, aR, Un AC: 1000 V, Un DC: 440 V, front indicator | 1530 | 1 | ZN | 3
3NE4121 |  | SITOR fuse link, with blade contacts, NH0, In: 100 A, aR, Un AC: 1000 V, Un DC: 440 V, front indicator | 1630 | 1 | ZN | 3
3NE4121-5 |  | SITOR fuse link, with holder, In: 100 A, aR, Un AC: 1000 V, Un DC: 440 V, front indicator | 1410 | 1 | ZN | 2
3NE4122 |  | SITOR fuse link, with blade contacts, NH0, In: 125 A, aR, Un AC: 1000 V, Un DC: 440 V, front indicator | 1630 | 1 | ZN | 3
3NE4124 |  | SITOR fuse link, with blade contacts, NH0, In: 160 A, aR, Un AC: 1000 V, Un DC: 440 V, front indicator | 1710 | 1 | ZN | 3
3NE4146-5 |  | SITOR fuse link, with holder, In: 170 A, aR, Un AC: 1000 V, Un DC: 440 V, front indicator | 1570 | 1 | ZN | 2
3NE4327-0B |  | SITOR fuse link, with slotted blade contacts, NH2, In: 250 A, aR, Un AC: 800 V, Un DC: 440 V, front indicator | 3810 | 1 | ZN | 3
3NE4327-6B |  | SITOR fuse link, with female thread on both sides, In: 250 A, aR, Un AC: 800 V, Un DC: 440 V, front indicator | 4050 | 1 | ZN | 3
3NE4330-0B |  | SITOR fuse link, with slotted blade contacts, NH2, In: 315 A, aR, Un AC: 800 V, Un DC: 440 V, front indicator | 4020 | 1 | ZN | 3
3NE4330-6B |  | SITOR fuse link, with female thread on both sides, In: 315 A, aR, Un AC: 800 V, Un DC: 440 V, front indicator | 4280 | 1 | ZN | 3
3NE4331-3 |  | SITOR fuse link, with slotted blade contacts, NH2, In: 350 A, gR, Un AC: 750 V, front indicator | 4810 | 1 | ZN | 3
3NE4332-3 |  | SITOR fuse link, with slotted blade contacts, NH2, In: 400 A, gR, Un AC: 750 V, front indicator | 4940 | 1 | ZN | 3
3NE4333-0B |  | SITOR fuse link, with slotted blade contacts, NH2, In: 450 A, aR, Un AC: 800 V, Un DC: 440 V, front indicator | 4260 | 1 | ZN | 3
3NE4333-3 |  | SITOR fuse link, with slotted blade contacts, NH2, In: 450 A, aR, Un AC: 750 V, front indicator | 5120 | 1 | ZN | 3
3NE4333-6B |  | SITOR fuse link, with female thread on both sides, In: 450 A, aR, Un AC: 800 V, Un DC: 440 V, front indicator | 4440 | 1 | ZN | 3
3NE4334-0B |  | SITOR fuse link, with slotted blade contacts, NH2, In: 500 A, aR, Un AC: 800 V, Un DC: 440 V, front indicator | 4360 | 1 | ZN | 3
3NE4334-3 |  | SITOR fuse link, with slotted blade contacts, NH2, In: 500 A, aR, Un AC: 750 V, front indicator | 5260 | 1 | ZN | 3
3NE4334-6B |  | SITOR fuse link, with female thread on both sides, In: 500 A, aR, Un AC: 800 V, Un DC: 440 V, front indicator | 4570 | 1 | ZN | 3
3NE4335-3 |  | SITOR fuse link, with slotted blade contacts, NH2, In: 550 A, gR,, Un AC: 750 V, front indicator | 5410 | 1 | ZN | 3
3NE4337 |  | SITOR fuse link, with slotted blade contacts, NH2, In: 710 A, aR, Un AC: 800 V, Un DC: 440 V, front indicator | 4570 | 1 | ZN | 3
3NE4337-6 |  | SITOR fuse link, with female thread on both sides, In: 710 A, aR, Un AC: 800 V, Un DC: 440 V, front indicator | 4780 | 1 | ZN | 3
3NE5302-0MK06 |  | SITOR fuse link, with slotted blade contacts, NH2, In: 40 A, gR, Un AC: 1500 V, Un DC: 1000 V, without Indicator | 4200 | 1 | ZN | 1
3NE5317-0MK06 |  | SITOR fuse link, with slotted blade contacts, NH2, In: 50 A, gR, Un AC: 1500 V, Un DC: 1000 V, without Indicator | 4310 | 1 | ZN | 1
3NE5318 |  | SITOR fuse link, In: 63 A, gR, Un AC: 1500 V, Un DC: 250 V, front indicator | 6940 | 1 | ZN | 3
3NE5318-0MK06 |  | SITOR fuse link, with slotted blade contacts, NH2, In: 63 A, gR, Un AC: 1500 V, Un DC: 1000 V, without Indicator | 4490 | 1 | ZN | 1
3NE5320-0MK06 |  | SITOR fuse link, with slotted blade contacts, NH2, In: 80 A, aR, Un AC: 1500 V, Un DC: 1000 V, without Indicator | 4650 | 1 | ZN | 1
3NE5321-0MK06 |  | SITOR fuse link, with slotted blade contacts, NH2, In: 100 A, aR, Un AC: 1500 V, Un DC: 1000 V, without Indicator | 4810 | 1 | ZN | 1
3NE5322-0MK06 |  | SITOR fuse link, with slotted blade contacts, NH2, In: 125 A, aR, Un AC: 1500 V, Un DC: 1000 V, without Indicator | 4990 | 1 | ZN | 1
3NE5324-0MK06 |  | SITOR fuse link, with slotted blade contacts, NH2, In: 160 A, aR, Un AC: 1500 V, Un DC: 1000 V, without Indicator | 5230 | 1 | ZN | 1
3NE5325-0MK06 |  | SITOR fuse link, with slotted blade contacts, NH2, In: 200 A, aR, Un AC: 1500 V, Un DC: 1000 V, without Indicator | 5440 | 1 | ZN | 1
3NE5327-0MK06 |  | SITOR fuse link, with slotted blade contacts, NH2, In: 250 A, aR, Un AC: 1500 V, Un DC: 1000 V, without Indicator | 5680 | 1 | ZN | 1
3NE5330-0MK06 |  | SITOR fuse link, with slotted blade contacts, NH2, In: 315 A, aR, Un AC: 1500 V, Un DC: 1000 V, without Indicator | 6020 | 1 | ZN | 1
3NE5332-0MK06 |  | SITOR fuse link, with slotted blade contacts, NH2, In: 400 A, aR, Un AC: 1500 V, Un DC: 1000 V, without Indicator | 6330 | 1 | ZN | 1
3NE5334-0MK06 |  | SITOR fuse link, with slotted blade contacts, NH2, In: 500 A, aR, Un AC: 1500 V, Un DC: 1000 V, without Indicator | 6730 | 1 | ZN | 1
3NE5336-0MK06 |  | SITOR fuse link, with slotted blade contacts, NH2, In: 630 A, aR, Un AC: 1500 V, Un DC: 1000 V, without Indicator | 7100 | 1 | ZN | 1
3NE5336-0MK66 |  | SITOR fuse link, with slotted blade contacts, NH2, In: 630 A, aR, Un AC: 1500 V, Un DC: 1000 V, without Indicator | 7100 | 1 | ZN | 1
3NE5424-0C |  | SITOR fuse link, with slotted blade contacts, NH3, In: 160 A, aR, Un AC: 1500 V, Un DC: 1000 V, front indicator | 6860 | 1 | ZN | 2
3NE5426-0C |  | SITOR fuse link, with slotted blade contacts, NH3, In: 224 A, aR, Un AC: 1500 V, Un DC: 1000 V, front indicator | 6810 | 1 | ZN | 2
3NE5430-0C |  | SITOR fuse link, with slotted blade contacts, NH3, In: 315 A, aR, Un AC: 1500 V, Un DC: 1000 V, front indicator | 7280 | 1 | ZN | 2
3NE5431-0C |  | SITOR fuse link, with slotted blade contacts, NH3, In: 350 A, aR, Un AC: 1500 V, Un DC: 1000 V, front indicator | 7940 | 1 | ZN | 2
3NE5433-0C |  | SITOR fuse link, with slotted blade contacts, NH3, In: 450 A, aR, Un AC: 1500 V, Un DC: 1000 V, front indicator | 9200 | 1 | ZN | 2
3NE5433-1C |  | SITOR fuse link, with slotted blade contacts, NH3, In: 450 A, aR, Un AC: 1500 V, Un DC: 1000 V, front indicator | 9200 | 1 | ZN | 2
3NE5627-0C |  | SITOR fuse link, with slotted blade contacts, NH3, In: 250 A, aR, Un AC: 1500 V, Un DC: 900 V, front indicator | 6330 | 1 | ZN | 3
3NE5633-0C |  | SITOR fuse link, with slotted blade contacts, NH3, In: 450 A, aR, Un AC: 1500 V, Un DC: 900 V, front indicator | 7860 | 1 | ZN | 3
3NE5643-0C |  | SITOR fuse link, with slotted blade contacts, NH3, In: 600 A, aR, Un AC: 1500 V, Un DC: 900 V, front indicator | 8490 | 1 | ZN | 3
3NE6437 |  | SITOR fuse link, with female thread on both sides, In: 710 A, gR, Un AC: 900 V, front indicator | 5730 | 1 | ZN | 3
3NE6437-7 |  | SITOR fuse link, with female thread on both sides, In: 710 A, aR, Un AC: 900 V, Un DC: 440 V, front indicator | 5730 | 1 | ZN | 3
3NE6444 |  | SITOR fuse link, with female thread on both sides, In: 900 A, aR, Un AC: 900 V, Un DC: 440 V, front indicator | 5990 | 1 | ZN | 3
3NE7425-0U |  | SITOR fuse link, with slotted blade contacts, NH3, In: 200 A, aR, Un AC: 2000 V, Un DC: 440 V, front indicator | 7280 | 1 | ZN | 2
3NE7427-0U |  | SITOR fuse link, with slotted blade contacts, NH3, In: 250 A, aR, Un AC: 2000 V, Un DC: 440 V, front indicator | 7570 | 1 | ZN | 2
3NE7431-0U |  | SITOR fuse link, with slotted blade contacts, NH3, In: 350 A, aR, Un AC: 2000 V, Un DC: 440 V, front indicator | 8540 | 1 | ZN | 2
3NE7432-0U |  | SITOR fuse link, with slotted blade contacts, NH3, In: 400 A, aR, Un AC: 2000 V, Un DC: 440 V, front indicator | 8990 | 1 | ZN | 2
3NE7633-0U |  | SITOR fuse link, with slotted blade contacts, NH3, In: 450 A, aR, Un AC: 2000 V, Un DC: 440 V, front indicator | 9830 | 1 | ZN | 2
3NE7633-1U |  | SITOR fuse link, with slotted blade contacts, NH3, In: 450 A, aR, Un AC: 2000 V, Un DC: 440 V, front indicator | 9830 | 1 | ZN | 2
3NE7636-0U |  | SITOR fuse link, with slotted blade contacts, NH3, In: 630 A, aR, Un AC: 2000 V, Un DC: 440 V, front indicator | 11500 | 1 | ZN | 2
3NE7636-1U |  | SITOR fuse link, with slotted blade contacts, NH3, In: 630 A, aR, Un AC: 2000 V, Un DC: 440 V, front indicator | 11400 | 1 | ZN | 2
3NE7637-1U |  | SITOR fuse link, with slotted blade contacts, NH3, In: 710 A, aR, Un AC: 2000 V, Un DC: 440 V, front indicator | 11900 | 1 | ZN | 2
3NE7648-1U |  | SITOR fuse link, with slotted blade contacts, NH3, In: 525 A, aR, Un AC: 2000 V, Un DC: 440 V, front indicator | 11400 | 1 | ZN | 2
3NE8003-1 |  | SITOR fuse link, with blade contacts, NH00, In: 35 A, gR, Un AC: 690 V, Un DC: 440 V, front indicator | 1150 | 1 | ZN | 3
3NE8015-1 |  | SITOR fuse link, with blade contacts, NH00, In: 25 A, gR, Un AC: 690 V, Un DC: 440 V, front indicator | 1150 | 1 | ZN | 3
3NE8017-1 |  | SITOR fuse link, with blade contacts, NH00, In: 50 A, gR, Un AC: 690 V, Un DC: 440 V, front indicator | 1150 | 1 | ZN | 3
3NE8018-1 |  | SITOR fuse link, with blade contacts, NH00, In: 63 A, gR, Un AC: 690 V, Un DC: 440 V, front indicator | 1290 | 1 | ZN | 3
3NE8020-1 |  | SITOR fuse link, with blade contacts, NH00, In: 80 A, aR, Un AC: 690 V, Un DC: 440 V, front indicator | 1290 | 1 | ZN | 3
3NE8020-3MK |  | SITOR fuse link, with Bolt-on links, NH00, In: 80 A, gR, Un AC: 690 V, Un DC: 440 V, front indicator | 1440 | 1 | ZN | 3
3NE8021-1 |  | SITOR fuse link, with blade contacts, NH00, In: 100 A, aR, Un AC: 690 V, Un DC: 440 V, front indicator | 1430 | 1 | ZN | 3
3NE8021-3MK |  | SITOR fuse link, with Bolt-on links, NH00, In: 100 A, gR, Un AC: 690 V, Un DC: 440 V, front indicator | 1480 | 1 | ZN | 3
3NE8022-1 |  | SITOR fuse link, with blade contacts, NH00, In: 125 A, aR, Un AC: 690 V, Un DC: 440 V, front indicator | 1430 | 1 | ZN | 3
3NE8024-1 |  | SITOR fuse link, with blade contacts, NH00, In: 160 A, aR, Un AC: 690 V, Un DC: 440 V, front indicator | 1530 | 1 | ZN | 3
3NE8031-3MK |  | SITOR fuse link, with Bolt-on links, NH00, In: 350 A, aR, Un AC: 690 V, Un DC: 440 V, front indicator | 2320 | 1 | ZN | 3
3NE8032-3MK |  | SITOR fuse link, with Bolt-on links, NH00, In: 400 A, aR, Un AC: 690 V, Un DC: 440 V, front indicator | 2400 | 1 | ZN | 3
3NE8221-0MK |  | SITOR fuse link, with blade contacts, NH1, In: 100 A, aR, Un AC: 690 V, Un DC: 440 V, front indicator | 2080 | 1 | ZN | 3
3NE8221-3MK |  | SITOR fuse link, with slotted blade contacts, NH1, In: 100 A, aR, Un AC: 690 V, Un DC: 440 V, front indicator | 1760 | 1 | ZN | 3
3NE8222-0MK |  | SITOR fuse link, with blade contacts, NH1, In: 125 A, aR, Un AC: 690 V, Un DC: 440 V, front indicator | 2200 | 1 | ZN | 3
3NE8222-3MK |  | SITOR fuse link, with slotted blade contacts, NH1, In: 125 A, aR, Un AC: 690 V, Un DC: 440 V, front indicator | 1840 | 1 | ZN | 3
3NE8224-0MK |  | SITOR fuse link, with blade contacts, NH1, In: 160 A, aR, Un AC: 690 V, Un DC: 440 V, front indicator | 2520 | 1 | ZN | 3
3NE8224-3MK |  | SITOR fuse link, with slotted blade contacts, NH1, In: 160 A, aR, Un AC: 690 V, Un DC: 440 V, front indicator | 1920 | 1 | ZN | 3
3NE8225-0MK |  | SITOR fuse link, with blade contacts, NH1, In: 200 A, aR, Un AC: 690 V, Un DC: 440 V, front indicator | 2560 | 1 | ZN | 3
3NE8225-3MK |  | SITOR fuse link, with slotted blade contacts, NH1, In: 200 A, aR, Un AC: 690 V, Un DC: 440 V, front indicator | 2010 | 1 | ZN | 3
3NE8227-0MK |  | SITOR fuse link, with blade contacts, NH1, In: 250 A, aR, Un AC: 690 V, Un DC: 440 V, front indicator | 2630 | 1 | ZN | 3
3NE8227-3MK |  | SITOR fuse link, with slotted blade contacts, NH1, In: 250 A, aR, Un AC: 690 V, Un DC: 440 V, front indicator | 2080 | 1 | ZN | 3
3NE8230-0MK |  | SITOR fuse link, with blade contacts, NH1, In: 315 A, aR, Un AC: 690 V, Un DC: 440 V, front indicator | 2730 | 1 | ZN | 3
3NE8230-3MK |  | SITOR fuse link, with slotted blade contacts, NH1, In: 315 A, aR, Un AC: 690 V, Un DC: 440 V, front indicator | 2200 | 1 | ZN | 3
3NE8231-3MK |  | SITOR fuse link, with slotted blade contacts, NH1, In: 350 A, aR, Un AC: 690 V, Un DC: 440 V, front indicator | 2400 | 1 | ZN | 3
3NE8232-3MK |  | SITOR fuse link, with slotted blade contacts, NH1, In: 400 A, aR, Un AC: 690 V, Un DC: 440 V, front indicator | 2610 | 1 | ZN | 3
3NE8233-3MK |  | SITOR fuse link, with slotted blade contacts, NH1, In: 450 A, aR, Un AC: 690 V, Un DC: 440 V, front indicator | 2810 | 1 | ZN | 3
3NE8234-3MK |  | SITOR fuse link, with slotted blade contacts, NH1, In: 500 A, aR, Un AC: 690 V, Un DC: 440 V, front indicator | 3020 | 1 | ZN | 3
3NE8235-3MK |  | SITOR fuse link, with slotted blade contacts, NH1, In: 550 A, aR, Un AC: 690 V, Un DC: 440 V, front indicator | 3180 | 1 | ZN | 3
3NE8236-3MK |  | SITOR fuse link, with slotted blade contacts, NH1, In: 630 A, aR, Un AC: 690 V, Un DC: 440 V, front indicator | 3390 | 1 | ZN | 3
3NE8331-0MK |  | SITOR fuse link, with blade contacts, NH2, In: 350 A, aR, Un AC: 690 V, Un DC: 440 V, front indicator | 3570 | 1 | ZN | 3
3NE8332-0MK |  | SITOR fuse link, with blade contacts, NH2, In: 400 A, aR, Un AC: 690 V, Un DC: 440 V, front indicator | 3730 | 1 | ZN | 3
3NE8333-0MK |  | SITOR fuse link, with blade contacts, NH2, In: 450 A, aR, Un AC: 690 V, Un DC: 440 V, front indicator | 3840 | 1 | ZN | 3
3NE8334-0MK |  | SITOR fuse link, with blade contacts, NH2, In: 500 A, aR, Un AC: 690 V, Un DC: 440 V, front indicator | 4020 | 1 | ZN | 3
3NE8335-0MK |  | SITOR fuse link, with blade contacts, NH2, In: 550 A, aR, Un AC: 690 V, Un DC: 440 V, front indicator | 4180 | 1 | ZN | 3
3NE8336-0MK |  | SITOR fuse link, with blade contacts, NH2, In: 630 A, aR, Un AC: 690 V, Un DC: 440 V, front indicator | 4360 | 1 | ZN | 3
3NE8701-1 |  | SITOR fuse link, with Bolt-on links, NH000, In: 32 A, gR, Un AC: 690 V, Un DC: 440 V, front indicator | 1290 | 1 | ZN | 10
3NE8702-1 |  | SITOR fuse link, with Bolt-on links, NH000, In: 40 A, gR, Un AC: 690 V, Un DC: 440 V, front indicator | 1290 | 1 | ZN | 10
3NE8714-1 |  | SITOR fuse link, with Bolt-on links, NH000, In: 20 A, gR, Un AC: 690 V, Un DC: 440 V, front indicator | 1250 | 1 | ZN | 10
3NE8715-1 |  | SITOR fuse link, with Bolt-on links, NH000, In: 25 A, gR, Un AC: 690 V, Un DC: 440 V, front indicator | 1290 | 1 | ZN | 10
3NE8717-1 |  | SITOR fuse link, with Bolt-on links, NH000, In: 50 A, gR, Un AC: 690 V, Un DC: 440 V, front indicator | 1290 | 1 | ZN | 10
3NE8718-1 |  | SITOR fuse link, with Bolt-on links, NH000, In: 63 A, gR, Un AC: 690 V, Un DC: 440 V, front indicator | 1290 | 1 | ZN | 10
3NE8720-1 |  | SITOR fuse link, with Bolt-on links, NH000, In: 80 A, aR, Un AC: 690 V, Un DC: 440 V, front indicator | 1430 | 1 | ZN | 10
3NE8721-1 |  | SITOR fuse link, with Bolt-on links, NH000, In: 100 A, aR, Un AC: 690 V, Un DC: 440 V, front indicator | 1430 | 1 | ZN | 10
3NE8722-1 |  | SITOR fuse link, with Bolt-on links, NH000, In: 125 A, aR, Un AC: 690 V, Un DC: 440 V, front indicator | 1430 | 1 | ZN | 10
3NE8724-1 |  | SITOR fuse link, with Bolt-on links, NH000, In: 160 A, aR, Un AC: 690 V, Un DC: 440 V, front indicator | 1770 | 1 | ZN | 10
3NE8725-1 |  | SITOR fuse link, with Bolt-on links, NH000, In: 200 A, aR, Un AC: 690 V, Un DC: 440 V, front indicator | 2140 | 1 | ZN | 10
3NE8727-1 |  | SITOR fuse link, with Bolt-on links, NH000, In: 250 A, aR, Un AC: 690 V, Un DC: 440 V, front indicator | 2140 | 1 | ZN | 10
3NE8731-1 |  | SITOR fuse link, with Bolt-on links, NH000, In: 315 A, aR, Un AC: 690 V, Un DC: 440 V, front indicator | 2380 | 1 | ZN | 10
3NE8801-0MK |  | SITOR fuse link, with blade contacts, NH000, In: 32 A, gR, Un AC: 690 V, Un DC: 440 V, front indicator | 925 | 1 | ZN | 3
3NE8802-0MK |  | SITOR fuse link, with blade contacts, NH000, In: 40 A, gR, Un AC: 690 V, Un DC: 440 V, front indicator | 959 | 1 | ZN | 3
3NE8810-0MK |  | SITOR fuse link, with blade contacts, NH000, In: 6 A, gR, Un AC: 690 V, Un DC: 440 V, front indicator | 728 | 1 | ZN | 3
3NE8812-0MK |  | SITOR fuse link, with blade contacts, NH000, In: 10 A, gR, Un AC: 690 V, Un DC: 440 V, front indicator | 759 | 1 | ZN | 3
3NE8813-0MK |  | SITOR fuse link, with blade contacts, NH000, In: 16 A, gR, Un AC: 690 V, Un DC: 440 V, front indicator | 799 | 1 | ZN | 3
3NE8814-0MK |  | SITOR fuse link, with blade contacts, NH000, In: 20 A, gR, Un AC: 690 V, Un DC: 440 V, front indicator | 841 | 1 | ZN | 3
3NE8815-0MK |  | SITOR fuse link, with blade contacts, NH000, In: 25 A, gR, Un AC: 690 V, Un DC: 440 V, front indicator | 880 | 1 | ZN | 3
3NE8817-0MK |  | SITOR fuse link, with blade contacts, NH000, In: 50 A, gR, Un AC: 690 V, Un DC: 440 V, front indicator | 980 | 1 | ZN | 3
3NE8818-0MK |  | SITOR fuse link, with blade contacts, NH000, In: 63 A, gR, Un AC: 690 V, Un DC: 440 V, front indicator | 993 | 1 | ZN | 3
3NE8820-0MK |  | SITOR fuse link, with blade contacts, NH000, In: 80 A, aR, Un AC: 690 V, Un DC: 440 V, front indicator | 1040 | 1 | ZN | 3
3NE8821-0MK |  | SITOR fuse link, with blade contacts, NH000, In: 100 A, aR, Un AC: 690 V, Un DC: 440 V, front indicator | 1120 | 1 | ZN | 3
3NE8822-0MK |  | SITOR fuse link, with blade contacts, NH000, In: 125 A, aR, Un AC: 690 V, Un DC: 440 V, front indicator | 1200 | 1 | ZN | 3
3NE8824-0MK |  | SITOR fuse link, with blade contacts, NH000, In: 160 A, aR, Un AC: 500 V, Un DC: 440 V, front indicator | 1280 | 1 | ZN | 3
3NE9330-0MK07 |  | SITOR fuse link, with slotted blade contacts, NH2, In: 315 A, aR, Un DC: 3000 V, without indicator | 27300 | 1 | ZN | 1
3NE9440-6 |  | SITOR fuse link, with female thread on both sides, In: 850 A, gR, Un AC: 600 V, Un DC: 250 V, front indicator | 4680 | 1 | ZN | 3
3NE9450 |  | SITOR fuse link, with female thread on both sides, In: 1250 A, aR, Un AC: 600 V, Un DC: 440 V, front indicator | 4420 | 1 | ZN | 3
3NE9450-7 |  | SITOR fuse link, with female thread on both sides, In: 1250 A, aR, Un AC: 600 V, Un DC: 440 V, front indicator | 4420 | 1 | ZN | 3
3NE9622-1C |  | SITOR fuse link, with slotted blade contacts, NH3, In: 125 A, aR, Un AC: 2500 V, Un DC: 1500 V, front indicator | 19600 | 1 | ZN | 1
3NE9632-1C |  | SITOR fuse link, with slotted blade contacts, NH3, In: 400 A, aR, Un AC: 2500 V, Un DC: 1500 V, front indicator | 20700 | 1 | ZN | 1
3NE9634-1C |  | SITOR fuse link, with slotted blade contacts, NH3, In: 500 A, aR, Un AC: 2500 V, Un DC: 1500 V, front indicator | 21600 | 1 | ZN | 1
3NE9636-1C |  | SITOR fuse link, with slotted blade contacts, NH3, In: 630 A, aR, Un AC: 2500 V, Un DC: 1500 V, front indicator | 22700 | 1 | ZN | 1
3NG1002 |  | LV HRC disconnecting blade Sz. 00 Insulated grip lug | 478 | 1 | ZN | 3
3NG1102 |  | LV HRC disconnecting blade Sz. 0 Insulated grip lug | 998 | 1 | ZN | 1
3NG1202 |  | LV HRC disconnecting blade Sz. 1 Insulated grip lug | 1090 | 1 | ZN | 1
3NG1302 |  | LV HRC disconnecting blade Sz. 2 Insulated grip lug | 1660 | 1 | ZN | 1
3NG1402 |  | LV HRC disconnecting blade Sz. 3 Insulated grip lug | 1920 | 1 | ZN | 1
3NG1503 |  | LV HRC disconnecting blade Sz. 4 1000 A | 4360 | 1 | ZN | 3
3NG1505 |  | LV HRC disconnecting blade Sz. 4A | 5500 | 1 | ZN | 1
3NH1030 |  | HRC fuse base plastic Sz. 00, 1-pole 160A 690V flat terminal | 610 | 1 | ZN | 3
3NH1032 |  | HRC fuse base plastic Sz. 00 1-pole 160A 690V clamp connection 6 x 70 mm2 | 678 | 1 | ZN | 3
3NH1230 |  | HRC fuse base plastic Sz. 1 1-pole 250A 690V flat terminal | 1320 | 1 | ZN | 3
3NH1330 |  | HRC fuse base plastic Sz. 2 1-pole 400A 690V flat terminal | 1780 | 1 | ZN | 3
3NH1430 |  | HRC fuse base plastic Sz. 3 1-pole 630A 690V flat terminal | 2840 | 1 | ZN | 3
3NH2030 |  | HRC fuse base plastic Sz. 00 3-pole 160A 690V flat terminal | 1850 | 1 | ZN | 1
3NH2230 |  | HRC fuse base plastic Sz. 1 3-pole 250A 690V flat terminal | 5100 | 1 | ZN | 1
3NH2330 |  | HRC fuse base plastic Sz. 2 3-pole 400A 690V flat terminal | 5700 | 1 | ZN | 1
3NH3530 |  | LV HRC fuse base Sz. 4, 1-pole 1250 A, 690 V flat terminal | 6650 | 1 | ZN | 1
3NH5023 |  | SITOR fuse holder 315 A 690 V 1-pole with bolt terminal with fixing dimension 80 mm | 883 | 1 | ZN | 3
3NH5323 |  | SITOR fuse holder 400 A 690 V 1-pole with bolt terminal with fixing dimension 80 mm | 975 | 1 | ZN | 3
3NH5423 |  | SITOR fuse holder 1600 A 690 V 1-pole with bolt terminal with fixing dimension 80 mm | 1960 | 1 | ZN | 3
3NH5463 |  | SITOR fuse holder 1250 A 1250 V 1-pole with bolt terminal with fixing dimension 110 mm | 2350 | 1 | ZN | 3
3NH5473 |  | SITOR fuse holder 630 A 1800 V 1-pole with bolt terminal with fixing dimension 170 mm | 2730 | 1 | ZN | 3
3NH5723 |  | SITOR fuse holder 50 A 690 V 1-pole with bolt terminal with fixing dimension 75 mm | 788 | 1 | ZN | 3
3NH6030 |  | HRC fuse base ceramic Sz.00 1-pole 160A 690V (1000V) flat terminal | 673 | 1 | ZN | 3
3NH6230 |  | HRC fuse base ceramic Sz. 1 1-pole 250A 690V (1000V) flat terminal | 1460 | 1 | ZN | 3
3NH6320 |  | HRC fuse base ceramic Sz. 2 1-pole 400A 690V (1000V) double busbar terminal | 1970 | 1 | ZN | 3
3NH6330 |  | HRC fuse base ceramic Sz. 2 1-pole 400A 690V (1000V) flat terminal | 1970 | 1 | ZN | 3
3NH6420 |  | HRC fuse base ceramic Sz. 3 1-pole 630A 690V (1000V) double busbar terminal | 3440 | 1 | ZN | 3
3NH6430 |  | HRC fuse base ceramic Sz. 3 1-pole 630A 690V (1000V) flat terminal | 3150 | 1 | ZN | 3
3NH7520 |  | LV HRC fuse base Sz. 4A, 1-pole 1250 A, 690 V with flat terminal | 16600 | 1 | ZN | 1
3NH8030 |  | HRC fuse base ceramic Sz. 00 3-pole 160A 690V (1000V) flat terminal | 2040 | 1 | ZN | 1
3NH8230 |  | HRC fuse base ceramic Sz. 1 3-pole 250A 690V (1000V) flat terminal | 5620 | 1 | ZN | 1
3NP1161-1DA10 |  | SENTRON, fuse switch disconnector 3NP1, 1-pole, NH3, 630 A, for assembly and installation on mounting plate, Flat terminal, cover level 70mm | 5490 | 1 | ZN | 1
3NP1121-1CA20 |  | SENTRON, fuse switch disconnector 3NP1, 1-pole, NH000, 160 A, for assembly and installation on mounting plate, box terminal, cover level 45 mm | 984 | 1 | ZN | 1
3NP1123-1BB20 |  | SENTRON, Fuse switch disconnector 3NP1, 3-pole, NH000, 160 A, for 8US busbar system 40 mm, box terminal, Cover level 32/70 mm | 2490 | 1 | ZN | 1
3NP1123-1BB22 |  | SENTRON, Fuse switch disconnector 3NP1, 3-pole, NH000, 160 A, for 8US busbar system 40 mm, box terminal, Fuse monitoring: electronic EFM10, Cover level 32/70 mm | 8040 | 1 | ZN | 1
3NP1123-1BB23 |  | SENTRON, Fuse switch disconnector 3NP1, 3-pole, NH000, 160 A, for 8US busbar system 40 mm, box terminal, Fuse monitoring: electronic EFM20, Cover level 32/70 mm | 9950 | 1 | ZN | 1
3NP1123-1BC20 |  | SENTRON, Fuse switch disconnector 3NP1, 3-pole, NH000, 160 A, for 8US busbar system 60 mm, box terminal, Cover level 32/70 mm | 2630 | 1 | ZN | 1
3NP1123-1BC22 |  | SENTRON, Fuse switch disconnector 3NP1, 3-pole, NH000, 160 A, for 8US busbar system 60 mm, Box terminal, Fuse monitoring: electronic EFM10, Cover level 32/70 mm | 8040 | 1 | ZN | 1
3NP1123-1BC23 |  | SENTRON, Fuse switch disconnector 3NP1, 3-pole, NH000, 160 A, for 8US busbar system 60 mm, Box terminal, Fuse monitoring: electronic EFM20, Cover level 32/70 mm | 9950 | 1 | ZN | 1
3NP1123-1CA20 |  | SENTRON, Fuse switch disconnector 3NP1, 3-pole, NH000, 160 A, for assembly and installation on Mounting plate, box terminal, Cover level 45 mm | 1780 | 1 | ZN | 1
3NP1123-1CA22 |  | SENTRON, Fuse switch disconnector 3NP1, 3-pole, NH000, 160 A, for assembly and installation on Mounting plate, box terminal, Fuse monitoring: electronic EFM10, Cover level 45 mm | 7290 | 1 | ZN | 1
3NP1123-1CA23 |  | SENTRON, Fuse switch disconnector 3NP1, 3-pole, NH000, 160 A, for assembly and installation on Mounting plate, box terminal, Fuse monitoring: electronic EFM20, Cover level 45 mm | 9100 | 1 | ZN | 1
3NP1123-1JB20 |  | SENTRON, Fuse switch disconnector 3NP1, 3-pole, NH000, 160 A, for Rittal busbar system 40 mm, box terminal, Cover level 32/70 mm | 2490 | 1 | ZN | 1
3NP1123-1JB22 |  | SENTRON, Fuse switch disconnector 3NP1, 3-pole, NH000, 160 A, for Rittal busbar system 40 mm, box terminal, Fuse monitoring: electronic EFM10, Cover level 32/70 mm | 8040 | 1 | ZN | 1
3NP1123-1JB23 |  | SENTRON, Fuse switch disconnector 3NP1, 3-pole, NH000, 160 A, for Rittal busbar system 40 mm, box terminal, Fuse monitoring: electronic EFM20, Cover level 32/70 mm | 9950 | 1 | ZN | 1
3NP1123-1JC20 |  | SENTRON, Fuse switch disconnector 3NP1, 3-pole, NH000, 160 A, for Rittal busbar system 60 mm, box terminal, Cover level 32/70 mm | 2630 | 1 | ZN | 1
3NP1123-1JC22 |  | SENTRON, Fuse switch disconnector 3NP1, 3-pole, NH000, 160 A, for Rittal busbar system 60 mm, Box terminal, Fuse monitoring: electronic EFM10, Cover level 32/70 mm | 8040 | 1 | ZN | 1
3NP1123-1JC23 |  | SENTRON, Fuse switch disconnector 3NP1, 3-pole, NH000, 160 A, for Rittal busbar system 60 mm, Box terminal, Fuse monitoring: electronic EFM20, Cover level 32/70 mm | 9950 | 1 | ZN | 1
3NP1124-1BC20 |  | SENTRON, fuse switch disconnector 3NP1, 4-pole, NH000, 160 A, for 8US busbar system 60 mm, box terminal, cover level 32/70 mm | 4390 | 1 | ZN | 1
3NP1124-1CA20 |  | SENTRON, fuse switch disconnector 3NP1, 4-pole, NH000, 160 A, for assembly and installation on mounting plate, box terminal, cover level 45 mm | 3100 | 1 | ZN | 1
3NP1131-1CA10 |  | SENTRON, fuse switch disconnector 3NP1, 1-pole, NH00, 160 A, for assembly and installation on mounting plate, flat terminal, cover level 45 mm | 1020 | 1 | ZN | 1
3NP1131-1CA20 |  | SENTRON, fuse switch disconnector 3NP1, 1-pole, NH00, 160 A, for assembly and installation on mounting plate, box terminal, cover level 45 mm | 1220 | 1 | ZN | 1
3NP1133-1BB10 |  | SENTRON, Fuse switch disconnector 3NP1, 3-pole, NH00, 160 A, for Busbar system 8US 40 mm, flat terminal, Cover level 32/70 mm | 2820 | 1 | ZN | 1
3NP1133-1BB11 |  | SENTRON, Fuse switch disconnector 3NP1, 3-pole, NH00, 160 A, for Busbar system 8US 40 mm, flat terminal, Fuse monitoring: electromechanical, Cover level 32/70 mm | 7750 | 1 | ZN | 1
3NP1133-1BB12 |  | SENTRON, Fuse switch disconnector 3NP1, 3-pole, NH00, 160 A, for Busbar system 8US 40 mm, flat terminal, Fuse monitoring: electronic EFM10, Cover level 32/70 mm | 8320 | 1 | ZN | 1
3NP1133-1BB13 |  | SENTRON, Fuse switch disconnector 3NP1, 3-pole, NH00, 160 A, for Busbar system 8US 40 mm, flat terminal, Fuse monitoring: electronic EFM20, Cover level 32/70 mm | 10100 | 1 | ZN | 1
3NP1133-1BB20 |  | SENTRON, Fuse switch disconnector 3NP1, 3-pole, NH00, 160 A, for Busbar system 8US 40 mm, Box terminal, Cover level 32/70 mm | 3010 | 1 | ZN | 1
3NP1133-1BB21 |  | SENTRON, Fuse switch disconnector 3NP1, 3-pole, NH00, 160 A, for Busbar system 8US 40 mm, Box terminal, Fuse monitoring: electromechanical, Cover level 32/70 mm | 7930 | 1 | ZN | 1
3NP1133-1BB22 |  | SENTRON, Fuse switch disconnector 3NP1, 3-pole, NH00, 160 A, for Busbar system 8US 40 mm, Box terminal, Fuse monitoring: electronic EFM10, Cover level 32/70 mm | 8500 | 1 | ZN | 1
3NP1133-1BB23 |  | SENTRON, Fuse switch disconnector 3NP1, 3-pole, NH00, 160 A, for Busbar system 8US 40 mm, Box terminal, Fuse monitoring: electronic EFM20, Cover level 32/70 mm | 10200 | 1 | ZN | 1
3NP1133-1BC10 |  | SENTRON, Fuse switch disconnector 3NP1, 3-pole, NH00, 160 A, for Busbar system 8US 60 mm, flat terminal, Cover level 32/70 mm | 2820 | 1 | ZN | 1
3NP1133-1BC11 |  | SENTRON, Fuse switch disconnector 3NP1, 3-pole, NH00, 160 A, for Busbar system 8US 60 mm, flat terminal, Fuse monitoring: electromechanical, Cover level 32/70 mm | 7750 | 1 | ZN | 1
3NP1133-1BC12 |  | SENTRON, Fuse switch disconnector 3NP1, 3-pole, NH00, 160 A, for Busbar system 8US 60 mm, flat terminal, Fuse monitoring: electronic EFM10, Cover level 32/70 mm | 8320 | 1 | ZN | 1
3NP1133-1BC13 |  | SENTRON, Fuse switch disconnector 3NP1, 3-pole, NH00, 160 A, for Busbar system 8US 60 mm, flat terminal, Fuse monitoring: electronic EFM20, Cover level 32/70 mm | 10100 | 1 | ZN | 1
3NP1133-1BC20 |  | SENTRON, Fuse switch disconnector 3NP1, 3-pole, NH00, 160 A, for Busbar system 8US 60 mm, Box terminal, Cover level 32/70 mm | 3010 | 1 | ZN | 1
3NP1133-1BC21 |  | SENTRON, Fuse switch disconnector 3NP1, 3-pole, NH00, 160 A, for Busbar system 8US 60 mm, Box terminal, Fuse monitoring: electromechanical, Cover level 32/70 mm | 7930 | 1 | ZN | 1
3NP1133-1BC22 |  | SENTRON, Fuse switch disconnector 3NP1, 3-pole, NH00, 160 A, for Busbar system 8US 60 mm, Box terminal, Fuse monitoring: electronic EFM10, Cover level 32/70 mm | 8500 | 1 | ZN | 1
3NP1133-1BC23 |  | SENTRON, Fuse switch disconnector 3NP1, 3-pole, NH00, 160 A, for Busbar system 8US 60 mm, Box terminal, Fuse monitoring: electronic EFM20, Cover level 32/70 mm | 10200 | 1 | ZN | 1
3NP1133-1CA10 |  | SENTRON, Fuse switch disconnector 3NP1, 3-pole, NH00, 160 A, for assembly and installation on mounting plate, flat terminal, Cover level 45 mm | 1850 | 1 | ZN | 1
3NP1133-1CA11 |  | SENTRON, Fuse switch disconnector 3NP1, 3-pole, NH00, 160 A, for assembly and installation on mounting plate, flat terminal, Fuse monitoring: electromechanical, Cover level 45 mm | 6800 | 1 | ZN | 1
3NP1133-1CA12 |  | SENTRON, Fuse switch disconnector 3NP1, 3-pole, NH00, 160 A, for assembly and installation on mounting plate, flat terminal, Fuse monitoring: electronic EFM10, Cover level 45 mm | 7400 | 1 | ZN | 1
3NP1133-1CA13 |  | SENTRON, Fuse switch disconnector 3NP1, 3-pole, NH00, 160 A, for assembly and installation on mounting plate, flat terminal, Fuse monitoring: electronic EFM20, Cover level 45 mm | 9200 | 1 | ZN | 1
3NP1133-1CA20 |  | SENTRON, Fuse switch disconnector 3NP1, 3-pole, NH00, 160 A, for assembly and installation on mounting plate, Box terminal, Cover level 45 mm | 2230 | 1 | ZN | 1
3NP1133-1CA21 |  | SENTRON, Fuse switch disconnector 3NP1, 3-pole, NH00, 160 A, for assembly and installation on mounting plate, Box terminal, Fuse monitoring: electromechanical, Cover level 45 mm | 7120 | 1 | ZN | 1
3NP1133-1CA22 |  | SENTRON, Fuse switch disconnector 3NP1, 3-pole, NH00, 160 A, for assembly and installation on mounting plate, Box terminal, Fuse monitoring: electronic EFM10, Cover level 45 mm | 7750 | 1 | ZN | 1
3NP1133-1CA23 |  | SENTRON, Fuse switch disconnector 3NP1, 3-pole, NH00, 160 A, for assembly and installation on mounting plate, Box terminal, Fuse monitoring: electronic EFM20, Cover level 45 mm | 9770 | 1 | ZN | 1
3NP1133-1JB10 |  | SENTRON, Fuse switch disconnector 3NP1, 3-pole, NH00, 160 A, for Rittal busbar system 40 mm, flat terminal, Cover level 32/70 mm | 2820 | 1 | ZN | 1
3NP1133-1JB11 |  | SENTRON, Fuse switch disconnector 3NP1, 3-pole, NH00, 160 A, for Rittal busbar system 40 mm, flat terminal, Fuse monitoring: electromechanical, Cover level 32/70 mm | 7750 | 1 | ZN | 1
3NP1133-1JB12 |  | SENTRON, Fuse switch disconnector 3NP1, 3-pole, NH00, 160 A, for Rittal busbar system 40 mm, flat terminal, Fuse monitoring: electronic EFM10, Cover level 32/70 mm | 8320 | 1 | ZN | 1
3NP1133-1JB13 |  | SENTRON, Fuse switch disconnector 3NP1, 3-pole, NH00, 160 A, for Rittal busbar system 40 mm, flat terminal, Fuse monitoring: electronic EFM20, Cover level 32/70 mm | 10100 | 1 | ZN | 1
3NP1133-1JB20 |  | SENTRON, Fuse switch disconnector 3NP1, 3-pole, NH00, 160 A, for Rittal busbar system 40 mm, Box terminal, Cover level 32/70 mm | 3010 | 1 | ZN | 1
3NP1133-1JB21 |  | SENTRON, Fuse switch disconnector 3NP1, 3-pole, NH00, 160 A, for Rittal busbar system 40 mm, Box terminal, Fuse monitoring: electromechanical, Cover level 32/70 mm | 7930 | 1 | ZN | 1
3NP1133-1JB22 |  | SENTRON, Fuse switch disconnector 3NP1, 3-pole, NH00, 160 A, for Rittal busbar system 40 mm, Box terminal, Fuse monitoring: electronic EFM10, Cover level 32/70 mm | 8500 | 1 | ZN | 1
3NP1133-1JB23 |  | SENTRON, Fuse switch disconnector 3NP1, 3-pole, NH00, 160 A, for Rittal busbar system 40 mm, Box terminal, Fuse monitoring: electronic EFM20, Cover level 32/70 mm | 10200 | 1 | ZN | 1
3NP1133-1JC10 |  | SENTRON, Fuse switch disconnector 3NP1, 3-pole, NH00, 160 A, for Rittal busbar system 60 mm, flat terminal, Cover level 32/70 mm | 2820 | 1 | ZN | 1
3NP1133-1JC11 |  | SENTRON, Fuse switch disconnector 3NP1, 3-pole, NH00, 160 A, for Rittal busbar system 60 mm, flat terminal, Fuse monitoring: electromechanical, Cover level 32/70 mm | 7750 | 1 | ZN | 1
3NP1133-1JC12 |  | SENTRON, Fuse switch disconnector 3NP1, 3-pole, NH00, 160 A, for Rittal busbar system 60 mm, flat terminal, Fuse monitoring: electronic EFM10, Cover level 32/70 mm | 8320 | 1 | ZN | 1
3NP1133-1JC13 |  | SENTRON, Fuse switch disconnector 3NP1, 3-pole, NH00, 160 A, for Rittal busbar system 60 mm, flat terminal, Fuse monitoring: electronic EFM20, Cover level 32/70 mm | 10100 | 1 | ZN | 1
3NP1133-1JC20 |  | SENTRON, Fuse switch disconnector 3NP1, 3-pole, NH00, 160 A, for Rittal busbar system 60 mm, Box terminal, Cover level 32/70 mm | 3010 | 1 | ZN | 1
3NP1133-1JC21 |  | SENTRON, Fuse switch disconnector 3NP1, 3-pole, NH00, 160 A, for Rittal busbar system 60 mm, Box terminal, Fuse monitoring: electromechanical, Cover level 32/70 mm | 7930 | 1 | ZN | 1
3NP1133-1JC22 |  | SENTRON, Fuse switch disconnector 3NP1, 3-pole, NH00, 160 A, for Rittal busbar system 60 mm, Box terminal, Fuse monitoring: electronic EFM10, Cover level 32/70 mm | 8500 | 1 | ZN | 1
3NP1133-1JC23 |  | SENTRON, Fuse switch disconnector 3NP1, 3-pole, NH00, 160 A, for Rittal busbar system 60 mm, Box terminal, Fuse monitoring: electronic EFM20, Cover level 32/70 mm | 10200 | 1 | ZN | 1
3NP1134-1BC10 |  | SENTRON, fuse switch disconnector 3NP1, 4-pole, NH00, 160 A, for busbar system 8US 60 mm, flat terminal, cover level 32/70 mm | 4740 | 1 | ZN | 1
3NP1134-1BC20 |  | SENTRON, fuse switch disconnector 3NP1, 4-pole, NH00, 160 A, for busbar system 8US 60 mm, box terminal, cover level 32/70 mm | 5310 | 1 | ZN | 1
3NP1134-1CA10 |  | SENTRON, fuse switch disconnector 3NP1, 4-pole, NH00, 160 A, for assembly and installation on mounting plate, flat terminal, cover level 45 mm | 3230 | 1 | ZN | 1
3NP1134-1CA20 |  | SENTRON, fuse switch disconnector 3NP1, 4-pole, NH00, 160 A, for assembly and installation on mounting plate, box terminal, cover level 45 mm | 3820 | 1 | ZN | 1
3NP1143-1BC10 |  | SENTRON, Fuse switch disconnector 3NP1, 3-pole, NH1, 250 A, for Busbar system 8US 60 mm, flat terminal, Cover level 32/70 mm | 9030 | 1 | ZN | 1
3NP1143-1BC11 |  | SENTRON, Fuse switch disconnector 3NP1, 3-pole, NH1, 250 A, for Busbar system 8US 60 mm, flat terminal, Fuse monitoring: electromechanical, Cover level 32/70 mm | 13900 | 1 | ZN | 1
3NP1143-1BC12 |  | SENTRON, Fuse switch disconnector 3NP1, 3-pole, NH1, 250 A, for Busbar system 8US 60 mm, flat terminal, Fuse monitoring: electronic EFM10, Cover level 32/70 mm | 14600 | 1 | ZN | 1
3NP1143-1BC13 |  | SENTRON, Fuse switch disconnector 3NP1, 3-pole, NH1, 250 A, for Busbar system 8US 60 mm, flat terminal, Fuse monitoring: electronic EFM20, Cover level 32/70 mm | 16300 | 1 | ZN | 1
3NP1143-1BC20 |  | SENTRON, Fuse switch disconnector 3NP1, 3-pole, NH1, 250 A, for Busbar system 8US 60 mm, Box terminal, Cover level 32/70 mm | 9590 | 1 | ZN | 1
3NP1143-1BC21 |  | SENTRON, Fuse switch disconnector 3NP1, 3-pole, NH1, 250 A, for Busbar system 8US 60 mm, Box terminal, Fuse monitoring: electromechanical, Cover level 32/70 mm | 14400 | 1 | ZN | 1
3NP1143-1BC22 |  | SENTRON, Fuse switch disconnector 3NP1, 3-pole, NH1, 250 A, for Busbar system 8US 60 mm, Box terminal, Fuse monitoring: electronic EFM10, Cover level 32/70 mm | 15000 | 1 | ZN | 1
3NP1143-1BC23 |  | SENTRON, Fuse switch disconnector 3NP1, 3-pole, NH1, 250 A, for Busbar system 8US 60 mm, Box terminal, Fuse monitoring: electronic EFM20, Cover level 32/70 mm | 16900 | 1 | ZN | 1
3NP1143-1DA10 |  | SENTRON, Fuse switch disconnector 3NP1, 3-pole, NH1, 250 A, for assembly and installation on mounting plate, flat terminal, cover level 70 mm | 5450 | 1 | ZN | 1
3NP1144-1DA10 |  | SENTRON, fuse switch disconnector 3NP1, 4-pole, NH1, 250 A, for assembly and installation on mounting plate, Flat terminal, cover level 70mm | 8920 | 1 | ZN | 1
3NP1143-1DA11 |  | SENTRON, Fuse switch disconnector 3NP1, 3-pole, NH1, 250 A, for assembly and installation on mounting plate, flat terminal, Fuse monitoring: electromechanical, Cover level 70 mm | 10200 | 1 | ZN | 1
3NP1143-1DA12 |  | SENTRON, Fuse switch disconnector 3NP1, 3-pole, NH1, 250 A, for assembly and installation on mounting plate, flat terminal, Fuse monitoring: electronic EFM10, Cover level 70 mm | 10900 | 1 | ZN | 1
3NP1143-1DA13 |  | SENTRON, Fuse switch disconnector 3NP1, 3-pole, NH1, 250 A, for assembly and installation on mounting plate, flat terminal, Fuse monitoring: electronic EFM20, Cover level 70 mm | 12800 | 1 | ZN | 1
3NP1143-1DA20 |  | SENTRON, Fuse switch disconnector 3NP1, 3-pole, NH1, 250 A, for assembly and installation on mounting plate, Box terminal, Cover level 70 mm | 6270 | 1 | ZN | 1
3NP1143-1DA21 |  | SENTRON, Fuse switch disconnector 3NP1, 3-pole, NH1, 250 A, for assembly and installation on mounting plate, Box terminal, Fuse monitoring: electromechanical, Cover level 70 mm | 11400 | 1 | ZN | 1
3NP1143-1DA22 |  | SENTRON, Fuse switch disconnector 3NP1, 3-pole, NH1, 250 A, for assembly and installation on mounting plate, Box terminal, Fuse monitoring: electronic EFM10, Cover level 70 mm | 11900 | 1 | ZN | 1
3NP1143-1DA23 |  | SENTRON, Fuse switch disconnector 3NP1, 3-pole, NH1, 250 A, for assembly and installation on mounting plate, Box terminal, Fuse monitoring: electronic EFM20, Cover level 70 mm | 13600 | 1 | ZN | 1
3NP1143-1JC10 |  | SENTRON, Fuse switch disconnector 3NP1, 3-pole, NH1, 250 A, for Rittal busbar system 60 mm, flat terminal, Cover level 32/70 mm | 9030 | 1 | ZN | 1
3NP1143-1JC11 |  | SENTRON, Fuse switch disconnector 3NP1, 3-pole, NH1, 250 A, for Rittal busbar system 60 mm, flat terminal, Fuse monitoring: electromechanical, Cover level 32/70 mm | 13900 | 1 | ZN | 1
3NP1143-1JC12 |  | SENTRON, Fuse switch disconnector 3NP1, 3-pole, NH1, 250 A, for Rittal busbar system 60 mm, flat terminal, Fuse monitoring: electronic EFM10, Cover level 32/70 mm | 14600 | 1 | ZN | 1
3NP1143-1JC13 |  | SENTRON, Fuse switch disconnector 3NP1, 3-pole, NH1, 250 A, for Rittal busbar system 60 mm, flat terminal, Fuse monitoring: electronic EFM20, Cover level 32/70 mm | 16300 | 1 | ZN | 1
3NP1143-1JC20 |  | SENTRON, Fuse switch disconnector 3NP1, 3-pole, NH1, 250 A, for Rittal busbar system 60 mm, Box terminal, Cover level 32/70 mm | 9590 | 1 | ZN | 1
3NP1143-1JC21 |  | SENTRON, Fuse switch disconnector 3NP1, 3-pole, NH1, 250 A, for Rittal busbar system 60 mm, Box terminal, Fuse monitoring: electromechanical, Cover level 32/70 mm | 14400 | 1 | ZN | 1
3NP1143-1JC22 |  | SENTRON, Fuse switch disconnector 3NP1, 3-pole, NH1, 250 A, for Rittal busbar system 60 mm, Box terminal, Fuse monitoring: electronic EFM10, Cover level 32/70 mm | 15000 | 1 | ZN | 1
3NP1143-1JC23 |  | SENTRON, Fuse switch disconnector 3NP1, 3-pole, NH1, 250 A, for Rittal busbar system 60 mm, Box terminal, Fuse monitoring: electronic EFM20, Cover level 32/70 mm | 16900 | 1 | ZN | 1
3NP1153-1BC10 |  | SENTRON, Fuse switch disconnector 3NP1, 3-pole, NH2, 400 A, for Busbar system 8US 60 mm, flat terminal, Cover level 32/70 mm | 11500 | 1 | ZN | 1
3NP1153-1BC11 |  | SENTRON, Fuse switch disconnector 3NP1, 3-pole, NH2, 400 A, for Busbar system 8US 60 mm, flat terminal, Fuse monitoring: electromechanical, Cover level 32/70 mm | 16500 | 1 | ZN | 1
3NP1153-1BC12 |  | SENTRON, Fuse switch disconnector 3NP1, 3-pole, NH2, 400 A, for Busbar system 8US 60 mm, flat terminal, Fuse monitoring: electronic EFM10, Cover level 32/70 mm | 17100 | 1 | ZN | 1
3NP1153-1BC13 |  | SENTRON, Fuse switch disconnector 3NP1, 3-pole, NH2, 400 A, for Busbar system 8US 60 mm, flat terminal, Fuse monitoring: electronic EFM20, Cover level 32/70 mm | 18900 | 1 | ZN | 1
3NP1153-1BC20 |  | SENTRON, Fuse switch disconnector 3NP1, 3-pole, NH2, 400 A, for Busbar system 8US 60 mm, Box terminal, Cover level 32/70 mm | 12300 | 1 | ZN | 1
3NP1153-1BC21 |  | SENTRON, Fuse switch disconnector 3NP1, 3-pole, NH2, 400 A, for Busbar system 8US 60 mm, Box terminal, Fuse monitoring: electromechanical, Cover level 32/70 mm | 17300 | 1 | ZN | 1
3NP1153-1BC22 |  | SENTRON, Fuse switch disconnector 3NP1, 3-pole, NH2, 400 A, for Busbar system 8US 60 mm, Box terminal, Fuse monitoring: electronic EFM10, Cover level 32/70 mm | 17900 | 1 | ZN | 1
3NP1153-1BC23 |  | SENTRON, Fuse switch disconnector 3NP1, 3-pole, NH2, 400 A, for Busbar system 8US 60 mm, Box terminal, Fuse monitoring: electronic EFM20, Cover level 32/70 mm | 19700 | 1 | ZN | 1
3NP1153-1DA10 |  | SENTRON, Fuse switch disconnector 3NP1, 3-pole, NH2, 400 A, for assembly and installation on mounting plate, flat terminal, cover level 70 mm | 7470 | 1 | ZN | 1
3NP1153-1DA11 |  | SENTRON, Fuse switch disconnector 3NP1, 3-pole, NH2, 400 A, for assembly and installation on mounting plate, flat terminal, Fuse monitoring: electromechanical, Cover level 70 mm | 12200 | 1 | ZN | 1
3NP1153-1DA12 |  | SENTRON, Fuse switch disconnector 3NP1, 3-pole, NH2, 400 A, for assembly and installation on mounting plate, flat terminal, Fuse monitoring: electronic EFM10, Cover level 70 mm | 13000 | 1 | ZN | 1
3NP1153-1DA13 |  | SENTRON, Fuse switch disconnector 3NP1, 3-pole, NH2, 400 A, for assembly and installation on mounting plate, flat terminal, Fuse monitoring: electronic EFM20, Cover level 70 mm | 14800 | 1 | ZN | 1
3NP1153-1DA20 |  | SENTRON, Fuse switch disconnector 3NP1, 3-pole, NH2, 400 A, for assembly and installation on mounting plate, Box terminal, Cover level 70 mm | 9100 | 1 | ZN | 1
3NP1153-1DA21 |  | SENTRON, Fuse switch disconnector 3NP1, 3-pole, NH2, 400 A, for assembly and installation on mounting plate, Box terminal, Fuse monitoring: electromechanical, Cover level 70 mm | 14000 | 1 | ZN | 1
3NP1153-1DA22 |  | SENTRON, Fuse switch disconnector 3NP1, 3-pole, NH2, 400 A, for assembly and installation on mounting plate, Box terminal, Fuse monitoring: electronic EFM10, Cover level 70 mm | 14700 | 1 | ZN | 1
3NP1153-1DA23 |  | SENTRON, Fuse switch disconnector 3NP1, 3-pole, NH2, 400 A, for assembly and installation on mounting plate, Box terminal, Fuse monitoring: electronic EFM20, Cover level 70 mm | 16500 | 1 | ZN | 1
3NP1153-1JC10 |  | SENTRON, Fuse switch disconnector 3NP1, 3-pole, NH2, 400 A, for Rittal busbar system 60 mm, flat terminal, Cover level 32/70 mm | 11500 | 1 | ZN | 1
3NP1153-1JC11 |  | SENTRON, Fuse switch disconnector 3NP1, 3-pole, NH2, 400 A, for Rittal busbar system 60 mm, flat terminal, Fuse monitoring: electromechanical, Cover level 32/70 mm | 16500 | 1 | ZN | 1
3NP1153-1JC12 |  | SENTRON, Fuse switch disconnector 3NP1, 3-pole, NH2, 400 A, for Rittal busbar system 60 mm, flat terminal, Fuse monitoring: electronic EFM10, Cover level 32/70 mm | 17100 | 1 | ZN | 1
3NP1153-1JC13 |  | SENTRON, Fuse switch disconnector 3NP1, 3-pole, NH2, 400 A, for Rittal busbar system 60 mm, flat terminal, Fuse monitoring: electronic EFM20, Cover level 32/70 mm | 18900 | 1 | ZN | 1
3NP1153-1JC20 |  | SENTRON, Fuse switch disconnector 3NP1, 3-pole, NH2, 400 A, for Rittal busbar system 60 mm, Box terminal, Cover level 32/70 mm | 12300 | 1 | ZN | 1
3NP1153-1JC21 |  | SENTRON, Fuse switch disconnector 3NP1, 3-pole, NH2, 400 A, for Rittal busbar system 60 mm, Box terminal, Fuse monitoring: electromechanical, Cover level 32/70 mm | 17300 | 1 | ZN | 1
3NP1153-1JC22 |  | SENTRON, Fuse switch disconnector 3NP1, 3-pole, NH2, 400 A, for Rittal busbar system 60 mm, Box terminal, Fuse monitoring: electronic EFM10, Cover level 32/70 mm | 17900 | 1 | ZN | 1
3NP1153-1JC23 |  | SENTRON, Fuse switch disconnector 3NP1, 3-pole, NH2, 400 A, for Rittal busbar system 60 mm, Box terminal, Fuse monitoring: electronic EFM20, Cover level 32/70 mm | 19700 | 1 | ZN | 1
3NP1163-1BC10 |  | SENTRON, Fuse switch disconnector 3NP1, 3-pole, NH3, 630 A, for Busbar system 8US 60 mm, flat terminal, Cover level 32/70 mm | 14800 | 1 | ZN | 1
3NP1163-1BC11 |  | SENTRON, Fuse switch disconnector 3NP1, 3-pole, NH3, 630 A, for Busbar system 8US 60 mm, flat terminal, Fuse monitoring: electromechanical, Cover level 32/70 mm | 19600 | 1 | ZN | 1
3NP1163-1BC12 |  | SENTRON, Fuse switch disconnector 3NP1, 3-pole, NH3, 630 A, for Busbar system 8US 60 mm, flat terminal, Fuse monitoring: electronic EFM10, Cover level 32/70 mm | 20400 | 1 | ZN | 1
3NP1163-1BC13 |  | SENTRON, Fuse switch disconnector 3NP1, 3-pole, NH3, 630 A, for Busbar system 8US 60 mm, flat terminal, Fuse monitoring: electronic EFM20, Cover level 32/70 mm | 22200 | 1 | ZN | 1
3NP1163-1BC20 |  | SENTRON, Fuse switch disconnector 3NP1, 3-pole, NH3, 630 A, for Busbar system 8US 60 mm, Box terminal, Cover level 32/70 mm | 15600 | 1 | ZN | 1
3NP1163-1BC21 |  | SENTRON, Fuse switch disconnector 3NP1, 3-pole, NH3, 630 A, for Busbar system 8US 60 mm, Box terminal, Fuse monitoring: electromechanical, Cover level 32/70 mm | 20600 | 1 | ZN | 1
3NP1163-1BC22 |  | SENTRON, Fuse switch disconnector 3NP1, 3-pole, NH3, 630 A, for Busbar system 8US 60 mm, Box terminal, Fuse monitoring: electronic EFM10, Cover level 32/70 mm | 21200 | 1 | ZN | 1
3NP1163-1BC23 |  | SENTRON, Fuse switch disconnector 3NP1, 3-pole, NH3, 630 A, for Busbar system 8US 60 mm, Box terminal, Fuse monitoring: electronic EFM20, Cover level 32/70 mm | 23000 | 1 | ZN | 1
3NP1163-1DA10 |  | SENTRON, Fuse switch disconnector 3NP1, 3-pole, NH3, 630 A, for assembly and installation on mounting plate, flat terminal, cover level 70 mm | 10000 | 1 | ZN | 1
3NP1163-1DA11 |  | SENTRON, Fuse switch disconnector 3NP1, 3-pole, NH3, 630 A, for assembly and installation on mounting plate, flat terminal, Fuse monitoring: electromechanical, Cover level 70 mm | 14900 | 1 | ZN | 1
3NP1163-1DA12 |  | SENTRON, Fuse switch disconnector 3NP1, 3-pole, NH3, 630 A, for assembly and installation on mounting plate, flat terminal, Fuse monitoring: electronic EFM10, Cover level 70 mm | 15500 | 1 | ZN | 1
3NP1163-1DA13 |  | SENTRON, Fuse switch disconnector 3NP1, 3-pole, NH3, 630 A, for assembly and installation on mounting plate, flat terminal, Fuse monitoring: electronic EFM20, Cover level 70 mm | 17300 | 1 | ZN | 1
3NP1163-1DA20 |  | SENTRON, Fuse switch disconnector 3NP1, 3-pole, NH3, 630 A, for assembly and installation on mounting plate, Box terminal, Cover level 70 mm | 11800 | 1 | ZN | 1
3NP1163-1DA21 |  | SENTRON, Fuse switch disconnector 3NP1, 3-pole, NH3, 630 A, for assembly and installation on mounting plate, Box terminal, Fuse monitoring: electromechanical, Cover level 70 mm | 16600 | 1 | ZN | 1
3NP1163-1DA22 |  | SENTRON, Fuse switch disconnector 3NP1, 3-pole, NH3, 630 A, for assembly and installation on mounting plate, Box terminal, Fuse monitoring: electronic EFM10, Cover level 70 mm | 17200 | 1 | ZN | 1
3NP1163-1DA23 |  | SENTRON, Fuse switch disconnector 3NP1, 3-pole, NH3, 630 A, for assembly and installation on mounting plate, Box terminal, Fuse monitoring: electronic EFM20, Cover level 70 mm | 19100 | 1 | ZN | 1
3NP1163-1JC10 |  | SENTRON, Fuse switch disconnector 3NP1, 3-pole, NH3, 630 A, for Rittal busbar system 60 mm, flat terminal, Cover level 32/70 mm | 14800 | 1 | ZN | 1
3NP1163-1JC11 |  | SENTRON, Fuse switch disconnector 3NP1, 3-pole, NH3, 630 A, for Rittal busbar system 60 mm, flat terminal, Fuse monitoring: electromechanical, Cover level 32/70 mm | 19600 | 1 | ZN | 1
3NP1163-1JC12 |  | SENTRON, Fuse switch disconnector 3NP1, 3-pole, NH3, 630 A, for Rittal busbar system 60 mm, flat terminal, Fuse monitoring: electronic EFM10, Cover level 32/70 mm | 20400 | 1 | ZN | 1
3NP1163-1JC13 |  | SENTRON, Fuse switch disconnector 3NP1, 3-pole, NH3, 630 A, for Rittal busbar system 60 mm, flat terminal, Fuse monitoring: electronic EFM20, Cover level 32/70 mm | 22200 | 1 | ZN | 1
3NP1163-1JC20 |  | SENTRON, Fuse switch disconnector 3NP1, 3-pole, NH3, 630 A, for Rittal busbar system 60 mm, Box terminal, Cover level 32/70 mm | 15600 | 1 | ZN | 1
3NP1163-1JC21 |  | SENTRON, Fuse switch disconnector 3NP1, 3-pole, NH3, 630 A, for Rittal busbar system 60 mm, Box terminal, Fuse monitoring: electromechanical, Cover level 32/70 mm | 20600 | 1 | ZN | 1
3NP1163-1JC22 |  | SENTRON, Fuse switch disconnector 3NP1, 3-pole, NH3, 630 A, for Rittal busbar system 60 mm, Box terminal, Fuse monitoring: electronic EFM10, Cover level 32/70 mm | 21200 | 1 | ZN | 1
3NP1163-1JC23 |  | SENTRON, Fuse switch disconnector 3NP1, 3-pole, NH3, 630 A, for Rittal busbar system 60 mm, Box terminal, Fuse monitoring: electronic EFM20, Cover level 32/70 mm | 23000 | 1 | ZN | 1
3NP1900-1HA00 |  | locking provision, mechanical interlock, accessory for fuse switch disconnector 3NP1 contains 10 items | 1250 | 1 | ZN | 1
3NP1920-1FA00 |  | Auxiliary switch, 1 changeover contact, for Size NH000, accessory for fuse switch disconnector 3NP1 | 386 | 1 | ZN | 1
3NP1920-1FB00 |  | Auxiliary switch, 1 changeover contact Solid-state compatible, for Size NH000, accessory for fuse switch disconnector 3NP1 | 542 | 1 | ZN | 1
3NP1921-1CB00 |  | terminal cover, for size NH000 1-pole, accessory for fuse switch disconnector 3NP1 | 248 | 1 | ZN | 1
3NP1921-1EA00 |  | Mounting kit, for conversion to installation on standard mounting rail, for Size NH000 1-pole for floor mounting, accessory for fuse switch disconnector 3NP1 | 214 | 1 | ZN | 1
3NP1921-1EC00 |  | assembly kit, for mechanical connection 1- and 3-pole 3NP1, for size NH000 surface mounting, accessory for fuse switch disconnector 3NP1 | 250 | 1 | ZN | 1
3NP1921-1EE10 |  | Mounting kit, for creation 1-pole 3NP1 for mounting on 60 mm busbar system 8US for Size NH000 with box terminal, accessory for fuse switch disconnector 3NP1 | 485 | 1 | ZN | 1
3NP1921-1GA00 |  | Handle unit standard, without fuse monitoring, for Size NH000 1-pole, switch disconnector 3NP1 switch disconnector 3NP1 switch disconnector 3NP1 | 453 | 1 | ZN | 1
3NP1923-1BD00 |  | Supply terminal 16 - 95 mm2, for size NH000 with Box terminal, accessory for fuse switch disconnector 3NP1 Contains 3 terminals | 1080 | 1 | ZN | 1
3NP1923-1BE20 |  | Triple terminal 3x 2.5 - 16 mm2, for size NH000, NH00 with Box terminal, accessory for fuse switch disconnector 3NP1 Contains 3 terminals | 740 | 1 | ZN | 1
3NP1923-1BF10 |  | Cover cap, for 1 blank space for 3-phase busbar, for size NH000, accessory for fuse switch disconnector 3NP1 contains 20 caps | 1090 | 1 | ZN | 1
3NP1923-1BF20 |  | 3-phase busbar, for 2x Size NH000, accessory for fuse switch disconnector 3NP1 Contains 5 bars | 4500 | 1 | ZN | 1
3NP1923-1BF30 |  | 3-phase busbar, for 3x Size NH000, accessory for fuse switch disconnector 3NP1 Contains 5 bars | 5810 | 1 | ZN | 1
3NP1923-1BF40 |  | 3-phase busbar, for 4x Size NH000, accessory for fuse switch disconnector 3NP1 Contains 3 bars | 4280 | 1 | ZN | 1
3NP1923-1BF50 |  | Link rail for 3- phase busbar, for Size NH000, accessory for fuse switch disconnector 3NP1 Contains 3 bars | 1360 | 1 | ZN | 1
3NP1923-1BG40 |  | Auxiliary conductor connection 0.25 - 1 mm2, for size NH000 with Box terminal, accessory for fuse switch disconnector 3NP1 Contains 3 connections | 213 | 1 | ZN | 1
3NP1923-1CA10 |  | reach-around protection for busbars, Siemens system 8US, for size NH000, accessory for fuse switch disconnector 3NP1 | 133 | 1 | ZN | 1
3NP1923-1CA20 |  | reach-around protection for busbars, system Rittal, for size NH000, accessory for fuse switch disconnector 3NP1 | 133 | 1 | ZN | 1
3NP1923-1CA30 |  | reach-around protection for busbars, Siemens system 8US compact, for size NH000, accessory for fuse switch disconnector 3NP1 | 133 | 1 | ZN | 1
3NP1923-1CB00 |  | Cable connection cover, for Size NH000, accessory for fuse switch disconnector 3NP1 | 248 | 1 | ZN | 1
3NP1923-1CF00 |  | masking frame support for system masking frame, for size NH000, accessory for fuse switch disconnector 3NP1 contains 2 supports | 133 | 1 | ZN | 1
3NP1923-1DA00 |  | System masking frame 215 x 130 mm, for Size NH000, accessory for fuse switch disconnector 3NP1 | 248 | 1 | ZN | 1
3NP1923-1EA00 |  | Mounting kit, for conversion to installation on standard mounting rail, for Size NH000 for floor mounting, accessory for fuse switch disconnector 3NP1 | 212 | 1 | ZN | 1
3NP1923-1GA00 |  | Handle unit standard, without Fuse monitoring, for Size NH000 naarow, accessory for fuse Switch disconnector 3NP1 | 832 | 1 | ZN | 1
3NP1923-1GB20 |  | Handle unit with EFM10, for Size NH000, accessory for fuse switch disconnector 3NP1 | 6440 | 1 | ZN | 1
3NP1923-1GB30 |  | Handle unit with EFM20, for Size NH000, accessory for fuse switch disconnector 3NP1 | 8430 | 1 | ZN | 1
3NP1923-1GB50 |  | Handle unit with EFM25, for Size NH000, accessory for fuse switch disconnector 3NP1 | 8430 | 1 | ZN | 1
3NP1924-1ED10 |  | Mounting kit, for creation 4-pole 3NP1 for mounting on 60 mm busbar system 8US for Size NH000 with box terminal, accessory for fuse switch disconnector 3NP1 | 821 | 1 | ZN | 1
3NP1924-1MA20 |  | LV HRC disconnecting blade Size NH000, leading closing, for 4-pole applications accessory for fuse switch disconnector 3NP1 | 400 | 1 | ZN | 1
3NP1930-1FA00 |  | Auxiliary switch, 1 changeover contact, for Size NH00, accessory for fuse switch disconnector 3NP1 | 386 | 1 | ZN | 1
3NP1930-1FB00 |  | Auxiliary switch, 1 changeover contact Solid-state compatible, for Size NH00, accessory for fuse switch disconnector 3NP1 | 542 | 1 | ZN | 1
3NP1931-1BA00 |  | Saddle terminal 1.5 - 70 mm2, for Size NH00 1-pole with screw terminal, accessory for fuse switch disconnector 3NP1 contains 1 terminal | 69.7 | 1 | ZN | 1
3NP1931-1BC00 |  | Connection block, with box terminal 6 - 70 mm2, for Size NH00 1-pole with flat terminal, 32 mm cover level, accessory for fuse switch disconnector 3NP1 | 828 | 1 | ZN | 1
3NP1931-1CB00 |  | terminal cover, for size NH00 1-pole, accessory for fuse switch disconnector 3NP1 | 248 | 1 | ZN | 1
3NP1931-1CD00 |  | Cable connection cover with reach-around protection, for size NH00 1-pole, accessory for fuse switch disconnector 3NP1 | 325 | 1 | ZN | 1
3NP1931-1EB00 |  | Mounting kit, for conversion to installation on standard mounting rail, for Size NH00, 32 mm installation on standard mounting rail, for Size NH00 1-pole for fuse switch disconnector 3NP1 | 256 | 1 | ZN | 1
3NP1931-1EC00 |  | assembly kit, for mechanical connection 1- and 3-pole 3NP1, for size NH00 surface mounting, accessory for fuse switch disconnector 3NP1 | 250 | 1 | ZN | 1
3NP1931-1EE10 |  | Mounting kit, for creation 1-pole 3NP1 for mounting on 60 mm busbar system 8US for Size NH00 with box terminal, accessory for fuse switch disconnector 3NP1 | 616 | 1 | ZN | 1
3NP1931-1GA00 |  | standard fuse carrier, without fuse monitoring, for size NH00 1-pole, accessory for fuse switch disconnector 3NP1 | 524 | 1 | ZN | 1
3NP1933-1BA00 |  | Saddle terminal 1.5 - 70 mm2, for size NH00 with screw terminal, accessory for fuse switch disconnector 3NP1 Contains 3 terminals | 144 | 1 | ZN | 1
3NP1933-1BB10 |  | Prism terminal 16 - 95 mm2, for Size NH00 with screw terminal, accessory for fuse switch disconnector 3NP1 Contains 3 terminals | 421 | 1 | ZN | 1
3NP1933-1BC00 |  | Connection block, with box terminal 6 - 70 mm2, for Size NH00, 32 mm Cover level with screw terminal, accessory for fuse switch disconnector 3NP1 | 1190 | 1 | ZN | 1
3NP1933-1BE10 |  | Triple terminal 3x 2.5 - 16 mm2, for size NH00 with screw terminal, accessory for fuse switch disconnector 3NP1 Contains 3 terminals | 740 | 1 | ZN | 1
3NP1933-1BG10 |  | Auxiliary conductor connection 0.25 - 1 mm2, for size NH00 with screw terminal, accessory for fuse switch disconnector 3NP1 Contains 3 connections | 213 | 1 | ZN | 1
3NP1933-1BG30 |  | Auxiliary conductor connection 0.25 - 1 mm2, for size NH00 with prism terminal, accessory for fuse switch disconnector 3NP1 Contains 3 connections | 213 | 1 | ZN | 1
3NP1933-1BG40 |  | Auxiliary conductor connection 0.25 - 1 mm2, for size NH00 with Box terminal, accessory for fuse switch disconnector 3NP1 Contains 3 connections | 213 | 1 | ZN | 1
3NP1933-1CA10 |  | reach-around protection for busbars, Siemens system 8US, for size NH00, accessory for fuse switch disconnector 3NP1 | 133 | 1 | ZN | 1
3NP1933-1CA20 |  | Reach-around protection for Busbars, system Rittal, for size NH00, accessory for fuse switch disconnector 3NP1 | 133 | 1 | ZN | 1
3NP1933-1CB00 |  | Cable connection cover, for Size NH00 with screw terminal, accessory for fuse switch disconnector 3NP1 | 248 | 1 | ZN | 1
3NP1933-1CC00 |  | terminal cover with reach-around protection, for size NH00 for busbar mounting with screw terminal, accessory for fuse switch disconnector 3NP1 | 358 | 1 | ZN | 1
3NP1933-1CD00 |  | Cable connection cover with reach-around protection, for size NH00 for floor mounting with screw terminal, accessory for fuse switch disconnector 3NP1 | 358 | 1 | ZN | 1
3NP1933-1CF00 |  | masking frame support for system masking frame, for size NH00, accessory for fuse switch disconnector 3NP1 contains 2 supports | 133 | 1 | ZN | 1
3NP1933-1DA00 |  | System masking frame 215 x 130 mm, for Size NH00, accessory for fuse switch disconnector 3NP1 | 248 | 1 | ZN | 1
3NP1933-1EB00 |  | Mounting kit, for conversion to installation on standard mounting rail, for Size NH00 for floor mounting, accessory for fuse switch disconnector 3NP1 | 256 | 1 | ZN | 1
3NP1933-1GA00 |  | Handle unit standard, without Fuse monitoring, for Size NH00, accessory for fuse switch disconnector 3NP1 | 963 | 1 | ZN | 1
3NP1933-1GB10 |  | Handle unit with MFM, for Size NH00, accessory for fuse switch disconnector 3NP1 | 6230 | 1 | ZN | 1
3NP1933-1GB20 |  | Handle unit with EFM10, for Size NH00, accessory for fuse switch disconnector 3NP1 | 6620 | 1 | ZN | 1
3NP1933-1GB30 |  | Handle unit with EFM20, for Size NH00, accessory for fuse switch disconnector 3NP1 | 8530 | 1 | ZN | 1
3NP1933-1GB50 |  | Handle unit with EFM25, for Size NH00, accessory for fuse switch disconnector 3NP1 | 8530 | 1 | ZN | 1
3NP1934-1ED10 |  | Mounting kit, for creation 4-pole 3NP1 for mounting on 60 mm busbar system 8US for Size NH00 with box terminal, accessory for fuse switch disconnector 3NP1 | 949 | 1 | ZN | 1
3NP1934-1ED20 |  | Mounting kit, for creation 4-pole 3NP1 for mounting on 60 mm busbar system 8US for Size NH00 with flat terminal, accessory for fuse switch disconnector 3NP1 | 821 | 1 | ZN | 1
3NP1934-1MA20 |  | LV HRC disconnecting blade Size NH00, leading closing, for 4-pole applications accessory for fuse switch disconnector 3NP1 | 400 | 1 | ZN | 1
3NP1940-1FA00 |  | auxiliary switch, 1 changeover contact, for size NH1, NH2, NH3, accessory for fuse switch disconnector 3NP1 | 418 | 1 | ZN | 1
3NP1940-1FB00 |  | auxiliary switch, 1 changeover contact solid-state compatible, for size NH1, NH2, NH3, accessory for fuse switch disconnector 3NP1 | 577 | 1 | ZN | 1
3NP1943-1BA00 |  | Saddle terminal 70 - 150 mm2, for size NH1 with screw terminal, accessory for fuse switch disconnector 3NP1 Contains 3 terminals | 450 | 1 | ZN | 1
3NP1943-1BB10 |  | Prism terminal single 70 - 150 mm2, for size NH1 with screw terminal, accessory for fuse switch disconnector 3NP1 Contains 3 terminals | 1080 | 1 | ZN | 1
3NP1943-1BB20 |  | Prism terminal double 2x 35 - 70 mm2, for size NH1 with screw terminal, accessory for fuse switch disconnector 3NP1 Contains 3 terminals | 1780 | 1 | ZN | 1
3NP1943-1BG10 |  | auxiliary conductor connection 0.25 - 1 mm2, for size NH1, NH2, NH3 with screw terminal, accessory for fuse switch disconnector 3NP1 contains 3 connections | 396 | 1 | ZN | 1
3NP1943-1BG30 |  | auxiliary conductor connection 0.25 - 1 mm2, for size NH1 with saddle terminal or prism terminal, accessory for fuse switch disconnector 3NP1 contains 3 connections | 396 | 1 | ZN | 1
3NP1943-1BG40 |  | Auxiliary conductor connection 0.25 - 1 mm2, for size NH1 with Box terminal, accessory for fuse switch disconnector 3NP1 Contains 3 connections | 396 | 1 | ZN | 1
3NP1943-1CA10 |  | reach-around protection for busbars, Siemens system 8US, for size NH1, accessory for fuse switch disconnector 3NP1 | 191 | 1 | ZN | 1
3NP1943-1CA20 |  | Reach-around protection for Busbars, system Rittal, for size NH1, accessory for fuse switch disconnector 3NP1 | 191 | 1 | ZN | 1
3NP1943-1CB00 |  | Cable connection cover, for Size NH1, accessory for fuse switch disconnector 3NP1 | 313 | 1 | ZN | 1
3NP1943-1CD00 |  | terminal cover with reach-around protection, for size NH1, accessory for fuse switch disconnector 3NP1 | 425 | 1 | ZN | 1
3NP1943-1CF00 |  | Masking frame support for system masking frame, for size NH1, NH2, NH3, accessory for fuse switch disconnector 3NP1 Contains 2 supports | 179 | 1 | ZN | 1
3NP1943-1DA00 |  | System masking frame 375 x 220 mm, for Size NH1, accessory for fuse switch disconnector 3NP1 | 404 | 1 | ZN | 1
3NP1943-1EB00 |  | Mounting kit, for conversion to installation on standard mounting rail, for Size NH1 for floor mounting, accessory for fuse switch disconnector 3NP1 | 256 | 1 | ZN | 1
3NP1943-1GA00 |  | Handle unit standard, without Fuse monitoring, for Size NH1, accessory for fuse switch disconnector 3NP1 | 1190 | 1 | ZN | 1
3NP1943-1GB10 |  | Handle unit with MFM, for Size NH1, accessory for fuse switch disconnector 3NP1 | 6440 | 1 | ZN | 1
3NP1943-1GB20 |  | Handle unit with EFM10, for Size NH1, accessory for fuse switch disconnector 3NP1 | 6900 | 1 | ZN | 1
3NP1943-1GB30 |  | Handle unit with EFM20, for Size NH1, accessory for fuse switch disconnector 3NP1 | 8740 | 1 | ZN | 1
3NP1943-1GB50 |  | Handle unit with EFM25, for Size NH1, accessory for fuse switch disconnector 3NP1 | 8740 | 1 | ZN | 1
3NP1953-1BA00 |  | Saddle terminal 120 - 240 mm2, for size NH2 with screw terminal, accessory for fuse switch disconnector 3NP1 Contains 3 terminals | 513 | 1 | ZN | 1
3NP1953-1BB10 |  | Prism terminal single 120 - 240 mm2, for size NH2 with screw terminal, accessory for fuse switch disconnector 3NP1 Contains 3 terminals | 1250 | 1 | ZN | 1
3NP1953-1BB20 |  | Prism terminal double 2x 70 - 120 mm2, for size NH2 with screw terminal, accessory for fuse switch disconnector 3NP1 Contains 3 terminals | 2030 | 1 | ZN | 1
3NP1953-1BG30 |  | Auxiliary conductor connection 0.25 - 1 mm2, for size NH2, NH3 with saddle terminal or prism terminal, accessory for fuse switch disconnector 3NP1 Contains 3 connections | 396 | 1 | ZN | 1
3NP1953-1BG40 |  | Auxiliary conductor connection 0.25 - 1 mm2, for size NH2, NH3 with box terminal, accessory for fuse switch disconnector 3NP1 Contains 3 connections | 396 | 1 | ZN | 1
3NP1953-1CA10 |  | reach-around protection for busbars, Siemens system 8US, for size NH2, accessory for fuse switch disconnector 3NP1 | 248 | 1 | ZN | 1
3NP1953-1CA20 |  | Reach-around protection for Busbars, system Rittal, for size NH2, accessory for fuse switch disconnector 3NP1 | 248 | 1 | ZN | 1
3NP1953-1CB00 |  | Cable connection cover, cover, accessory for fuse switch disconnector 3NP1 | 450 | 1 | ZN | 1
3NP1953-1CD00 |  | terminal cover with reach-around protection, for size NH2, accessory for fuse switch disconnector 3NP1 | 573 | 1 | ZN | 1
3NP1953-1DA00 |  | System masking frame 375 x 245 mm, for Size NH2, accessory for fuse switch disconnector 3NP1 | 425 | 1 | ZN | 1
3NP1953-1GA00 |  | Handle unit standard, without Fuse monitoring, for Size NH2, accessory for fuse switch disconnector 3NP1 | 2380 | 1 | ZN | 1
3NP1953-1GB10 |  | Handle unit with MFM, for Size NH2, accessory for fuse switch disconnector 3NP1 | 7750 | 1 | ZN | 1
3NP1953-1GB20 |  | Handle unit with EFM10, for Size NH2, accessory for fuse switch disconnector 3NP1 | 8070 | 1 | ZN | 1
3NP1953-1GB30 |  | Handle unit with EFM20, for Size NH2, accessory for fuse switch disconnector 3NP1 | 10000 | 1 | ZN | 1
3NP1953-1GB50 |  | Handle unit with EFM25, for Size NH2, accessory for fuse switch disconnector 3NP1 | 10000 | 1 | ZN | 1
3NP1963-1BA00 |  | Saddle terminal 150 - 300 mm2, for size NH3 with screw terminal, accessory for fuse switch disconnector 3NP1 Contains 3 terminals | 712 | 1 | ZN | 1
3NP1963-1BB10 |  | Prism terminal single 150 - 300 mm2, for size NH3 with screw terminal, accessory for fuse switch disconnector 3NP1 Contains 3 terminals | 1430 | 1 | ZN | 1
3NP1963-1BB20 |  | Prism terminal double 2x 150 - 185 mm2, for size NH3 with screw terminal, accessory for fuse switch disconnector 3NP1 Contains 3 terminals | 2130 | 1 | ZN | 1
3NP1963-1CA10 |  | reach-around protection for busbars, Siemens system 8US, for size NH3, accessory for fuse switch disconnector 3NP1 | 418 | 1 | ZN | 1
3NP1963-1CA20 |  | Reach-around protection for Busbars, system Rittal, for size NH3, accessory for fuse switch disconnector 3NP1 | 418 | 1 | ZN | 1
3NP1963-1CB00 |  | Cable connection cover, for Size NH3, accessory for fuse switch disconnector 3NP1 | 492 | 1 | ZN | 1
3NP1963-1CD00 |  | terminal cover with reach-around protection, for size NH3, accessory for fuse switch disconnector 3NP1 | 612 | 1 | ZN | 1
3NP1963-1DA00 |  | System masking frame 375 x 290 mm, for Size NH3, accessory for fuse switch disconnector 3NP1 | 588 | 1 | ZN | 1
3NP1963-1GA00 |  | Handle unit standard, without Fuse monitoring, for Size NH3, accessory for fuse switch disconnector 3NP1 | 2740 | 1 | ZN | 1
3NP1963-1GB10 |  | Handle unit with MFM, for Size NH3, accessory for fuse switch disconnector 3NP1 | 8070 | 1 | ZN | 1
3NP1963-1GB20 |  | Handle unit with EFM10, for Size NH3, accessory for fuse switch disconnector 3NP1 | 8430 | 1 | ZN | 1
3NP1963-1GB30 |  | Handle unit with EFM20, for Size NH3, accessory for fuse switch disconnector 3NP1 | 10200 | 1 | ZN | 1
3NP1963-1GB50 |  | Handle unit with EFM25, for Size NH3, accessory for fuse switch disconnector 3NP1 | 10200 | 1 | ZN | 1
3NP5060-0CA00 |  | SENTRON, Fuse switch disconnector 3NP5, 3-pole, NH00, 160 A, for assembly and installation on mounting plate, with High-speed closing, screw terminal | 8920 | 1 | ZN | 1
3NP5060-0CA10 |  | SENTRON, Fuse switch disconnector 3NP5, 3-pole, NH00, 160 A, for assembly and installation on mounting plate, with High-speed closing, screw terminal, Auxiliary switch on switch disconnector: 1 NO+1 NC | 10400 | 1 | ZN | 1
3NP5060-0CB00 |  | SENTRON, Fuse switch disconnector 3NP5, 3-pole, NH00, 160 A, for assembly and installation on mounting plate, with High-speed closing, Clamp terminal | 9610 | 1 | ZN | 1
3NP5060-0CB10 |  | SENTRON, Fuse switch disconnector 3NP5, 3-pole, NH00, 160 A, for assembly and installation on mounting plate, with High-speed closing, Clamp terminal, Auxiliary switch at Switch disconnector: 1 NO+1 NC | 11000 | 1 | ZN | 1
3NP5060-0EA26 |  | SENTRON, Fuse switch disconnector 3NP5, 3-pole, NH00, 160 A, for assembly and installation on mounting plate, with High-speed closing, screw terminal, Fuse monitoring: through 3RV, Auxiliary switch at Switch disconnector: 1 NO+1 NC, Auxiliary switch at the Fuse monitoring: 2 NO | 22900 | 1 | ZN | 1
3NP5060-0EA86 |  | SENTRON, Fuse switch disconnector 3NP5, 3-pole, NH00, 160 A, for assembly and installation on mounting plate, with High-speed closing, screw terminal, Fuse monitoring: through 3RV, Auxiliary switch at Switch disconnector: 1 NO+1 NC, Auxiliary switch at the Fuse monitoring: 1 NO+1 NC | 22900 | 1 | ZN | 1
3NP5060-0EB26 |  | SENTRON, Fuse switch disconnector 3NP5, 3-pole, NH00, 160 A, for assembly and installation on mounting plate, with High-speed closing, Clamp terminal, Fuse monitoring: through 3VU, Auxiliary switch at Switch disconnector: 1 NO+1 NC, Auxiliary switch at the Fuse monitoring: 2 NO | 23700 | 1 | ZN | 1
3NP5060-0EB86 |  | SENTRON, Fuse switch disconnector 3NP5, 3-pole, NH00, 160 A, for assembly and installation on mounting plate, with High-speed closing, Clamp terminal, Fuse monitoring: through 3VU, Auxiliary switch at Switch disconnector: 1 NO+1 NC, Auxiliary switch at the Fuse monitoring: 1 NO+1 NC | 23700 | 1 | ZN | 1
3NP5065-1CF00 |  | SENTRON, Fuse switch disconnector 3NP5, 3-pole, NH00, 160 A, with Adapter for Busbar system 8US 40 mm, with high-speed closing, screw terminal | 13800 | 1 | ZN | 1
3NP5065-1CF10 |  | SENTRON, Fuse switch disconnector 3NP5, 3-pole, NH00, 160 A, with Adapter for Busbar system 8US 40 mm, with high-speed closing, screw terminal, Auxiliary switch on switch disconnector: 1 NO+1 NC | 15100 | 1 | ZN | 1
3NP5065-1CG00 |  | SENTRON, Fuse switch disconnector 3NP5, 3-pole, NH00, 160 A, with Adapter for Busbar system 8US 40 mm, with high-speed closing, Clamp terminal | 14400 | 1 | ZN | 1
3NP5065-1CG10 |  | SENTRON, Fuse switch disconnector 3NP5, 3-pole, NH00, 160 A, with Adapter for Busbar system 8US 40 mm, with high-speed closing, Clamp terminal, Auxiliary switch at Switch disconnector: 1 NO+1 NC | 15800 | 1 | ZN | 1
3NP5065-1EF26 |  | SENTRON, Fuse switch disconnector 3NP5, 3-pole, NH00, 160 A, with Adapter for Busbar system 8US 40 mm, with high-speed closing, screw terminal, Fuse monitoring: through 3VU, Auxiliary switch at Switch disconnector: 1 NO+1 NC, Auxiliary switch at the Fuse monitoring: 2 NO | 28100 | 1 | ZN | 1
3NP5065-1EF86 |  | SENTRON, Fuse switch disconnector 3NP5, 3-pole, NH00, 160 A, with Adapter for Busbar system 8US 40 mm, with high-speed closing, screw terminal, Fuse monitoring: through 3VU, Auxiliary switch at Switch disconnector: 1 NO+1 NC, Auxiliary switch at the Fuse monitoring: 1 NO+1 NC | 28100 | 1 | ZN | 1
3NP5065-1EG26 |  | SENTRON, Fuse switch disconnector 3NP5, 3-pole, NH00, 160 A, with Adapter for Busbar system 8US 40 mm, with high-speed closing, Clamp terminal, Fuse monitoring: through 3VU, Auxiliary switch at Switch disconnector: 1 NO+1 NC, Auxiliary switch at the Fuse monitoring: 2 NO | 29200 | 1 | ZN | 1
3NP5065-1EG86 |  | SENTRON, Fuse switch disconnector 3NP5, 3-pole, NH00, 160 A, with Adapter for Busbar system 8US 40 mm, with high-speed closing, Clamp terminal, Fuse monitoring: through 3VU, Auxiliary switch at Switch disconnector: 1 NO+1 NC, Auxiliary switch at the Fuse monitoring: 1 NO+1 NC | 29200 | 1 | ZN | 1
3NP5260-0CA00 |  | SENTRON, Fuse switch disconnector 3NP5, 3-pole, NH1, 250 A, for assembly and installation on mounting plate, with High-speed closing, screw terminal | 22000 | 1 | ZN | 1
3NP5260-0CA10 |  | SENTRON, Fuse switch disconnector 3NP5, 3-pole, NH1, 250 A, for assembly and installation on mounting plate, with High-speed closing, screw terminal, Auxiliary switch on switch disconnector: 1 NO+1 NC | 23200 | 1 | ZN | 1
3NP5260-0CB00 |  | SENTRON, Fuse switch disconnector 3NP5, 3-pole, NH1, 250 A, for assembly and installation on mounting plate, with High-speed closing, Clamp terminal | 23800 | 1 | ZN | 1
3NP5260-0CB10 |  | SENTRON, Fuse switch disconnector 3NP5, 3-pole, NH1, 250 A, for assembly and installation on mounting plate, with High-speed closing, Clamp terminal, Auxiliary switch at Switch disconnector: 1 NO+1 NC | 25100 | 1 | ZN | 1
3NP5260-0EA26 |  | SENTRON, Fuse switch disconnector 3NP5, 3-pole, NH1, 250 A, for assembly and installation on mounting plate, with High-speed closing, screw terminal, Fuse monitoring: through 3RV, Auxiliary switch at Switch disconnector: 1 NO+1 NC, Auxiliary switch at the Fuse monitoring: 2 NO | 38100 | 1 | ZN | 1
3NP5260-0EA86 |  | SENTRON, Fuse switch disconnector 3NP5, 3-pole, NH1, 250 A, for assembly and installation on mounting plate, with High-speed closing, screw terminal, Fuse monitoring: through 3RV, Auxiliary switch at Switch disconnector: 1 NO+1 NC, Auxiliary switch at the Fuse monitoring: 1 NO+1 NC | 38100 | 1 | ZN | 1
3NP5260-0EB26 |  | SENTRON, Fuse switch disconnector 3NP5, 3-pole, NH1, 250 A, for assembly and installation on mounting plate, with High-speed closing, screw terminal, Fuse monitoring: through 3VU, Auxiliary switch at Switch disconnector: 1 NO+1 NC, Auxiliary switch at the Fuse monitoring: 2 NO | 40300 | 1 | ZN | 1
3NP5260-0EB86 |  | SENTRON, Fuse switch disconnector 3NP5, 3-pole, NH1, 250 A, for assembly and installation on mounting plate, with High-speed closing, Clamp terminal, Fuse monitoring: through 3VU, Auxiliary switch at Switch disconnector: 1 NO+1 NC, Auxiliary switch at the Fuse monitoring: 1 NO+1 NC | 40300 | 1 | ZN | 1
3NP5360-0CA00 |  | SENTRON, Fuse switch disconnector 3NP5, 3-pole, NH2, 400 A, for assembly and installation on mounting plate, with High-speed closing, screw terminal | 24100 | 1 | ZN | 1
3NP5360-0CA10 |  | SENTRON, Fuse switch disconnector 3NP5, 3-pole, NH2, 400 A, for assembly and installation on mounting plate, with High-speed closing, screw terminal, Auxiliary switch on switch disconnector: 1 NO+1 NC | 25600 | 1 | ZN | 1
3NP5360-0EA26 |  | SENTRON, Fuse switch disconnector 3NP5, 3-pole, NH2, 400 A, for assembly and installation on mounting plate, with High-speed closing, screw terminal, Fuse monitoring: through 3RV, Auxiliary switch at Switch disconnector: 1 NO+1 NC, Auxiliary switch at the Fuse monitoring: 2 NO | 41100 | 1 | ZN | 1
3NP5360-0EA86 |  | SENTRON, Fuse switch disconnector 3NP5, 3-pole, NH2, 400 A, for assembly and installation on mounting plate, with High-speed closing, screw terminal, Fuse monitoring: through 3RV, Auxiliary switch at Switch disconnector: 1 NO+1 NC, Auxiliary switch at the Fuse monitoring: 1 NO+1 NC | 41100 | 1 | ZN | 1
3NP5460-0CA00 |  | SENTRON, Fuse switch disconnector 3NP5, 3-pole, NH3, 630 A, for assembly and installation on mounting plate, with High-speed closing, screw terminal | 28900 | 1 | ZN | 1
3NP5460-0CA10 |  | SENTRON, Fuse switch disconnector 3NP5, 3-pole, NH3, 630 A, for assembly and installation on mounting plate, with High-speed closing, screw terminal, Auxiliary switch on switch disconnector: 1 NO+1 NC | 30300 | 1 | ZN | 1
3NP5460-0EA26 |  | SENTRON, Fuse switch disconnector 3NP5, 3-pole, NH3, 630 A, for assembly and installation on mounting plate, with High-speed closing, screw terminal, Fuse monitoring: through 3RV, Auxiliary switch at Switch disconnector: 1 NO+1 NC, Auxiliary switch at the Fuse monitoring: 2 NO | 45600 | 1 | ZN | 1
3NP5460-0EA86 |  | SENTRON, Fuse switch disconnector 3NP5, 3-pole, NH3, 630 A, for assembly and installation on mounting plate, with High-speed closing, screw terminal, Fuse monitoring: through 3RV, Auxiliary switch at Switch disconnector: 1 NO+1 NC, Auxiliary switch at the Fuse monitoring: 1 NO+1 NC | 45600 | 1 | ZN | 1
3NW1006-0HG |  | SENTRON, cylindrical fuse link, Class CC, 0.6 A, time-lag, Un AC: 600 V, respect national installation rules! for protection of control transformers, reactors and selenoids | 867 | 1 | ZN | 10
3NW1008-0HG |  | SENTRON, cylindrical fuse link, Class CC, 0.8 A, time-lag, Un AC: 600 V, respect national installation rules! for protection of control transformers, reactors and selenoids | 867 | 1 | ZN | 10
3NW1010-0HG |  | SENTRON, cylindrical fuse link, Class CC, 1 A, time-lag, Un AC: 600 V, respect national installation rules! for protection of control transformers, reactors and selenoids | 867 | 1 | ZN | 10
3NW1015-0HG |  | SENTRON, cylindrical fuse link, Class CC, 1.5 A, time-lag, Un AC: 600 V, respect national installation rules! for protection of control transformers, reactors and selenoids | 867 | 1 | ZN | 10
3NW1020-0HG |  | SENTRON, cylindrical fuse link, Class CC, 2 A, time-lag, Un AC: 600 V, respect national installation rules! for protection of control transformers, reactors and selenoids | 867 | 1 | ZN | 10
3NW1025-0HG |  | SENTRON, cylindrical fuse link, Class CC, 2.5 A, time-lag, Un AC: 600 V, respect national installation rules! for protection of control transformers, reactors and selenoids | 867 | 1 | ZN | 10
3NW1030-0HG |  | SENTRON, cylindrical fuse link, Class CC, 3 A, time-lag, Un AC: 600 V, respect national installation rules! for protection of control transformers, reactors and selenoids | 867 | 1 | ZN | 10
3NW1040-0HG |  | SENTRON, cylindrical fuse link, Class CC, 4 A, time-lag, Un AC: 600 V, respect national installation rules! for protection of control transformers, reactors and selenoids | 867 | 1 | ZN | 10
3NW1050-0HG |  | SENTRON, cylindrical fuse link, Class CC, 5 A, time-lag, Un AC: 600 V, respect national installation rules! for protection of control transformers, reactors and selenoids | 867 | 1 | ZN | 10
3NW1060-0HG |  | SENTRON, cylindrical fuse link, Class CC, 6 A, time-lag, Un AC: 600 V, respect national installation rules! for protection of control transformers, reactors and selenoids | 867 | 1 | ZN | 10
3NW1075-0HG |  | SENTRON, cylindrical fuse link, Class CC, 7.5 A, time-lag, Un AC: 600 V, respect national installation rules! for protection of control transformers, reactors and selenoids | 867 | 1 | ZN | 10
3NW1080-0HG |  | SENTRON, cylindrical fuse link, Class CC, 8 A, time-lag, Un AC: 600 V, respect national installation rules! for protection of control transformers, reactors and selenoids | 867 | 1 | ZN | 10
3NW1100-0HG |  | SENTRON, cylindrical fuse link, Class CC, 10 A, time-lag, Un AC: 600 V, respect national installation rules! for protection of control transformers, reactors and selenoids | 867 | 1 | ZN | 10
3NW1150-0HG |  | SENTRON, cylindrical fuse link, Class CC, 15 A, time-lag, Un AC: 600 V, respect national installation rules! for protection of control transformers, reactors and selenoids | 867 | 1 | ZN | 10
3NW1200-0HG |  | SENTRON, cylindrical fuse link, Class CC, 20 A, time-lag, Un AC: 600 V, respect national installation rules! for protection of control transformers, reactors and selenoids | 867 | 1 | ZN | 10
3NW1250-0HG |  | SENTRON, cylindrical fuse link, Class CC, 25 A, time-lag, Un AC: 600 V, respect national installation rules! for protection of control transformers, reactors and selenoids | 867 | 1 | ZN | 10
3NW1300-0HG |  | SENTRON, cylindrical fuse link, Class CC, 30 A, time-lag, Un AC: 600 V, respect national installation rules! for protection of control transformers, reactors and selenoids | 867 | 1 | ZN | 10
3NW2010-0HG |  | SENTRON, cylindrical fuse link, Class CC, 1 A, quick, Un AC: 600 V, respect national installation rules! for protection of lighting installations, heating and control circuits | 984 | 1 | ZN | 10
3NW2020-0HG |  | SENTRON, cylindrical fuse link, Class CC, 2 A, quick, Un AC: 600 V, respect national installation rules! for protection of lighting installations, heating and control circuits | 984 | 1 | ZN | 10
3NW2030-0HG |  | SENTRON, cylindrical fuse link, Class CC, 3 A, quick, Un AC: 600 V, respect national installation rules! for protection of lighting installations, heating and control circuits | 984 | 1 | ZN | 10
3NW2040-0HG |  | SENTRON, cylindrical fuse link, Class CC, 4 A, quick, Un AC: 600 V, respect national installation rules! for protection of lighting installations, heating and control circuits | 984 | 1 | ZN | 10
3NW2050-0HG |  | SENTRON, cylindrical fuse link, Class CC, 5 A, quick, Un AC: 600 V, respect national installation rules! for protection of lighting installations, heating and control circuits | 984 | 1 | ZN | 10
3NW2060-0HG |  | SENTRON, cylindrical fuse link, Class CC, 6 A, quick, Un AC: 600 V, respect national installation rules! for protection of lighting installations, heating and control circuits | 984 | 1 | ZN | 10
3NW2080-0HG |  | SENTRON, cylindrical fuse link, Class CC, 8 A, quick, Un AC: 600 V, respect national installation rules! for protection of lighting installations, heating and control circuits | 984 | 1 | ZN | 10
3NW2100-0HG |  | SENTRON, cylindrical fuse link, Class CC, 10 A, quick, Un AC: 600 V, respect national installation rules! for protection of lighting installations, heating and control circuits | 984 | 1 | ZN | 10
3NW2120-0HG |  | SENTRON, cylindrical fuse link, Class CC, 12 A, quick, Un AC: 600 V, respect national installation rules! for protection of lighting installations, heating and control circuits | 984 | 1 | ZN | 10
3NW2150-0HG |  | SENTRON, cylindrical fuse link, Class CC, 15 A, quick, Un AC: 600 V, respect national installation rules! for protection of lighting installations, heating and control circuits | 984 | 1 | ZN | 10
3NW2200-0HG |  | SENTRON, cylindrical fuse link, Class CC, 20 A, quick, Un AC: 600 V, respect national installation rules! for protection of lighting installations, heating and control circuits | 984 | 1 | ZN | 10
3NW2250-0HG |  | SENTRON, cylindrical fuse link, Class CC, 25 A, quick, Un AC: 600 V, respect national installation rules! for protection of lighting installations, heating and control circuits | 984 | 1 | ZN | 10
3NW2300-0HG |  | SENTRON, cylindrical fuse link, Class CC, 30 A, quick, Un AC: 600 V, respect national installation rules! for protection of lighting installations, heating and control circuits | 984 | 1 | ZN | 10
3NW3010-0HG |  | SENTRON, cylindrical fuse link, Class CC, 1 A, time-lag, current-limiting, Un AC: 600 V, respect national installation rules! for protection of motor-circuits | 980 | 1 | ZN | 10
3NW3020-0HG |  | SENTRON, cylindrical fuse link, Class CC, 2 A, time-lag, current-limiting, Un AC: 600 V, respect national installation rules! for protection of motor-circuits | 980 | 1 | ZN | 10
3NW3030-0HG |  | SENTRON, cylindrical fuse link, Class CC, 3 A, time-lag, current-limiting, Un AC: 600 V, respect national installation rules! for protection of motor-circuits | 980 | 1 | ZN | 10
3NW3040-0HG |  | SENTRON, cylindrical fuse link, Class CC, 4 A, time-lag, current-limiting, Un AC: 600 V, respect national installation rules! for protection of motor-circuits | 980 | 1 | ZN | 10
3NW3050-0HG |  | SENTRON, cylindrical fuse link, Class CC, 5 A, time-lag, current-limiting, Un AC: 600 V, respect national installation rules! for protection of motor-circuits | 980 | 1 | ZN | 10
3NW3060-0HG |  | SENTRON, cylindrical fuse link, Class CC, 6 A, time-lag, current-limiting, Un AC: 600 V, respect national installation rules! for protection of motor-circuits | 980 | 1 | ZN | 10
3NW3080-0HG |  | SENTRON, cylindrical fuse link, Class CC, 8 A, time-lag, current-limiting, Un AC: 600 V, respect national installation rules! for protection of motor-circuits | 980 | 1 | ZN | 10
3NW3100-0HG |  | SENTRON, cylindrical fuse link, Class CC, 10 A, time-lag, current-limiting, Un AC: 600 V, respect national installation rules! for protection of motor-circuits | 980 | 1 | ZN | 10
3NW3120-0HG |  | SENTRON, cylindrical fuse link, Class CC, 12 A, time-lag, current-limiting, Un AC: 600 V, respect national installation rules! for protection of motor-circuits | 980 | 1 | ZN | 10
3NW3150-0HG |  | SENTRON, cylindrical fuse link, Class CC, 15 A, time-lag, current-limiting, Un AC: 600 V, respect national installation rules! for protection of motor-circuits | 980 | 1 | ZN | 10
3NW3200-0HG |  | SENTRON, cylindrical fuse link, Class CC, 20 A, time-lag, current-limiting, Un AC: 600 V, respect national installation rules! for protection of motor-circuits | 980 | 1 | ZN | 10
3NW3250-0HG |  | SENTRON, cylindrical fuse link, Class CC, 25 A, time-lag, current-limiting, Un AC: 600 V, respect national installation rules! for protection of motor-circuits | 980 | 1 | ZN | 10
3NW3300-0HG |  | SENTRON, cylindrical fuse link, Class CC, 30 A, time-lag, current-limiting, Un AC: 600 V, respect national installation rules! for protection of motor-circuits | 980 | 1 | ZN | 10
3NW6000-1 |  | SENTRON, cylindrical fuse link, 10 x 38 mm, 0.5 A, gG, Un AC: 500 V | 97.5 | 1 | ZN | 10
3NW6001-1 |  | SENTRON, cylindrical fuse link, 10 x 38 mm, 6 A, gG, Un AC: 500 V | 97.5 | 1 | ZN | 10
3NW6001-4 |  | SENTRON, cylindrical fuse link, 10 x 38 mm, 6 A, gPV, Un DC: 1000 V | 753 | 1 | ZN | 20
3NW6002-1 |  | SENTRON, cylindrical fuse link, 10 x 38 mm, 2 A, gG, Un AC: 500 V | 97.5 | 1 | ZN | 10
3NW6002-4 |  | SENTRON, cylindrical fuse link, 10 x 38 mm, 2 A, gPV, Un DC: 1000 V | 805 | 1 | ZN | 20
3NW6003-1 |  | SENTRON, cylindrical fuse link, 10 x 38 mm, 10 A, gG, Un AC: 500 V | 97.5 | 1 | ZN | 10
3NW6003-4 |  | SENTRON, cylindrical fuse link, 10 x 38 mm, 10 A, gPV, Un DC: 1000 V | 759 | 1 | ZN | 20
3NW6004-1 |  | SENTRON, cylindrical fuse link, 10 x 38 mm, 4 A, gG, Un AC: 500 V | 97.5 | 1 | ZN | 10
3NW6004-4 |  | SENTRON, cylindrical fuse link, 10 x 38 mm, 4 A, gPV, Un DC: 1000 V | 746 | 1 | ZN | 20
3NW6005-1 |  | SENTRON, cylindrical fuse link, 10 x 38 mm, 16 A, gG, Un AC: 500 V | 97.5 | 1 | ZN | 20
3NW6005-4 |  | SENTRON, cylindrical fuse link, 10 x 38 mm, 16 A, gPV, Un DC: 1000 V | 766 | 1 | ZN | 20
3NW6006-1 |  | SENTRON, cylindrical fuse link, 10 x 38 mm, 12 A, gG, Un AC: 500 V | 97.5 | 1 | ZN | 10
3NW6006-4 |  | SENTRON, cylindrical fuse link, 10 x 38 mm, 12 A, gPV, Un DC: 1000 V | 759 | 1 | ZN | 20
3NW6007-1 |  | SENTRON, cylindrical fuse link, 10 x 38 mm, 20 A, gG, Un AC: 500 V | 97.5 | 1 | ZN | 20
3NW6007-4 |  | SENTRON, cylindrical fuse link, 10 x 38 mm, 20 A, gPV, Un DC: 1000 V | 1820 | 1 | ZN | 20
3NW6008-1 |  | SENTRON, cylindrical fuse link, 10 x 38 mm, 8 A, gG, Un AC: 500 V | 97.5 | 1 | ZN | 10
3NW6008-4 |  | SENTRON, cylindrical fuse link, 10 x 38 mm, 8 A, gPV, Un DC: 1000 V | 753 | 1 | ZN | 20
3NW6010-1 |  | SENTRON, cylindrical fuse link, 10 x 38 mm, 25 A, gG, Un AC: 500 V | 97.5 | 1 | ZN | 20
3NW6011-1 |  | SENTRON, cylindrical fuse link, 10 x 38 mm, 1 A, gG, Un AC: 500 V | 97.5 | 1 | ZN | 10
3NW6012-1 |  | SENTRON, cylindrical fuse link, 10 x 38 mm, 32 A, gG, Un AC: 400 V | 97.5 | 1 | ZN | 20
3NW6101-1 |  | SENTRON, cylindrical fuse link, 14x51 mm, 6 A, gG, Un AC: 690 V | 108 | 1 | ZN | 10
3NW6103-1 |  | SENTRON, cylindrical fuse link, 14x51 mm, 10 A, gG, Un AC: 690 V | 108 | 1 | ZN | 10
3NW6104-1 |  | SENTRON, cylindrical fuse link, 14x51 mm, 4 A, gG, Un AC: 690 V | 108 | 1 | ZN | 10
3NW6105-1 |  | SENTRON, cylindrical fuse link, 14x51 mm, 16 A, gG, Un AC: 690 V | 108 | 1 | ZN | 10
3NW6106-1 |  | SENTRON, cylindrical fuse link, 14x51 mm, 12 A, gG, Un AC: 690 V | 108 | 1 | ZN | 10
3NW6107-1 |  | SENTRON, cylindrical fuse link, 14x51 mm, 20 A, gG, Un AC: 690 V | 108 | 1 | ZN | 10
3NW6108-1 |  | SENTRON, cylindrical fuse link, 14x51 mm, 8 A, gG, Un AC: 690 V | 108 | 1 | ZN | 10
3NW6110-1 |  | SENTRON, cylindrical fuse link, 14x51 mm, 25 A, gG, Un AC: 690 V | 108 | 1 | ZN | 10
3NW6112-1 |  | SENTRON, cylindrical fuse link, 14x51 mm, 32 A, gG, Un AC: 690 V | 127 | 1 | ZN | 10
3NW6117-1 |  | SENTRON, cylindrical fuse link, 14x51 mm, 40 A, gG, Un AC: 500 V | 127 | 1 | ZN | 10
3NW6120-1 |  | SENTRON, cylindrical fuse link, 14x51 mm, 50 A, gG, Un AC: 500 V | 127 | 1 | ZN | 10
3NW6205-1 |  | SENTRON, cylindrical fuse link, 22x58 mm, 16 A, gG, Un AC: 690 V | 186 | 1 | ZN | 10
3NW6207-1 |  | SENTRON, cylindrical fuse link, 22x58 mm, 20 A, gG, Un AC: 690 V | 186 | 1 | ZN | 10
3NW6210-1 |  | SENTRON, cylindrical fuse link, 22x58 mm, 25 A, gG, Un AC: 690 V | 186 | 1 | ZN | 10
3NW6212-1 |  | SENTRON, cylindrical fuse link, 22x58 mm, 32 A, gG, Un AC: 690 V | 186 | 1 | ZN | 10
3NW6217-1 |  | SENTRON, cylindrical fuse link, 22x58 mm, 40 A, gG, Un AC: 690 V | 205 | 1 | ZN | 10
3NW6220-1 |  | SENTRON, cylindrical fuse link, 22x58 mm, 50 A, gG, Un AC: 690 V | 205 | 1 | ZN | 10
3NW6222-1 |  | SENTRON, cylindrical fuse link, 22x58 mm, 63 A, gG, Un AC: 500 V | 205 | 1 | ZN | 10
3NW6224-1 |  | SENTRON, cylindrical fuse link, 22x58 mm, 80 A, gG, Un AC: 500 V | 205 | 1 | ZN | 10
3NW6230-1 |  | SENTRON, cylindrical fuse link, 22x58 mm, 100 A, gG, Un AC: 500 V | 228 | 1 | ZN | 10
3NW6301-1 |  | SENTRON, cylindrical fuse link, 8x32 mm, 6 A, gG, Un AC: 400 V | 108 | 1 | ZN | 10
3NW6302-1 |  | SENTRON, cylindrical fuse link, 8x32 mm, 2 A, gG, Un AC: 400 V | 108 | 1 | ZN | 10
3NW6303-1 |  | SENTRON, cylindrical fuse link, 8x32 mm, 10 A, gG, Un AC: 400 V | 108 | 1 | ZN | 10
3NW6304-1 |  | SENTRON, cylindrical fuse link, 8x32 mm, 4 A, gG, Un AC: 400 V | 108 | 1 | ZN | 10
3NW6305-1 |  | SENTRON, cylindrical fuse link, 8x32 mm, 16 A, gG, Un AC: 400 V | 108 | 1 | ZN | 10
3NW6307-1 |  | SENTRON, cylindrical fuse link, 8x32 mm, 20 A, gG, Un AC: 400 V | 108 | 1 | ZN | 10
3NW6601-4 |  | SENTRON, cylindrical fuse link, 10x85 mm, 6 A, gPV, Un DC: 1500 V | 1150 | 1 | ZN | 10
3NW6603-4 |  | SENTRON, cylindrical fuse link, 10x85 mm, 10 A, gPV, Un DC: 1500 V | 1340 | 1 | ZN | 10
3NW6604-4 |  | SENTRON, cylindrical fuse link, 10x85 mm, 4 A, gPV, Un DC: 1500 V | 1150 | 1 | ZN | 10
3NW6605-4 |  | SENTRON, cylindrical fuse link, 10x85 mm, 16 A, gPV, Un DC: 1500 V | 1340 | 1 | ZN | 10
3NW6606-4 |  | SENTRON, cylindrical fuse link, 10x85 mm, 12 A, gPV, Un DC: 1500 V | 1340 | 1 | ZN | 10
3NW6607-4 |  | SENTRON, cylindrical fuse link, 10x85 mm, 20 A, gPV, Un DC: 1200 V | 1490 | 1 | ZN | 10
3NW6608-4 |  | SENTRON, cylindrical fuse link, 10x85 mm, 8 A, gPV, Un DC: 1500 V | 1150 | 1 | ZN | 10
3NW7013-2 |  | cylindrical fuse holder 10 x 38 mm, 1-pole In: 32 A,Un AC: 690 V | 172 | 1 | ZN | 1
3NW7013-4 |  | SENTRON, cylindrical fuse holder, 10 x 38 mm, 1-pole, In: 30 A, Ue DC: 1000 V, for photovoltaic application | 614 | 1 | ZN | 12
3NW7014-2 |  | cylindrical fuse holder 10 x 38 mm, 1-pole In: 32 A,Un AC: 690 V LED signal detector | 320 | 1 | ZN | 1
3NW7014-4 |  | SENTRON, cylindrical fuse holder, 10 x 38 mm, 1-pole, In: 30 A, Ue DC: 1000 V, LED Signal detector, for photovoltaic application | 1060 | 1 | ZN | 12
3NW7023-2 |  | cylindrical fuse holder 10 x 38 mm, 2-pole In: 32 A,Un AC:690 V | 344 | 1 | ZN | 1
3NW7023-4 |  | SENTRON, cylindrical fuse holder, 10 x 38 mm, 2-pole, In: 30 A, Ue DC: 1000 V, for photovoltaic application | 1260 | 1 | ZN | 6
3NW7024-2 |  | cylindrical fuse holder 10 x 38 mm, 2-pole In: 32 A,Un AC: 690 V LED signal detector | 638 | 1 | ZN | 1
3NW7024-4 |  | SENTRON, cylindrical fuse holder, 10 x 38 mm, 2-pole, In: 25 A, Ue DC: 1000 V, LED Signal detector, for photovoltaic application | 2080 | 1 | ZN | 6
3NW7033-1 |  | SENTRON, cylindrical fuse holder, 10x38 mm, 3-pole, In: 32 A, Un AC: 690 V, compact version | 1440 | 1 | ZN | 1
3NW7033-2 |  | cylindrical fuse holder 10 x 38 mm, 3-pole In: 32 A,Un AC: 690 V | 516 | 1 | ZN | 1
3NW7034-1 |  | SENTRON, cylindrical fuse holder, 10x38 mm, 3-pole, In: 32 A, Un AC: 690 V, LED signal detector, compact version | 2050 | 1 | ZN | 1
3NW7034-2 |  | cylindrical fuse holder 10 x 38 mm, 3-pole In: 32 A,Un AC: 690 V LED signal detector | 959 | 1 | ZN | 1
3NW7053-2 |  | cylindrical fuse holder 10 x 38 mm, 1-pole+N In: 32 A,Un AC: 690 V | 352 | 1 | ZN | 1
3NW7054-2 |  | cylindrical fuse holder 10 x 38 mm, 1-pole+N In: 32 A,Un AC: 690 V LED signal detector | 499 | 1 | ZN | 1
3NW7063-2 |  | cylindrical fuse holder 10 x 38 mm, 3-pole+N In: 32 A,Un AC: 690 V | 699 | 1 | ZN | 1
3NW7064-2 |  | cylindrical fuse holder 10 x 38 mm, 3-pole+N In: 32 A,Un AC: 690 V LED signal detector | 1140 | 1 | ZN | 1
3NW7111 |  | SENTRON, cylindrical fuse holder, 14x51 mm, 1-pole, In: 50 A, Un AC: 690 V | 548 | 1 | ZN | 1
3NW7112 |  | SENTRON, cylindrical fuse holder, 14x51 mm, 1-pole, In: 50 A, Un AC: 690 V, LED signal detector | 691 | 1 | ZN | 1
3NW7121 |  | SENTRON, cylindrical fuse holder, 14x51 mm, 2-pole, In: 50 A, Un AC: 690 V | 1090 | 1 | ZN | 1
3NW7122 |  | SENTRON, cylindrical fuse holder, 14x51 mm, 2-pole, In: 50 A, Un AC: 690 V, LED signal detector | 1390 | 1 | ZN | 1
3NW7131 |  | SENTRON, cylindrical fuse holder, 14x51 mm, 3-pole, In: 50 A, Un AC: 690 V | 1640 | 1 | ZN | 1
3NW7132 |  | SENTRON, cylindrical fuse holder, 14x51 mm, 3-pole, In: 50 A, Un AC: 690 V, LED signal detector | 2070 | 1 | ZN | 1
3NW7151 |  | SENTRON, cylindrical fuse holder, 14x51 mm, 1P+N, In: 50 A, Un AC: 690 V | 1130 | 1 | ZN | 1
3NW7152 |  | SENTRON, cylindrical fuse holder, 14x51 mm, 1P+N, In: 50 A, Un AC: 690 V, LED signal detector | 1280 | 1 | ZN | 1
3NW7161 |  | SENTRON, cylindrical fuse holder, 14x51 mm, 3P+N, In: 50 A, Un AC: 690 V | 2240 | 1 | ZN | 1
3NW7162 |  | SENTRON, cylindrical fuse holder, 14x51 mm, 3P+N, In: 50 A, Un AC: 690 V, LED signal detector | 2660 | 1 | ZN | 1
3NW7211 |  | SENTRON, cylindrical fuse holder, 22x58 mm, 1-pole, In: 100 A, Un AC: 690 V | 765 | 1 | ZN | 1
3NW7212 |  | SENTRON, cylindrical fuse holder, 22x58 mm, 1-pole, In: 100 A, Un AC: 690 V, LED signal detector | 914 | 1 | ZN | 1
3NW7221 |  | SENTRON, cylindrical fuse holder, 22x58 mm, 2-pole, In: 100 A, Un AC: 690 V | 1540 | 1 | ZN | 1
3NW7222 |  | SENTRON, cylindrical fuse holder, 22x58 mm, 2-pole, In: 100 A, Un AC: 690 V, LED signal detector | 1830 | 1 | ZN | 1
3NW7231 |  | SENTRON, cylindrical fuse holder, 22x58 mm, 3-pole, In: 100 A, Un AC: 690 V | 2320 | 1 | ZN | 1
3NW7232 |  | SENTRON, cylindrical fuse holder, 22x58 mm, 3-pole, In: 100 A, Un AC: 690 V, LED signal detector | 2740 | 1 | ZN | 1
3NW7251 |  | SENTRON, cylindrical fuse holder, 22x58 mm, 1P+N, In: 100 A, Un AC: 690 V | 1570 | 1 | ZN | 1
3NW7252 |  | SENTRON, cylindrical fuse holder, 22x58 mm, 1P+N, In: 100 A, Un AC: 690 V, LED signal detector | 1720 | 1 | ZN | 1
3NW7261 |  | SENTRON, cylindrical fuse holder, 22x58 mm, 3P+N, In: 100 A, Un AC: 690 V | 3520 | 1 | ZN | 1
3NW7262 |  | SENTRON, cylindrical fuse holder, 22x58 mm, 3P+N, In: 100 A, Un AC: 690 V, LED signal detector | 3970 | 1 | ZN | 1
3NW7313 |  | SENTRON, cylindrical fuse holder, 8x32 mm, 1-pole, In: 20 A, Un AC: 400 V | 218 | 1 | ZN | 1
3NW7314 |  | SENTRON, cylindrical fuse holder, 8x32 mm, 1-pole, In: 20 A, Un AC: 400 V, LED signal detector | 356 | 1 | ZN | 1
3NW7323 |  | SENTRON, cylindrical fuse holder, 8x32 mm, 2-pole, In: 20 A, Un AC: 400 V | 431 | 1 | ZN | 1
3NW7324 |  | SENTRON, cylindrical fuse holder, 8x32 mm, 2-pole, In: 20 A, Un AC: 400 V, LED signal detector | 729 | 1 | ZN | 1
3NW7333 |  | SENTRON, cylindrical fuse holder, 8x32 mm, 3-pole, In: 20 A, Un AC: 400 V | 651 | 1 | ZN | 1
3NW7334 |  | SENTRON, cylindrical fuse holder, 8x32 mm, 3-pole, In: 20 A, Un AC: 400 V, LED signal detector | 1090 | 1 | ZN | 1
3NW7353 |  | SENTRON, cylindrical fuse holder, 8x32 mm, 1P+N, In: 20 A, Un AC: 400 V | 401 | 1 | ZN | 1
3NW7354 |  | SENTRON, cylindrical fuse holder, 8x32 mm, 1P+N, In: 20 A, Un AC: 400 V, LED signal detector | 548 | 1 | ZN | 1
3NW7363 |  | SENTRON, cylindrical fuse holder, 8x32 mm, 3P+N, In: 20 A, Un AC: 400 V | 834 | 1 | ZN | 1
3NW7364 |  | SENTRON, cylindrical fuse holder, 8x32 mm, 3P+N, In: 20 A, Un AC: 400 V, LED signal detector | 1270 | 1 | ZN | 1
3NW7431 |  | SENTRON, cylindrical fuse holder, 10x38 mm, 3-pole, In: 32 A, Un AC: 690 V, for busbar system 8US 60 mm | 4190 | 1 | ZN | 1
3NW7431-0HG |  | SENTRON, fuse holder, Class CC, 3-pole, In: 30 A, Un AC: 600 V, for busbar system 8US 60 mm, respect national installation rules! | 5050 | 1 | ZN | 1
3NW7431-6HG |  | SENTRON, fuse holder, Class J, 3-pole, In: 100 A, Un AC: 600 V, for busbar system 8US 60 mm, respect national installation rules! | 7500 | 1 | ZN | 1
3NW7431-7HG |  | SENTRON, fuse holder, Class J, 3-pole, In: 200 A, Un AC: 600 V, for busbar system 8US 60 mm, respect national installation rules! | 19100 | 1 | ZN | 1
3NW7431-8HG |  | SENTRON, fuse holder, Class J, 3-pole, In: 400 A, Un AC: 600 V, for busbar system 8US 60 mm, respect national installation rules! | 35100 | 1 | ZN | 1
3NW7511-3HG |  | SENTRON, fuse holder, Class J, 1-pole, In: 30 A, Un AC: 600 V, for mounting on DIN rail, respect national installation rules! | 1550 | 1 | ZN | 6
3NW7511-5HG |  | SENTRON, fuse holder, Class J, 1-pole, In: 60 A, Un AC: 600 V, for mounting on DIN rail, respect national installation rules! | 1680 | 1 | ZN | 6
3NW7513-0HG |  | SENTRON, fuse holder, Class CC, 1-pole, In: 30 A, Un AC: 600 V, respect national installation rules! | 737 | 1 | ZN | 12
3NW7521-3HG |  | SENTRON, fuse holder, Class J, 2-pole, In: 30 A, Un AC: 600 V, for mounting on DIN rail, respect national installation rules! | 3230 | 1 | ZN | 3
3NW7521-5HG |  | SENTRON, fuse holder, Class J, 2-pole, In: 60 A, Un AC: 600 V, for mounting on DIN rail, respect national installation rules! | 3370 | 1 | ZN | 3
3NW7523-0HG |  | SENTRON, fuse holder, Class CC, 2-pole, In: 30 A, Un AC: 600 V, respect national installation rules! | 1470 | 1 | ZN | 6
3NW7531-3HG |  | SENTRON, fuse holder, Class J, 3-pole, In: 30 A, Un AC: 600 V, for mounting on DIN rail, respect national installation rules! | 4810 | 1 | ZN | 2
3NW7531-5HG |  | SENTRON, fuse holder, Class J, 3-pole, In: 60 A, Un AC: 600 V, for mounting on DIN rail, respect national installation rules! | 5660 | 1 | ZN | 2
3NW7531-6HG |  | SENTRON, fuse holder, Class J, 3-pole, In: 100 A, Un AC: 600 V, mounting on mounting plate, respect national installation rules! | 5750 | 1 | ZN | 1
3NW7531-7HG |  | SENTRON, fuse holder, Class J, 3-pole, In: 200 A, Un AC: 600 V, mounting on mounting plate, respect national installation rules! | 14700 | 1 | ZN | 1
3NW7531-8HG |  | SENTRON, fuse holder, Class J, 3-pole, In: 400 A, Un AC: 600 V, mounting on mounting plate, respect national installation rules! | 29600 | 1 | ZN | 1
3NW7533-0HG |  | SENTRON, fuse holder, Class CC, 3-pole, In: 30 A, Un AC: 600 V, respect national installation rules! | 2200 | 1 | ZN | 4
3NW7533-1HG |  | SENTRON, fuse holder, Class CC, 3-pole, In: 30 A, Un AC: 600 V, compact version, respect national installation rules! | 3390 | 1 | ZN | 1
3NW7534-1HG |  | SENTRON, fuse holder, Class CC, 3-pole, In: 30 A, Un AC: 600 V, LED Signal detector, compact version, respect national installation rules! | 4810 | 1 | ZN | 1
3NW7613-4 |  | SENTRON, cylindrical fuse holder, 10x85 mm, 1-pole, In: 32 A, Ue DC: 1500 V, for photovoltaic application | 1150 | 1 | ZN | 5
3NW7901 |  | auxiliary switch 1 CO for cylindrical fuse base size 14x 51 mm for displaying the switching state of fuses with striker indicator | 499 | 1 | ZN | 1
3NW7902 |  | auxiliary switch 1 CO for cylindrical fuse base size 22x 58 mm for indicating the switching state of fuses with striker indicator | 499 | 1 | ZN | 1
3NW7903 |  | auxiliary switch 1 CO for cylindrical fuse holder size 10x 38 mm/8x 32 mm | 798 | 1 | ZN | 1
3NW8000-1 |  | SENTRON, cylindrical fuse link, 10 x 38 mm, 0.5 A, aM, Un AC: 500 V | 137 | 1 | ZN | 10
3NW8001-1 |  | SENTRON, cylindrical fuse link, 10 x 38 mm, 6 A, aM, Un AC: 500 V | 137 | 1 | ZN | 10
3NW8002-1 |  | SENTRON, cylindrical fuse link, 10 x 38 mm, 2 A, aM, Un AC: 500 V | 137 | 1 | ZN | 10
3NW8003-1 |  | SENTRON, cylindrical fuse link, 10 x 38 mm, 10 A, aM, Un AC: 500 V | 137 | 1 | ZN | 10
3NW8004-1 |  | SENTRON, cylindrical fuse link, 10 x 38 mm, 4 A, aM, Un AC: 500 V | 137 | 1 | ZN | 10
3NW8005-1 |  | SENTRON, cylindrical fuse link, 10 x 38 mm, 16 A, aM, Un AC: 500 V | 137 | 1 | ZN | 20
3NW8006-1 |  | SENTRON, cylindrical fuse link, 10 x 38 mm, 12 A, aM, Un AC: 500 V | 137 | 1 | ZN | 10
3NW8007-1 |  | SENTRON, cylindrical fuse link, 10 x 38 mm, 20 A, aM, Un AC: 400 V | 137 | 1 | ZN | 20
3NW8008-1 |  | SENTRON, cylindrical fuse link, 10 x 38 mm, 8 A, aM, Un AC: 500 V | 137 | 1 | ZN | 10
3NW8010-1 |  | SENTRON, cylindrical fuse link, 10 x 38 mm, 25 A, aM, Un AC: 400 V | 137 | 1 | ZN | 20
3NW8011-1 |  | SENTRON, cylindrical fuse link, 10 x 38 mm, 1 A, aM, Un AC: 500 V | 137 | 1 | ZN | 10
3NW8012-1 |  | SENTRON, cylindrical fuse link, 10 x 38 mm, 32 A, aM, Un AC: 400 V | 137 | 1 | ZN | 20
3NW8101-1 |  | SENTRON, cylindrical fuse link, 14x51 mm, 6 A, aM, Un AC: 690 V | 151 | 1 | ZN | 10
3NW8102-1 |  | SENTRON, cylindrical fuse link, 14x51 mm, 2 A, aM, Un AC: 690 V | 151 | 1 | ZN | 10
3NW8103-1 |  | SENTRON, cylindrical fuse link, 14x51 mm, 10 A, aM, Un AC: 690 V | 151 | 1 | ZN | 10
3NW8104-1 |  | SENTRON, cylindrical fuse link, 14x51 mm, 4 A, aM, Un AC: 690 V | 151 | 1 | ZN | 10
3NW8105-1 |  | SENTRON, cylindrical fuse link, 14x51 mm, 16 A, aM, Un AC: 690 V | 151 | 1 | ZN | 10
3NW8106-1 |  | SENTRON, cylindrical fuse link, 14x51 mm, 12 A, aM, Un AC: 690 V | 151 | 1 | ZN | 10
3NW8107-1 |  | SENTRON, cylindrical fuse link, 14x51 mm, 20 A, aM, Un AC: 500 V | 151 | 1 | ZN | 10
3NW8108-1 |  | SENTRON, cylindrical fuse link, 14x51 mm, 8 A, aM, Un AC: 690 V | 151 | 1 | ZN | 10
3NW8110-1 |  | SENTRON, cylindrical fuse link, 14x51 mm, 25 A, aM, Un AC: 500 V | 151 | 1 | ZN | 10
3NW8112-1 |  | SENTRON, cylindrical fuse link, 14x51 mm, 32 A, aM, Un AC: 500 V | 178 | 1 | ZN | 10
3NW8117-1 |  | SENTRON, cylindrical fuse link, 14x51 mm, 40 A, aM, Un AC: 500 V | 178 | 1 | ZN | 10
3NW8120-1 |  | SENTRON, cylindrical fuse link, 14x51 mm, 50 A, aM, Un AC: 400 V | 178 | 1 | ZN | 10
3NW8205-1 |  | SENTRON, cylindrical fuse link, 22x58 mm, 16 A, aM, Un AC: 690 V | 258 | 1 | ZN | 10
3NW8207-1 |  | SENTRON, cylindrical fuse link, 22x58 mm, 20 A, aM, Un AC: 690 V | 258 | 1 | ZN | 10
3NW8210-1 |  | SENTRON, cylindrical fuse link, 22x58 mm, 25 A, aM, Un AC: 690 V | 258 | 1 | ZN | 10
3NW8212-1 |  | SENTRON, cylindrical fuse link, 22x58 mm, 32 A, aM, Un AC: 690 V | 258 | 1 | ZN | 10
3NW8217-1 |  | SENTRON, cylindrical fuse link, 22x58 mm, 40 A, aM, Un AC: 690 V | 286 | 1 | ZN | 10
3NW8220-1 |  | SENTRON, cylindrical fuse link, 22x58 mm, 50 A, aM, Un AC: 690 V | 286 | 1 | ZN | 10
3NW8222-1 |  | SENTRON, cylindrical fuse link, 22x58 mm, 63 A, aM, Un AC: 500 V | 286 | 1 | ZN | 10
3NW8224-1 |  | SENTRON, cylindrical fuse link, 22x58 mm, 80 A, aM, Un AC: 500 V | 286 | 1 | ZN | 10
3NW8230-1 |  | SENTRON, cylindrical fuse link, 22x58 mm, 100 A, aM, Un AC: 500 V | 320 | 1 | ZN | 10
3NX1003 |  | Blanking insert Sz. 00 for LV HRC fuse base Sz. 00 | 376 | 1 | ZN | 3
3NX1004 |  | Blanking insert for LV HRC fuse base, size 1/2/3 | 1130 | 1 | ZN | 3
3NX1021 |  | Signal detector base 690 V AC for LV HRC fuse links Sz. 00-4 | 2060 | 1 | ZN | 1
3NX1022 |  | Signal detector link 690 V AC/>9 V | 1060 | 1 | ZN | 3
3NX1023 |  | Signal detector link 690 V AC/>2 V | 1180 | 1 | ZN | 3
3NX1024 |  | Signal detector for LV HRC fuse links of size 000/00/1 and 2 for mounting on the grip lugs of the fuse link | 899 | 1 | ZN | 1
3NX2023 |  | Phase/end barrier for LV HRC base Sz. 00 | 206 | 1 | ZN | 2
3NX2024 |  | Phase/end barrier for LV HRC base Sz. 1 | 379 | 1 | ZN | 2
3NX2025 |  | Phase/end barrier for LV HRC base Sz. 2 | 440 | 1 | ZN | 2
3NX2026 |  | Phase/end barrier for LV HRC base Sz. 3 | 524 | 1 | ZN | 2
3NX2030 |  | Phase/end barrier for LV HRC base Sz. 0 | 338 | 1 | ZN | 2
3NX3105 |  | ISO cover for LV HRC base Size 00 | 160 | 1 | ZN | 2
3NX3106 |  | ISO cover for LV HRC base Size 1 | 398 | 1 | ZN | 2
3NX3107 |  | ISO cover for LV HRC base Size 2 | 470 | 1 | ZN | 2
3NX3108 |  | ISO cover for LV HRC base Size 3 | 546 | 1 | ZN | 2
3NX3114 |  | ISO cover for LV HRC base Size 0 | 227 | 1 | ZN | 2
3NX3115 |  | ISO cover IP2X Sz. 00 for LV HRC fuse base Sz. 00 | 279 | 1 | ZN | 10
3NX3116 |  | ISO cover IP2X for LV HRC base Sz. 00 | 174 | 1 | ZN | 10
3NY1074 |  | Spare part for switch 3NP5060 Handle unit | 2810 | 1 | ZN | 1
3NY1102 |  | Spare part for switch 3NP52 Molded plastic cover 300x 220 mm | 722 | 1 | ZN | 1
3NY1103 |  | Spare part for switch 3NP53 Molded plastic cover 300x 245 mm | 883 | 1 | ZN | 1
3NY1104 |  | Spare part for switch 3NP54 Molded plastic cover 300x 290 mm | 1620 | 1 | ZN | 1
3NY1105 |  | accessories for switch 3NP50 molded-plastic masking frame 215x 135 mm with and without auxiliary switch | 539 | 1 | ZN | 1
3NY1106 |  | Accessory for switch 3NP50 Molded plastic cover 290x 135 mm for covering the cable lug connections with and auxiliary switch | 586 | 1 | ZN | 1
3NY1107 |  | Accessory for switch 3NP50 Molded plastic cover 265x 135 mm | 811 | 1 | ZN | 1
3NY1108 |  | accessory for switch 3NP5, for rated current 160 A, molded-plastic masking frame 290 x 135 mm, for separate covering, for top and bottom cable lug connections | 678 | 1 | ZN | 1
3NY1115 |  | Accessory for switch 3NP50 for rated current 160 A Molded plastic cover 215x 135 mm for switch with auxiliary current switch | 539 | 1 | ZN | 1
3NY1116 |  | Accessory for switch 3NP50 Molded plastic cover 290x 135 mm for covering the cable lug connections with auxiliary switches | 586 | 1 | ZN | 1
3NY1125 |  | Masking frame for 3NP506 | 586 | 1 | ZN | 1
3NY1208 |  | Accessory for switch 3NP5060 Assembly kit with molded plastic cover 250 x 149 mm | 2920 | 1 | ZN | 1
3NY1210 |  | Accessory for switch 3NP5260 Assembly kit with molded plastic cover 300 x 220 mm | 2400 | 1 | ZN | 1
3NY1211 |  | Accessory for switch 3NP5360 Assembly kit with molded plastic cover 300x 245 mm | 2500 | 1 | ZN | 1
3NY1212 |  | Accessory for switch 3NP5460 Assembly kit with molded plastic cover 300x 290 mm | 2670 | 1 | ZN | 1
3NY1241 |  | Accessory for switch 3NP52 Single cover for connection screws M10 consists of 6 covers | 3140 | 1 | ZN | 1
3NY1245 |  | Accessory for switch 3NP53 and 3NP5460 Single cover for connection screws M10 consists of 6 covers | 3140 | 1 | ZN | 1
3NY1371 |  | Spare part for switch 3NP5260 Handle unit | 4690 | 1 | ZN | 1
3NY1372 |  | Spare part for switch 3NP5360 Handle unit | 4920 | 1 | ZN | 1
3NY1373 |  | Spare part for switch 3NP5460 Handle unit | 5530 | 1 | ZN | 1
3NY1420 |  | Spare part for switch 3NP50 Handle unit with switch 3RV1 for voltages up to 690 V AC/ 250 V DC | 14700 | 1 | ZN | 1
3NY1421 |  | Spare part for switch 3NP5260 Handle unit with switch 3RV1 for voltages up to 690 V AC/ 250 V DC | 22800 | 1 | ZN | 1
3NY1422 |  | Spare part for switch 3NP5360 Handle unit with switch 3RV16 for voltages up to 690 V AC/ 250 V DC | 23700 | 1 | ZN | 1
3NY1423 |  | Spare part for switch 3NP5460 Handle unit with switch 3RV1 for voltages up to 690 V AC/ 250 V DC | 25900 | 1 | ZN | 1
3NY1903 |  | Spare part for switch 3NP50 Clamp terminal consists of 3 clamp terminals | 431 | 1 | ZN | 1
3NY1907 |  | Accessory for switch 3NP52 Clamp terminal for circular conductor 35 to 130 mm comprises 3 clamp terminals | 1790 | 1 | ZN | 1
3NY1910 |  | Accessory for switch 3NP50-54 and 3NP407 Connector with 1 m connection cable | 1660 | 1 | ZN | 1
3NY1911 |  | Accessory for switch 3NP50-54 and 3NP407 Connector with 3 m connection cable | 2310 | 1 | ZN | 1
3NY3033 |  | spare part for switch 3NP50 auxiliary switches 1 NO+1 NC with mounting parts and actuating cam | 858 | 1 | ZN | 1
3NY3034 |  | Accessory for switch 3NP526 to 3NP546 Auxiliary switch 1 NO+1 NC with mounting bracket and screws (mounting kit) | 897 | 1 | ZN | 1
3NY4011 |  | Spare part for switch 3NP52 Arc chute | 870 | 1 | ZN | 1
3NY4012 |  | Spare part for switch 3NP53/54 Arc chute | 845 | 1 | ZN | 1
3NY4031 |  | Spare part for switch 3NP50 Arc chute | 1570 | 1 | ZN | 1
3RA1921-1DA00 |  | Link module Electrical and mechanical for 3RV2.1/3RV2.2 and 3RT2.1 AC and DC operation (individual unit packaging) | 186 | 1 | Z9 | 1
3RA1932-2D |  | Connector set (2 units) for mechanical connection of two contactors 3RT105, 3RT145 | 90.8 | 1 | Z9 | 10
3RA1941-1AA00 |  | Link module Electrical and mechanical for 3RV2.41/3RV2.42 and 3RT2.4. 3RW304/3RW404 AC operation (individual unit packaging) | 511 | 1 | Z9 | 1
3RA1952-2A |  | Base plate for mounting of combination of two contactors (2x 3RT1.5) for reversing | 2780 | 1 | Z9 | 1
3RA1952-2E |  | Base plate for mounting of combination of three contactors (2x 3RT1.5, 1x 3RT2.4) for star-delta (wye-delta) start up | 3190 | 1 | Z9 | 1
3RA1952-2F |  | Base plate for mounting of combination of three contactors (3x 3RT1.5) for star-delta (wye-delta) start up | 3190 | 1 | Z9 | 1
3RA1953-2A |  | Set of link rails for reversing contactor assemblies 3RT1.5 Infeed and output side, phase swapping output side | 15800 | 1 | Z9 | 1
3RA1953-2B |  | Set of link rails between delta contactor 3RT1.5 and star (wye) contactor 3RT1.5 phase swapping output side , including neutral bridge | 9700 | 1 | Z9 | 1
3RA1953-2M |  | set of link rails incl. set of connection screws for reversing contactor assemblies 3RT1.5 infeed and outgoing side, phase swapping on outgoing side , contactor with busbar connection (without box terminal) | 4670 | 1 | Z9 | 1
3RA1953-2N |  | set of link rails incl. set of connection screws between delta contactor 3RT1.5 and star (wye) contactor 3RT1.5 phase swapping on outgoing side , including neutral bridge , contactor with busbar connection (without box terminal) | 2860 | 1 | Z9 | 1
3RA1953-3D |  | Set of link rails for assemblies 3RT1.5 , infeed side, in-phase | 9330 | 1 | Z9 | 1
3RA1953-3G |  | Set of link rails between delta contactor 3RT1.5 and star (wye) contactor 3RT2 (S3) , at output side | 8470 | 1 | Z9 | 1
3RA1953-3P |  | set of link rails incl. set of connection screws for reversing contactor assemblies 3RT1.5 , infeed side, phase swapping | 2720 | 1 | Z9 | 1
3RA1954-2A |  | Mechanical interlock for contactor size S6, S10, S12 3RT10, 3RT12, 3RT14 | 786 | 1 | Z9 | 1
3RA1954-2G |  | connector for YD combination, Module. S6-S6-S3 (2x 3RT1.5, 1x 3RT2.4) | 1420 | 1 | Z9 | 1
3RA1962-2A |  | Base plate for mounting of combination of two contactors (2x 3RT1.6) for reversing | 3420 | 1 | Z9 | 1
3RA1962-2E |  | Base plate for mounting of combination of three contactors (2x 3RT1.6, 1x 3RT1.5) for star-delta (wye-delta) start up | 3720 | 1 | Z9 | 1
3RA1962-2F |  | Base plate for mounting of combination of three contactors (3x 3RT1.6) for star-delta (wye-delta) start up | 3720 | 1 | Z9 | 1
3RA1963-2A |  | Set of link rails for reversing contactor assemblies 3RT1.6 Infeed and output side, phase swapping output side , contactor with busbar connection (without box terminal) | 10000 | 1 | Z9 | 1
3RA1963-2B |  | Set of link rails between delta contactor 3RT1.6 and star (wye) contactor 3RT1.6 phase swapping output side , including neutral bridge , contactor with busbar connection (without box terminal) | 6360 | 1 | Z9 | 1
3RA1963-3D |  | set of link rails incl. set of connection screws for reversing contactor assemblies 3RT1.6 , infeed side, phase swapping | 7780 | 1 | Z9 | 1
3RA1963-3E |  | Set of link rails between delta contactor 3RT1.6 and star (wye) contactor 3RT1.5 , at output side | 9150 | 1 | Z9 | 1
3RA1972-2A |  | Base plate for mounting of combination of two contactors (2x 3RT1.7) for reversing | 3790 | 1 | Z9 | 1
3RA1972-2E |  | Base plate for mounting of combination of three contactors (2x 3RT1.7, 1x 3RT1.6) for star-delta (wye-delta) start up | 4170 | 1 | Z9 | 1
3RA1972-2F |  | Base plate for mounting of combination of three contactors (3x 3RT1.7) for star-delta (wye-delta) start up | 4170 | 1 | Z9 | 1
3RA1973-2A |  | set of link rails incl. set of connection screws for reversing contactor assemblies 3RT1.7 infeed and outgoing side, phase swapping on outgoing side , contactor with busbar connection (without box terminal) | 13100 | 1 | Z9 | 1
3RA1973-2B |  | set of link rails incl. set of connection screws between delta contactor 3RT1.7 and star (wye) contactor 3RT1.7 phase swapping on outgoing side , including neutral bridge , contactor with busbar connection (without box terminal) | 7900 | 1 | Z9 | 1
3RA1973-3D |  | set of link rails incl. set of connection screws for reversing contactor assemblies 3RT1.7 , infeed side, phase swapping | 8530 | 1 | Z9 | 1
3RA1973-3E |  | Set of link rails between delta contactor 3RT1.7 and star (wye) contactor 3RT1.6 , at output side | 9760 | 1 | Z9 | 1
3RA2120-1JA24-0AP0 |  | Load feeder fuseless, Direct-on-line starting 400 V AC, Size S0 7.00...10.0 A 230 V AC screw terminal for installation on standard mounting rail (also fulfills type of coordination 1) Type of coordination 2, Iq = 150 kA 1 NO+1 NC (contactor) | 5470 | 1 | Z9 | 1
3RA2711-0EE02 |  | module connector, 8 cm, 14-pole, for function modules 3RA27 and 3RA2816-0EW20 | 389 | 1 | Z9 | 1
3RA2711-0EE03 |  | module connector, 21 cm, 14-pole, for function modules 3RA27 and 3RA2816-0EW20 | 508 | 1 | Z9 | 1
3RA2711-0EE06 |  | module connector, 9 cm, 14-pole, for function modules 3RA27 and 3RA2816-0EW20 | 551 | 1 | Z9 | 1
3RA2711-0EE07 |  | module connector, 26 cm, 14-pole, for function modules 3RA27 and 3RA2816-0EW20 | 641 | 1 | Z9 | 1
3RA2711-0EE08 |  | module connector, 33.5 cm, 14-pole, for function modules 3RA27 and 3RA2816-0EW20 | 650 | 1 | Z9 | 1
3RA2711-0EE10 |  | module connector set, with 2 module connectors short and 2 interface covers for function modules 3RA27 and 3RA2816-0EW20 | 911 | 1 | Z9 | 1
3RA2711-0EE11 |  | connecting cable for operator unit 3RA6935-0A, with function module for IO-Link, 10-pole to 14-pole | 1520 | 1 | Z9 | 1
3RA2711-0EE15 |  | 5x interface cover, for function modules 3RA27 and 3RA2816-0EW20 | 194 | 1 | Z9 | 1
3RA2711-0EE16 |  | module connector, 9 cm, 10-pole, additional infeed of auxiliary voltage, for function modules 3RA27 | 696 | 1 | Z9 | 1
3RA2711-0EE17 |  | module connector, 6 cm, 14-pole, for function modules 3RA27 and 3RA2816-0EW20 | 522 | 1 | Z9 | 1
3RA2711-0EE18 |  | module connector, 13 cm, 14-pole, for function modules 3RA27 and 3RA2816-0EW20 | 551 | 1 | Z9 | 1
3RA2711-1AA00 |  | function module for IO-Link, direct start, screw terminal, can be snapped on at the front on communication-capable contactor 3RT20â€¦-â€¦..-0CC0 | 2500 | 1 | Z9 | 1
3RA2711-1BA00 |  | function module for IO-Link, reversing start, screw terminal, can be snapped on at the front on communication-capable contactor 3RT20â€¦-â€¦..-0CC0 | 4660 | 1 | Z9 | 1
3RA2711-1CA00 |  | function module for IO-Link, star-delta (wye-delta) start, screw terminal, can be snapped on at the front on communication-capable contactor 3RT20â€¦-â€¦..-0CC0 | 7300 | 1 | Z9 | 1
3RA2711-2AA00 |  | function module for IO-Link, direct start, spring-loaded terminal, can be snapped on at the front on communication-capable contactor 3RT20â€¦-â€¦..-0CC0 | 2500 | 1 | Z9 | 1
3RA2711-2BA00 |  | function module for IO-Link, reversing start, spring-loaded terminal, can be snapped on at the front on communication-capable contactor 3RT20â€¦-â€¦..-0CC0 | 4660 | 1 | Z9 | 1
3RA2711-2CA00 |  | function module for IO-Link, star-delta (wye-delta) start, spring-loaded terminal, can be snapped on at the front on communication-capable contactor 3RT20â€¦-â€¦..-0CC0 | 7300 | 1 | Z9 | 1
3RA2712-1AA00 |  | function module for AS-i, direct start, screw terminal, can be snapped on at the front on communication-capable contactor 3RT20â€¦-â€¦..-0CC0 | 2740 | 1 | Z9 | 1
3RA2712-1BA00 |  | function module for AS-i, reversing start, screw terminal, can be snapped on at the front on communication-capable contactor 3RT20â€¦-â€¦..-0CC0 | 5150 | 1 | Z9 | 1
3RA2712-1CA00 |  | function module for AS-i, star-delta (wye-delta) start screw terminal, can be snapped on at the front on communication-capable contactor 3RT20â€¦-â€¦..-0CC0 | 7960 | 1 | Z9 | 1
3RA2712-2AA00 |  | function module for AS-i, direct start, spring-loaded terminal, can be snapped on at the front on communication-capable contactor 3RT20â€¦-â€¦..-0CC0 | 2740 | 1 | Z9 | 1
3RA2712-2BA00 |  | function module for AS-i, reversing start, spring-loaded terminal, can be snapped on at the front on communication-capable contactor 3RT20â€¦-â€¦..-0CC0 | 5150 | 1 | Z9 | 1
3RA2712-2CA00 |  | function module for AS-i, star-delta (wye-delta) start spring-loaded terminal, can be snapped on at the front on communication-capable contactor 3RT20â€¦-â€¦..-0CC0 | 7960 | 1 | Z9 | 1
3RA2811-1CW10 |  | electronic timing relay, ON-delay, with semiconductor output, time range 0.05-100 s, 24-240 V AC/DC, 50/60 Hz, varistor for attenuation of the contactor coils integrated, screw terminal, can be snapped onto the front on contactors 3RT201 / 3RT202 and auxiliary contactors 3RH2 | 1440 | 1 | Z9 | 1
3RA2811-2CW10 |  | electronic timing relay, ON-delay, with semiconductor output, time range 0.05-100 s, 24-240 V AC/DC, 50/60 Hz, varistor for attenuation of the contactor coils integrated, spring-loaded terminal, can be snapped onto the front on contactors 3RT201 / 3RT202 and auxiliary contactors 3RH2 | 1440 | 1 | Z9 | 1
3RA2812-1DW10 |  | electronic timing relay, off delayed, with control signal and semiconductor output, time range 0.05-100 s, 24-240 V AC/DC, 50/60 Hz, varistor for attenuation of the contactor coils integrated, screw terminal, can be snapped onto the front on contactors 3RT201 / 3RT202 and auxiliary contactors 3RH2 | 1920 | 1 | Z9 | 1
3RA2812-2DW10 |  | electronic timing relay, off delayed, with control signal and semiconductor output, time range 0.05-100 s, 24-240 V AC/DC, 50/60 Hz, varistor for attenuation of the contactor coils integrated, spring-loaded terminal, can be snapped onto the front on contactors 3RT201 / 3RT202 and auxiliary contactors 3RH2 | 1920 | 1 | Z9 | 1
3RA2813-1AW10 |  | solid-state time-delayed auxiliary switch, ON-delay, relay: 1 CO, time range 0.05-100 s, 24-240 V AC/DC, 50/60 Hz, varistor for attenuation of the contactor coils integrated, screw terminal, can be snapped onto the front on contactors 3RT20 and contactor relays 3RH2 | 1780 | 1 | Z9 | 1
3RA2813-1FW10 |  | solid-state time-delayed auxiliary switch, ON-delay, relay 1 NC + 1 NO, time range 0.05-100 s, 24-240 V AC/DC, 50/60 Hz, varistor for attenuation of the contactor coils integrated, screw terminal, can be snapped onto the front on contactors 3RT20 and contactor relays 3RH2 | 1970 | 1 | Z9 | 1
3RA2813-2AW10 |  | solid-state time-delayed auxiliary switch, ON-delay, relay: 1 CO, time range 0.05-100 s, 24-240 V AC/DC, 50/60 Hz, varistor for attenuation of the contactor coils integrated, spring-loaded terminal, can be snapped onto the front on contactors 3RT20 and contactor relays 3RH2 | 1780 | 1 | Z9 | 1
3RA2813-2FW10 |  | solid-state time-delayed auxiliary switch, ON-delay, relay 1 NC + 1 NO, time range 0.05-100 s, 24-240 V AC/DC, 50/60 Hz, varistor for attenuation of the contactor coils integrated, spring-loaded terminal, can be snapped onto the front on contactors 3RT20 and contactor relays 3RH2 | 1970 | 1 | Z9 | 1
3RA2814-1AW10 |  | solid-state time-delayed auxiliary switch, off delayed, with control signal, relay: 1 CO, time range 0.05-100 s, 24-240 V AC/DC, 50/60 Hz, varistor for attenuation of the contactor coils integrated, screw terminal, can be snapped onto the front on contactors 3RT20 and contactor relays 3RH2 | 2630 | 1 | Z9 | 1
3RA2814-1FW10 |  | solid-state time-delayed auxiliary switch, off delayed, with control signal, relay 1 NC + 1 NO, time range 0.05-100 s, 24-240 V AC/DC, 50/60 Hz, varistor for attenuation of the contactor coils integrated, screw terminal, can be snapped onto the front on contactors 3RT20 and contactor relays 3RH2 | 2900 | 1 | Z9 | 1
3RA2814-2AW10 |  | solid-state time-delayed auxiliary switch, off delayed, with control signal, relay: 1 CO, time range 0.05-100 s, 24-240 V AC/DC, 50/60 Hz, varistor for attenuation of the contactor coils integrated, spring-loaded terminal, can be snapped onto the front on contactors 3RT20 and contactor relays 3RH2 | 2630 | 1 | Z9 | 1
3RA2814-2FW10 |  | solid-state time-delayed auxiliary switch, off delayed, with control signal, relay 1 NC + 1 NO, time range 0.05-100 s, 24-240 V AC/DC, 50/60 Hz, varistor for attenuation of the contactor coils integrated, spring-loaded terminal, can be snapped onto the front on contactors 3RT20 and contactor relays 3RH2 | 2900 | 1 | Z9 | 1
3RA2815-1AW10 |  | solid-state time-delayed auxiliary switch, off delayed, without control signal, relay: 1 CO, time range 0.05-100 s, 24-240 V AC/DC, 50/60 Hz, varistor for attenuation of the contactor coils integrated, screw terminal, can be snapped onto the front on contactors 3RT20 and contactor relays 3RH2 | 1970 | 1 | Z9 | 1
3RA2815-1FW10 |  | solid-state time-delayed auxiliary switch, off delayed, without control signal, relay 1 NC + 1 NO, time range 0.05-100 s, 24-240 V AC/DC, 50/60 Hz, varistor for attenuation of the contactor coils integrated, screw terminal, can be snapped onto the front on contactors 3RT20 and contactor relays 3RH2 | 2150 | 1 | Z9 | 1
3RA2815-2AW10 |  | solid-state time-delayed auxiliary switch, off delayed, without control signal, relay: 1 CO, time range 0.05-100 s, 24-240 V AC/DC, 50/60 Hz, varistor for attenuation of the contactor coils integrated, spring-loaded terminal, can be snapped onto the front on contactors 3RT20 and contactor relays 3RH2 | 1970 | 1 | Z9 | 1
3RA2815-2FW10 |  | solid-state time-delayed auxiliary switch, off delayed, without control signal, relay 1 NC + 1 NO, time range 0.05-100 s, 24-240 V AC/DC, 50/60 Hz, varistor for attenuation of the contactor coils integrated, spring-loaded terminal, can be snapped onto the front on contactors 3RT20 and contactor relays 3RH2 | 2150 | 1 | Z9 | 1
3RA2816-0EW20 |  | function module star-delta (wye-delta), consisting of lateral basic module and two coupling modules, time range 0.05-60 s, 24-240 V AC/DC, 50/60 Hz, varistor for attenuation of the contactor coils integrated, for contactors 3RT20 | 3540 | 1 | Z9 | 1
3RA2831-1DG10 |  | electronic timing relay, ON-delay, with semiconductor output, time range 0.05-100 s, 24-90 V AC/DC, 50/60 Hz, varistor for attenuation of the contactor coils integrated, screw terminal, can be snapped onto the front on contactors 3RT203 / 3RT204 | 1590 | 1 | Z9 | 1
3RA2831-1DH10 |  | electronic timing relay, ON-delay, with semiconductor output, time range 0.05-100 s, 90-240 V AC/DC, 50/60 Hz, varistor for attenuation of the contactor coils integrated, screw terminal, can be snapped onto the front on contactors 3RT203 / 3RT204 | 1590 | 1 | Z9 | 1
3RA2831-2DG10 |  | electronic timing relay, ON-delay, with semiconductor output, time range 0.05-100 s, 24-90 V AC/DC, 50/60 Hz, varistor for attenuation of the contactor coils integrated, spring-loaded terminal, can be snapped onto the front on contactors 3RT203 / 3RT204 | 1590 | 1 | Z9 | 1
3RA2831-2DH10 |  | electronic timing relay, ON-delay, with semiconductor output, time range 0.05-100 s, 90-240 V AC/DC, 50/60 Hz, varistor for attenuation of the contactor coils integrated, spring-loaded terminal, can be snapped onto the front on contactors 3RT203 / 3RT204 | 1590 | 1 | Z9 | 1
3RA2832-1DG10 |  | electronic timing relay, off delayed, with control signal and semiconductor output, time range 0.05-100 s, 24-90 V AC/DC, 50/60 Hz, varistor for attenuation of the contactor coils integrated, screw terminal, can be snapped onto the front on contactors 3RT203 / 3RT204 | 2050 | 1 | Z9 | 1
3RA2832-1DH10 |  | electronic timing relay, off delayed, with control signal and semiconductor output, time range 0.05-100 s, 90-240 V AC/DC, 50/60 Hz, varistor for attenuation of the contactor coils integrated, screw terminal, can be snapped onto the front on contactors 3RT203 / 3RT204 | 2050 | 1 | Z9 | 1
3RA2832-2DG10 |  | electronic timing relay, off delayed, with control signal and semiconductor output, time range 0.05-100 s, 24-90 V AC/DC, 50/60 Hz, varistor for attenuation of the contactor coils integrated, spring-loaded terminal, can be snapped onto the front on contactors 3RT203 / 3RT204 | 2050 | 1 | Z9 | 1
3RA2832-2DH10 |  | electronic timing relay, off delayed, with control signal and semiconductor output, time range 0.05-100 s, 90-240 V AC/DC, 50/60 Hz, varistor for attenuation of the contactor coils integrated, spring-loaded terminal, can be snapped onto the front on contactors 3RT203 / 3RT204 | 2050 | 1 | Z9 | 1
3RA2902-1B |  | Side module for standard mounting rail adapter | 63.4 | 1 | Z9 | 10
3RA2908-1A |  | Screwdriver SIRIUS partially insulated, titanium gray Dimensions 3.0 x 0.5 x 100 for actuating the spring-type terminals | 325 | 1 | Z9 | 1
3RA2910-0 |  | sealable cover, for electronic time relay and solid-state time-delayed auxiliary switch blocks 3RA28 | 129 | 1 | Z9 | 5
3RA2911-1C |  | Spacer disc for standard mounting rail adapter for 3RA2 (multi-unit packaging) | 55.7 | 1 | Z9 | 5
3RA2911-1CA00 |  | Spacer disc for standard mounting rail adapter for 3RA2 | 55.7 | 1 | Z9 | 1
3RA2911-2A |  | Link module Electrical and mechanical for 3RV2011 and 3RT201. Spring-type terminal (multi-unit packaging) | 175 | 1 | Z9 | 10
3RA2911-2AA00 |  | Link module Electrical and mechanical for 3RV2011 and 3RT201. Spring-type terminal | 175 | 1 | Z9 | 1
3RA2911-2F |  | Hybrid link module Electrical and mechanical for 3RV2.1 screw-type technology and 3RT2.1 spring-type (multi-unit packaging) | 200 | 1 | Z9 | 10
3RA2911-2FA00 |  | Hybrid link module Electrical and mechanical for 3RV2.1 screw-type technology and 3RT2.1 spring-type | 200 | 1 | Z9 | 1
3RA2911-2GA00 |  | Link module Electrical and mechanical for 3RV2011 and 3RW3.1 Spring-type terminal | 419 | 1 | Z9 | 1
3RA2912-2H |  | Mechanical connectors Lateral interlock for contactor 3RT2.1 consists of 2 connectors and 1 anchor for 1 combination | 80.8 | 1 | Z9 | 10
3RA2913-1DB1 |  | Wiring kit for screw terminal Electrical and mechanical complete for load feeders fuseless, Size S00 for 60 mm busbar systems consists of Wiring module busbar adapter Device holder and side modules | 2020 | 1 | Z9 | 1
3RA2913-1DB2 |  | Wiring kit spring-type Electrical and mechanical complete for load feeders fuseless, Size S00 for 60 mm busbar systems consists of Wiring module busbar adapter Device holder and side modules | 2020 | 1 | Z9 | 1
3RA2913-2AA1 |  | Wiring kit for screw terminal Electrical and mechanical Including mechanical interlocking for reversing starter Size S00 | 713 | 1 | Z9 | 1
3RA2913-2AA2 |  | Wiring kit spring-type Electrical and mechanical Including mechanical interlocking for reversing starter Size S00 | 713 | 1 | Z9 | 1
3RA2913-2BB1 |  | Wiring kit for screw terminal Electrical and mechanical Including mechanical interlocking for YD starter Size S00 | 725 | 1 | Z9 | 1
3RA2913-2BB2 |  | Wiring kit spring-type Electrical and mechanical Including mechanical interlocking for YD starter Size S00 | 725 | 1 | Z9 | 1
3RA2913-3DA1 |  | Wiring module top for contactor assembly S00 without gap between the Contactors, screw terminal | 227 | 1 | Z9 | 5
3RA2913-3DA2 |  | Wiring module top for contactor assembly S00 without gap between the Contactors, Spring-type terminal | 227 | 1 | Z9 | 5
3RA2913-3EA1 |  | Wiring module bottom for contactor assembly S00 without gap between the Contactors, screw terminal | 227 | 1 | Z9 | 5
3RA2913-3EA2 |  | Wiring module bottom for contactor assembly S00 without gap between the Contactors, Spring-type terminal | 227 | 1 | Z9 | 5
3RA2913-3K |  | 3-phase feed-in terminal, for contactors 3RT201 | 352 | 1 | Z9 | 5
3RA2916-1A |  | link module for two 3RT201 contactors in series, screw terminal | 368 | 1 | Z9 | 1
3RA2921-1A |  | link module for screw terminal electrical and mechanical for 3RV2.1/3RV2.2 and 3RT2.2. AC operation (multi-unit packaging) | 186 | 1 | Z9 | 10
3RA2921-1AA00 |  | Link module for screw terminal electrical and mechanical for 3RV2.1/3RV2.2, and 3RT2.2. AC operation | 186 | 1 | Z9 | 1
3RA2921-1B |  | Link module for screw terminal electrical and mechanical for 3RV2.1/3RV2.2 and 3RT2.2 DC operation or soft starter 3RW3 or sold-state contactor 3RF34 (multi-unit packaging) | 186 | 1 | Z9 | 10
3RA2921-1BA00 |  | link module for screw terminal electrical and mechanical for 3RV2.1/3RV2.2-3RT2.2 DC operation,AC/DC operation or soft starter 3RW3 or solid-state contactor 3RF34 | 186 | 1 | Z9 | 1
3RA2921-2A |  | Link module spring-type Electrical and mechanical for 3RV2.21 and 3RT2.2. (multi-unit packaging) | 186 | 1 | Z9 | 10
3RA2921-2AA00 |  | Link module spring-type Electrical and mechanical for 3RV2.21 and 3RT2.2. | 186 | 1 | Z9 | 1
3RA2921-2F |  | Hybrid link module Electrical and mechanical for 3RV2.2 screw-type technology and 3RT2.2 spring-type (multi-unit packaging) | 227 | 1 | Z9 | 10
3RA2921-2FA00 |  | Hybrid link module Electrical and mechanical for 3RV2.2 screw-type technology and 3RT2.2 spring-type | 227 | 1 | Z9 | 1
3RA2921-2GA00 |  | Link module Electrical and mechanical for 3RV2021 and 3RW3.2, 3RW402 Spring-type terminal | 437 | 1 | Z9 | 1
3RA2922-1A |  | busbar adapter Size S00, S0, for mechanical attachment of circuit breaker and contactor Can be snapped onto standard mounting rail or for screw mounting (multi-unit packaging) | 339 | 1 | Z9 | 5
3RA2922-1AA00 |  | busbar adapter Size S00, S0, for mechanical attachment of circuit breaker and contactor Can be snapped onto standard mounting rail or for screw mounting | 339 | 1 | Z9 | 1
3RA2922-2H |  | Mechanical connectors Lateral interlock for contactor 3RT202, 3RT232 consists of 2 connectors and 1 anchor for 1 combination | 80.8 | 1 | Z9 | 10
3RA2923-1BB1 |  | Link module for screw terminal Electrical and mechanical complete for load feeders fuseless, Size S0 for standard mounting rail mounting consists of Wiring module busbar adapter and side modules | 1600 | 1 | Z9 | 1
3RA2923-1BB2 |  | Wiring kit spring-type Electrical and mechanical complete for load feeders fuseless, Size S0 for standard mounting rail mounting consists of Wiring module busbar adapter and side modules | 1600 | 1 | Z9 | 1
3RA2923-1DB1 |  | Wiring kit for screw terminal Electrical and mechanical complete for load feeders fuseless, Size S0 for 60 mm busbar systems consists of Wiring module busbar adapter Device holder and side modules | 2180 | 1 | Z9 | 1
3RA2923-1DB2 |  | Wiring kit spring-type Electrical and mechanical complete for load feeders fuseless, Size S0 for 60 mm busbar systems consists of Wiring module busbar adapter Device holder and side modules | 2180 | 1 | Z9 | 1
3RA2923-1EB1 |  | Wiring kit for screw terminal Electrical and mechanical complete for load feeders fuseless for Circuit breaker S00, contactor S0 for 60 mm busbar systems consists of Wiring module busbar adapter Device holder and side modules | 2180 | 1 | Z9 | 1
3RA2923-2AA1 |  | Wiring kit for screw terminal Electrical and mechanical Including mechanical interlocking for reversing starter Size S0 | 895 | 1 | Z9 | 1
3RA2923-2AA2 |  | Wiring kit spring-type Electrical and mechanical Including mechanical interlocking for reversing starter Size S0 | 895 | 1 | Z9 | 1
3RA2923-2BB1 |  | Wiring kit for screw terminal Electrical and mechanical Including mechanical interlocking for YD starter Size S0 | 1260 | 1 | Z9 | 1
3RA2923-2BB2 |  | Wiring kit spring-type Electrical and mechanical Including mechanical interlocking for YD starter Size S0 | 1260 | 1 | Z9 | 1
3RA2923-3DA1 |  | Wiring module top for contactor assembly size S0 without gap between the Contactors, screw terminal | 229 | 1 | Z9 | 5
3RA2923-3DA2 |  | Wiring module top for contactor assembly size S0 without gap between the Contactors, Spring-type terminal | 229 | 1 | Z9 | 5
3RA2923-3EA1 |  | Wiring module bottom for contactor assembly size S0 without gap between the Contactors, screw terminal | 229 | 1 | Z9 | 5
3RA2923-3EA2 |  | Wiring module bottom for contactor assembly size S0 without gap between the Contactors, Spring-type terminal | 229 | 1 | Z9 | 5
3RA2924-2BB1 |  | Wiring kit for screw terminal Electrical and mechanical Including mechanical interlocking for YD starter with 3-phase supply terminal | 1260 | 1 | Z9 | 1
3RA2926-1A |  | link module for two 3RT202 contactors in series, screw terminal | 368 | 1 | Z9 | 1
3RA2931-1A |  | Link module Electrical and mechanical for 3RV2.3 and 3RT2.3. (multi-unit packaging) | 433 | 1 | Z9 | 5
3RA2931-1AA00 |  | Link module Electrical and mechanical for 3RV2.3 and 3RT2.3. and soft starter 3RW303/3RW403 (individual unit packaging) | 433 | 1 | Z9 | 1
3RA2932-1A |  | busbar adapter Size S2, for mechanical attachment of circuit breaker and contactor Can be snapped onto standard mounting rail or for screw mounting (multi-unit packaging) | 507 | 1 | Z9 | 5
3RA2932-1AA00 |  | busbar adapter Size S2, for mechanical attachment of circuit breaker and contactor Can be snapped onto standard mounting rail or for screw mounting (individual unit packaging) | 507 | 1 | Z9 | 1
3RA2932-1CA00 |  | busbar adapter Size S2, for mechanical attachment of circuit breaker and soft starter 3RV2 and 3RW303/3RW403 Can be snapped onto standard mounting rail or for screw mounting (individual unit packaging) | 658 | 1 | Z9 | 1
3RA2932-2C |  | mechanical connectors for contactor combinations, 0 mm contactor clearance, for 10 combinations, (2 connectors for each combination), for contactors 3RT203 | 74.7 | 1 | Z9 | 10
3RA2932-2D |  | mechanical connectors for contactor combinations, 10 mm contactor clearance, for 10 combinations, (2 connectors for each combination), for contactors 3RT204 | 77.9 | 1 | Z9 | 10
3RA2932-2F |  | base plate for mounting assemblies of three contactors (3x3RT2.3 or 2x3RT2.3 and 1x3RT2.2) for star-delta (wye-delta) starting | 711 | 1 | Z9 | 1
3RA2932-2G |  | mechanical connectors for contactor combinations, 20 mm contactor clearance, for 10 combinations, (2 connectors for each combination), for contactors 3RT233 | 77.9 | 1 | Z9 | 10
3RA2933-1BB1 |  | Wiring kit Electrical and mechanical complete for load feeders for reversing fuseless, Size S2 including mechanical connectors for standard mounting rail mounting | 2440 | 1 | Z9 | 1
3RA2933-1DB1 |  | Wiring kit Electrical and mechanical complete for load feeders for reversing fuseless, Size S2 including mechanical connectors for 60 mm busbar systems with side modules | 3660 | 1 | Z9 | 1
3RA2933-2AA1 |  | Wiring kit for screw terminal Electrical and mechanical for reversing starter S2 | 1010 | 1 | Z9 | 1
3RA2933-2AA2 |  | Wiring kit spring-type Electrical and mechanical Electrical and mechanical for reversing starter S2 | 1010 | 1 | Z9 | 1
3RA2933-2BB1 |  | Wiring kit for screw terminal Electrical and mechanical for star-delta S2/S2/S2 | 1520 | 1 | Z9 | 1
3RA2933-2BB2 |  | Wiring kit spring-type Electrical and mechanical for star-delta S2/S2/S2 | 1520 | 1 | Z9 | 1
3RA2933-2C |  | Wiring kit Electrical and mechanical for star-delta S2/S2/S0 | 1520 | 1 | Z9 | 1
3RA2934-2B |  | mechanical interlock for contactor assemblies, for contactors 3RT203, 3RT204 and 3RT244 | 256 | 1 | Z9 | 1
3RA2936-1A |  | link module for two 3RT203 contactors in series, screw terminal | 498 | 1 | Z9 | 1
3RA2942-1A |  | busbar adapter Size S3 for mechanical mounting of circuit breaker and contactor Can be snapped onto standard mounting rail or for screw mounting (multi-unit packaging) | 673 | 1 | Z9 | 5
3RA2942-1AA00 |  | busbar adapter Size S3 for mechanical mounting of circuit breaker and contactor Can be snapped onto standard mounting rail or for screw mounting (individual unit packaging) | 673 | 1 | Z9 | 1
3RA2942-2F |  | base plate for mounting assemblies of three contactors (3x3RT2.4 or 2x3RT2.4 and 1x3RT2.3) for star-delta (wye-delta) starting | 1050 | 1 | Z9 | 1
3RA2942-2G |  | mechanical connectors for contactor assemblies, 10 mm contactor clearance, for 10 assemblies, (2 connectors for each assembly), for contactors 3RT234 | 82.3 | 1 | Z9 | 10
3RA2943-1BB1 |  | Wiring kit electrical and mechanical for complete load feeders fuseless, Size S3 for standard mounting rail mounting, consists of wiring module, busbar adapter and side modules | 3110 | 1 | Z9 | 1
3RA2943-2AA1 |  | Wiring kit screw terminal Electrical and mechanical for reversing starter size S3 | 1710 | 1 | Z9 | 1
3RA2943-2AA2 |  | Wiring kit spring-type Electrical and mechanical for reversing starter size S3 | 1710 | 1 | Z9 | 1
3RA2943-2BB1 |  | Wiring kit screw terminal, electrically for star-delta (wye-delta) starter Size S3, S3, S3 | 2030 | 1 | Z9 | 1
3RA2943-2BB2 |  | Wiring kit spring-type electrically for star-delta (wye-delta) starter Size S3, S3, S3 | 2030 | 1 | Z9 | 1
3RA2943-2C |  | Wiring kit electrically for star-delta (wye-delta) starter Size S3, S3, S2 | 2030 | 1 | Z9 | 1
3RA2943-3FA00 |  | Wiring module electrically for star-delta (wye-delta) starter Size S3-S3-S3 | 794 | 1 | Z9 | 1
3RA2943-3L |  | 1-phase supply terminal, for contactors 3RT204, 3RT244 and 3RT264 | 556 | 1 | Z9 | 1
3RA6120-0AB30 |  | SIRIUS Compact load feeder DOL starter 690 V 24 V AC/DC 50...60 Hz 0.1...0.4 A IP20 Connection main circuit: plug-in, without terminals Connection auxiliary circuit: plug-in, without terminals | 12800 | 1 | ZA | 1
3RA6120-0BB30 |  | SIRIUS Compact load feeder DOL starter 690 V 24 V AC/DC 50...60 Hz 0.32...1.25 A IP20 Connection main circuit: plug-in, without terminals Connection auxiliary circuit: plug-in, without terminals | 13500 | 1 | ZA | 1
3RA6120-0BP30 |  | SIRIUS Compact load feeder DOL starter 690 V 110...240 V AC/DC 50...60 Hz 0.32...1.25 A IP20 Connection main circuit: plug-in, without terminals Connection auxiliary circuit: plug-in, without terminals | 12300 | 1 | ZA | 1
3RA6120-0CB30 |  | SIRIUS Compact load feeder DOL starter 690 V 24 V AC/DC 50...60 Hz 1...4 A IP20 Connection main circuit: plug-in, without terminals Connection auxiliary circuit: plug-in, without terminals | 13000 | 1 | ZA | 1
3RA6120-0CP30 |  | SIRIUS Compact load feeder DOL starter 690 V 110...240 V AC/DC 50...60 Hz 1...4 A IP20 Connection main circuit: plug-in, without terminals Connection auxiliary circuit: plug-in, without terminals | 13000 | 1 | ZA | 1
3RA6120-0DB30 |  | SIRIUS Compact load feeder DOL starter 690 V 24 V AC/DC 50...60 Hz 3...12 A IP20 Connection main circuit: plug-in, without terminals Connection auxiliary circuit: plug-in, without terminals | 13900 | 1 | ZA | 1
3RA6120-0EB30 |  | SIRIUS Compact load feeder DOL starter 690 V 24 V AC/DC 50...60 Hz 8...32 A IP20 Connection main circuit: plug-in, without terminals Connection auxiliary circuit: plug-in, without terminals | 21100 | 1 | ZA | 1
3RA6120-0EP30 |  | SIRIUS Compact load feeder DOL starter 690 V 110...240 V AC/DC 50...60 Hz 8...32 A IP20 Connection main circuit: plug-in, without terminals Connection auxiliary circuit: plug-in, without terminals | 21100 | 1 | ZA | 1
3RA6120-1AB32 |  | SIRIUS Compact load feeder DOL starter 690 V 24 V AC/DC 50...60 Hz 0.1...0.4 A IP20 Connection main circuit: screw terminal Connection auxiliary circuit: screw terminal | 12600 | 1 | ZA | 1
3RA6120-1AB33 |  | SIRIUS Compact load feeder DOL starter 690 V 24 V AC/DC 50...60 Hz 0.1...0.4 A IP20 Connection main circuit: plug-in, without terminals Connection auxiliary circuit: screw terminal | 12000 | 1 | ZA | 1
3RA6120-1AB34 |  | SIRIUS Compact load feeder DOL starter 690 V 24 V AC/DC 50...60 Hz 0.1...0.4 A IP20 Connection main circuit: screw terminal Connection auxiliary circuit: plug-in, without terminals | 12000 | 1 | ZA | 1
3RA6120-1AP32 |  | SIRIUS Compact load feeder DOL starter 690 V 110...240 V AC/DC 50...60 Hz 0.1...0.4 A IP20 Connection main circuit: screw terminal Connection auxiliary circuit: screw terminal | 12600 | 1 | ZA | 1
3RA6120-1BB32 |  | SIRIUS Compact load feeder DOL starter 690 V 24 V AC/DC 50...60 Hz 0.32...1.25 A IP20 Connection main circuit: screw terminal Connection auxiliary circuit: screw terminal | 13100 | 1 | ZA | 1
3RA6120-1BB33 |  | SIRIUS Compact load feeder DOL starter 690 V 24 V AC/DC 50...60 Hz 0.32...1.25 A IP20 Connection main circuit: plug-in, without terminals Connection auxiliary circuit: screw terminal | 12600 | 1 | ZA | 1
3RA6120-1BB34 |  | SIRIUS Compact load feeder DOL starter 690 V 24 V AC/DC 50...60 Hz 0.32...1.25 A IP20 Connection main circuit: screw terminal Connection auxiliary circuit: plug-in, without terminals | 12600 | 1 | ZA | 1
3RA6120-1BP32 |  | SIRIUS Compact load feeder DOL starter 690 V 110...240 V AC/DC 50...60 Hz 0.32...1.25 A IP20 Connection main circuit: screw terminal Connection auxiliary circuit: screw terminal | 13100 | 1 | ZA | 1
3RA6120-1BP33 |  | SIRIUS Compact load feeder DOL starter 690 V 110...240 V AC/DC 50...60 Hz 0.32...1.25 A IP20 Connection main circuit: plug-in, without terminals Connection auxiliary circuit: screw terminal | 12600 | 1 | ZA | 1
3RA6120-1CB32 |  | SIRIUS Compact load feeder DOL starter 690 V 24 V AC/DC 50...60 Hz 1...4 A IP20 Connection main circuit: screw terminal Connection auxiliary circuit: screw terminal | 14200 | 1 | ZA | 1
3RA6120-1CB33 |  | SIRIUS Compact load feeder DOL starter 690 V 24 V AC/DC 50...60 Hz 1...4 A IP20 Connection main circuit: plug-in, without terminals Connection auxiliary circuit: screw terminal | 13500 | 1 | ZA | 1
3RA6120-1CB34 |  | SIRIUS Compact load feeder DOL starter 690 V 24 V AC/DC 50...60 Hz 1...4 A IP20 Connection main circuit: screw terminal Connection auxiliary circuit: plug-in, without terminals | 13500 | 1 | ZA | 1
3RA6120-1CP32 |  | SIRIUS Compact load feeder DOL starter 690 V 110...240 V AC/DC 50...60 Hz 1...4 A IP20 Connection main circuit: screw terminal Connection auxiliary circuit: screw terminal | 14200 | 1 | ZA | 1
3RA6120-1CP33 |  | SIRIUS Compact load feeder DOL starter 690 V 110...240 V AC/DC 50...60 Hz 1...4 A IP20 Connection main circuit: plug-in, without terminals Connection auxiliary circuit: screw terminal | 13500 | 1 | ZA | 1
3RA6120-1DB32 |  | SIRIUS Compact load feeder DOL starter 690 V 24 V AC/DC 50...60 Hz 3...12 A IP20 Connection main circuit: screw terminal Connection auxiliary circuit: screw terminal | 14800 | 1 | ZA | 1
3RA6120-1DB33 |  | SIRIUS Compact load feeder DOL starter 690 V 24 V AC/DC 50...60 Hz 3...12 A IP20 Connection main circuit: plug-in, without terminals Connection auxiliary circuit: screw terminal | 14400 | 1 | ZA | 1
3RA6120-1DB34 |  | SIRIUS Compact load feeder DOL starter 690 V 24 V AC/DC 50...60 Hz 3...12 A IP20 Connection main circuit: screw terminal Connection auxiliary circuit: plug-in, without terminals | 14400 | 1 | ZA | 1
3RA6120-1DP32 |  | SIRIUS Compact load feeder DOL starter 690 V 110...240 V AC/DC 50...60 Hz 3...12 A IP20 Connection main circuit: screw terminal Connection auxiliary circuit: screw terminal | 14800 | 1 | ZA | 1
3RA6120-1DP33 |  | SIRIUS Compact load feeder DOL starter 690 V 110...240 V AC/DC 50...60 Hz 3...12 A IP20 Connection main circuit: plug-in, without terminals Connection auxiliary circuit: screw terminal | 14400 | 1 | ZA | 1
3RA6120-1EB32 |  | SIRIUS Compact load feeder DOL starter 690 V 24 V AC/DC 50...60 Hz 8...32 A IP20 Connection main circuit: screw terminal Connection auxiliary circuit: screw terminal | 22200 | 1 | ZA | 1
3RA6120-1EB33 |  | SIRIUS Compact load feeder DOL starter 690 V 24 V AC/DC 50...60 Hz 8...32 A IP20 Connection main circuit: plug-in, without terminals Connection auxiliary circuit: screw terminal | 21700 | 1 | ZA | 1
3RA6120-1EB34 |  | SIRIUS Compact load feeder DOL starter 690 V 24 V AC/DC 50...60 Hz 8...32 A IP20 Connection main circuit: screw terminal Connection auxiliary circuit: plug-in, without terminals | 21700 | 1 | ZA | 1
3RA6120-1EP32 |  | SIRIUS Compact load feeder DOL starter 690 V 110...240 V AC/DC 50...60 Hz 8...32 A IP20 Connection main circuit: screw terminal Connection auxiliary circuit: screw terminal | 22200 | 1 | ZA | 1
3RA6120-1EP33 |  | SIRIUS Compact load feeder DOL starter 690 V 110...240 V AC/DC 50...60 Hz 8...32 A IP20 Connection main circuit: plug-in, without terminals Connection auxiliary circuit: screw terminal | 21700 | 1 | ZA | 1
3RA6120-2AB32 |  | SIRIUS Compact load feeder DOL starter 690 V 24 V AC/DC 50...60 Hz 0.1...0.4 A IP20 Connection main circuit: Spring-type terminal Connection auxiliary circuit: Spring-type terminal | 12600 | 1 | ZA | 1
3RA6120-2AB33 |  | SIRIUS Compact load feeder DOL starter 690 V 24 V AC/DC 50...60 Hz 0.1...0.4 A IP20 Connection main circuit: plug-in, without terminals Connection auxiliary circuit: Spring-type terminal | 12000 | 1 | ZA | 1
3RA6120-2AP32 |  | SIRIUS Compact load feeder DOL starter 690 V 110...240 V AC/DC 50...60 Hz 0.1...0.4 A IP20 Connection main circuit: Spring-type terminal Connection auxiliary circuit: Spring-type terminal | 12600 | 1 | ZA | 1
3RA6120-2BB32 |  | SIRIUS Compact load feeder DOL starter 690 V 24 V AC/DC 50...60 Hz 0.32...1.25 A IP20 Connection main circuit: Spring-type terminal Connection auxiliary circuit: Spring-type terminal | 13100 | 1 | ZA | 1
3RA6120-2BB33 |  | SIRIUS Compact load feeder DOL starter 690 V 24 V AC/DC 50...60 Hz 0.32...1.25 A IP20 Connection main circuit: plug-in, without terminals Connection auxiliary circuit: Spring-type terminal | 12600 | 1 | ZA | 1
3RA6120-2BB34 |  | SIRIUS Compact load feeder DOL starter 690 V 24 V AC/DC 50...60 Hz 0.32...1.25 A IP20 Connection main circuit: Spring-type terminal Connection auxiliary circuit: plug-in, without terminals | 12600 | 1 | ZA | 1
3RA6120-2BP32 |  | SIRIUS Compact load feeder DOL starter 690 V 110...240 V AC/DC 50...60 Hz 0.32...1.25 A IP20 Connection main circuit: Spring-type terminal Connection auxiliary circuit: Spring-type terminal | 13100 | 1 | ZA | 1
3RA6120-2BP33 |  | SIRIUS Compact load feeder DOL starter 690 V 110...240 V AC/DC 50...60 Hz 0.32...1.25 A IP20 Connection main circuit: plug-in, without terminals Connection auxiliary circuit: Spring-type terminal | 12600 | 1 | ZA | 1
3RA6120-2CB32 |  | SIRIUS Compact load feeder DOL starter 690 V 24 V AC/DC 50...60 Hz 1...4 A IP20 Connection main circuit: Spring-type terminal Connection auxiliary circuit: Spring-type terminal | 14200 | 1 | ZA | 1
3RA6120-2CB33 |  | SIRIUS Compact load feeder DOL starter 690 V 24 V AC/DC 50...60 Hz 1...4 A IP20 Connection main circuit: plug-in, without terminals Connection auxiliary circuit: Spring-type terminal | 13500 | 1 | ZA | 1
3RA6120-2CB34 |  | SIRIUS Compact load feeder DOL starter 690 V 24 V AC/DC 50...60 Hz 1...4 A IP20 Connection main circuit: Spring-type terminal Connection auxiliary circuit: plug-in, without terminals | 13500 | 1 | ZA | 1
3RA6120-2CP32 |  | SIRIUS Compact load feeder DOL starter 690 V 110...240 V AC/DC 50...60 Hz 1...4 A IP20 Connection main circuit: Spring-type terminal Connection auxiliary circuit: Spring-type terminal | 14200 | 1 | ZA | 1
3RA6120-2CP33 |  | SIRIUS Compact load feeder DOL starter 690 V 110...240 V AC/DC 50...60 Hz 1...4 A IP20 Connection main circuit: plug-in, without terminals Connection auxiliary circuit: Spring-type terminal | 13500 | 1 | ZA | 1
3RA6120-2DB32 |  | SIRIUS Compact load feeder DOL starter 690 V 24 V AC/DC 50...60 Hz 3...12 A IP20 Connection main circuit: Spring-type terminal Connection auxiliary circuit: Spring-type terminal | 14800 | 1 | ZA | 1
3RA6120-2DB33 |  | SIRIUS Compact load feeder DOL starter 690 V 24 V AC/DC 50...60 Hz 3...12 A IP20 Connection main circuit: plug-in, without terminals Connection auxiliary circuit: Spring-type terminal | 14400 | 1 | ZA | 1
3RA6120-2DB34 |  | SIRIUS Compact load feeder DOL starter 690 V 24 V AC/DC 50...60 Hz 3...12 A IP20 Connection main circuit: Spring-type terminal Connection auxiliary circuit: plug-in, without terminals | 14400 | 1 | ZA | 1
3RA6120-2DP32 |  | SIRIUS Compact load feeder DOL starter 690 V 110...240 V AC/DC 50...60 Hz 3...12 A IP20 Connection main circuit: Spring-type terminal Connection auxiliary circuit: Spring-type terminal | 14800 | 1 | ZA | 1
3RA6120-2DP33 |  | SIRIUS Compact load feeder DOL starter 690 V 110...240 V AC/DC 50...60 Hz 3...12 A IP20 Connection main circuit: plug-in, without terminals Connection auxiliary circuit: Spring-type terminal | 14400 | 1 | ZA | 1
3RA6120-2EB32 |  | SIRIUS Compact load feeder DOL starter 690 V 24 V AC/DC 50...60 Hz 8...32 A IP20 Connection main circuit: Spring-type terminal Connection auxiliary circuit: Spring-type terminal | 22200 | 1 | ZA | 1
3RA6120-2EB33 |  | SIRIUS Compact load feeder DOL starter 690 V 24 V AC/DC 50...60 Hz 8...32 A IP20 Connection main circuit: plug-in, without terminals Connection auxiliary circuit: Spring-type terminal | 21700 | 1 | ZA | 1
3RA6120-2EB34 |  | SIRIUS Compact load feeder DOL starter 690 V 24 V AC/DC 50...60 Hz 8...32 A IP20 Connection main circuit: Spring-type terminal Connection auxiliary circuit: plug-in, without terminals | 21700 | 1 | ZA | 1
3RA6120-2EP32 |  | SIRIUS Compact load feeder DOL starter 690 V 110...240 V AC/DC 50...60 Hz 8...32 A IP20 Connection main circuit: Spring-type terminal Connection auxiliary circuit: Spring-type terminal | 22200 | 1 | ZA | 1
3RA6120-2EP33 |  | SIRIUS Compact load feeder DOL starter 690 V 110...240 V AC/DC 50...60 Hz 8...32 A IP20 Connection main circuit: plug-in, without terminals Connection auxiliary circuit: Spring-type terminal | 21700 | 1 | ZA | 1
3RA6250-0AB30 |  | SIRIUS Compact load feeder Reversing starter 690 V 24 V AC/DC 50...60 Hz 0.1...0.4 A IP20 Connection main circuit: plug-in, without terminals Connection control circuit: plug-in, without terminals | 21100 | 1 | ZA | 1
3RA6250-0BB30 |  | SIRIUS Compact load feeder Reversing starter 690 V 24 V AC/DC 50...60 Hz 0.32...1.25 A IP20 Connection main circuit: plug-in, without terminals Connection control circuit: plug-in, without terminals | 21400 | 1 | ZA | 1
3RA6250-0BP30 |  | SIRIUS Compact load feeder Reversing starter 690 V 110...240 V AC/DC 50...60 Hz 0.32...1.25 A IP20 Connection main circuit: plug-in, without terminals Connection control circuit: plug-in, without terminals | 21400 | 1 | ZA | 1
3RA6250-0CB30 |  | SIRIUS Compact load feeder Reversing starter 690 V 24 V AC/DC 50...60 Hz 1...4 A IP20 Connection main circuit: plug-in, without terminals Connection control circuit: plug-in, without terminals | 22900 | 1 | ZA | 1
3RA6250-0DB30 |  | SIRIUS Compact load feeder Reversing starter 690 V 24 V AC/DC 50...60 Hz 3...12 A IP20 Connection main circuit: plug-in, without terminals Connection control circuit: plug-in, without terminals | 25300 | 1 | ZA | 1
3RA6250-0EB30 |  | SIRIUS Compact load feeder Reversing starter 400 V 24 V AC/DC 50...60 Hz 8...32 A IP20 Connection main circuit: plug-in, without terminals Connection control circuit: plug-in, without terminals | 33400 | 1 | ZA | 1
3RA6250-0EP30 |  | SIRIUS Compact load feeder Reversing starter 400 V 110...240 V AC/DC 50...60 Hz 8...32 A IP20 Connection main circuit: plug-in, without terminals Connection control circuit: plug-in, without terminals | 33400 | 1 | ZA | 1
3RA6250-1AB32 |  | SIRIUS Compact load feeder Reversing starter 690 V 24 V AC/DC 50...60 Hz 0.1...0.4 A IP20 Connection main circuit: Screw terminal Connection control circuit: screw terminal | 22200 | 1 | ZA | 1
3RA6250-1AB33 |  | SIRIUS Compact load feeder Reversing starter 690 V 24 V AC/DC 50...60 Hz 0.1...0.4 A IP20 Connection main circuit: plug-in, without terminals Connection control circuit: screw terminal | 21700 | 1 | ZA | 1
3RA6250-1AB34 |  | SIRIUS Compact load feeder Reversing starter 690 V 24 V AC/DC 50...60 Hz 0.1...0.4 A IP20 Connection main circuit: Screw terminal Connection control circuit: plug-in, without terminals | 21700 | 1 | ZA | 1
3RA6250-1BB32 |  | SIRIUS Compact load feeder Reversing starter 690 V 24 V AC/DC 50...60 Hz 0.32...1.25 A IP20 Connection main circuit: Screw terminal Connection control circuit: screw terminal | 22500 | 1 | ZA | 1
3RA6250-1BB33 |  | SIRIUS Compact load feeder Reversing starter 690 V 24 V AC/DC 50...60 Hz 0.32...1.25 A IP20 Connection main circuit: plug-in, without terminals Connection control circuit: screw terminal | 21900 | 1 | ZA | 1
3RA6250-1BB34 |  | SIRIUS Compact load feeder Reversing starter 690 V 24 V AC/DC 50...60 Hz 0.32...1.25 A IP20 Connection main circuit: Screw terminal Connection control circuit: plug-in, without terminals | 21900 | 1 | ZA | 1
3RA6250-1BP32 |  | SIRIUS Compact load feeder Reversing starter 690 V 110...240 V AC/DC 50...60 Hz 0.32...1.25 A IP20 Connection main circuit: Screw terminal Connection control circuit: screw terminal | 22500 | 1 | ZA | 1
3RA6250-1CB32 |  | SIRIUS Compact load feeder Reversing starter 690 V 24 V AC/DC 50...60 Hz 1...4 A IP20 Connection main circuit: Screw terminal Connection control circuit: screw terminal | 23900 | 1 | ZA | 1
3RA6250-1CB33 |  | SIRIUS Compact load feeder Reversing starter 690 V 24 V AC/DC 50...60 Hz 1...4 A IP20 Connection main circuit: plug-in, without terminals Connection control circuit: screw terminal | 23300 | 1 | ZA | 1
3RA6250-1CB34 |  | SIRIUS Compact load feeder Reversing starter 690 V 24 V AC/DC 50...60 Hz 1...4 A IP20 Connection main circuit: Screw terminal Connection control circuit: plug-in, without terminals | 23300 | 1 | ZA | 1
3RA6250-1CP32 |  | SIRIUS Compact load feeder Reversing starter 690 V 110...240 V AC/DC 50...60 Hz 1...4 A IP20 Connection main circuit: Screw terminal Connection control circuit: screw terminal | 23900 | 1 | ZA | 1
3RA6250-1CP33 |  | SIRIUS Compact load feeder Reversing starter 690 V 110...240 V AC/DC 50...60 Hz 1...4 A IP20 Connection main circuit: plug-in, without terminals Connection control circuit: screw terminal | 23300 | 1 | ZA | 1
3RA6250-1DB32 |  | SIRIUS Compact load feeder Reversing starter 690 V 24 V AC/DC 50...60 Hz 3...12 A IP20 Connection main circuit: Screw terminal Connection control circuit: screw terminal | 26500 | 1 | ZA | 1
3RA6250-1DB33 |  | SIRIUS Compact load feeder Reversing starter 690 V 24 V AC/DC 50...60 Hz 3...12 A IP20 Connection main circuit: plug-in, without terminals Connection control circuit: screw terminal | 25900 | 1 | ZA | 1
3RA6250-1DB34 |  | SIRIUS Compact load feeder Reversing starter 690 V 24 V AC/DC 50...60 Hz 3...12 A IP20 Connection main circuit: Screw terminal Connection control circuit: plug-in, without terminals | 25900 | 1 | ZA | 1
3RA6250-1DP32 |  | SIRIUS Compact load feeder Reversing starter 690 V 110...240 V AC/DC 50...60 Hz 3...12 A IP20 Connection main circuit: Screw terminal Connection control circuit: screw terminal | 26500 | 1 | ZA | 1
3RA6250-1DP33 |  | SIRIUS Compact load feeder Reversing starter 690 V 110...240 V AC/DC 50...60 Hz 3...12 A IP20 Connection main circuit: plug-in, without terminals Connection control circuit: screw terminal | 25900 | 1 | ZA | 1
3RA6250-1EB32 |  | SIRIUS Compact load feeder Reversing starter 400 V 24 V AC/DC 50...60 Hz 8...32 A IP20 Connection main circuit: Screw terminal Connection control circuit: screw terminal | 34300 | 1 | ZA | 1
3RA6250-1EB33 |  | SIRIUS Compact load feeder Reversing starter 400 V 24 V AC/DC 50...60 Hz 8...32 A IP20 Connection main circuit: plug-in, without terminals Connection control circuit: screw terminal | 33700 | 1 | ZA | 1
3RA6250-1EB34 |  | SIRIUS Compact load feeder Reversing starter 400 V 24 V AC/DC 50...60 Hz 8...32 A IP20 Connection main circuit: Screw terminal Connection control circuit: plug-in, without terminals | 33700 | 1 | ZA | 1
3RA6250-1EP32 |  | SIRIUS Compact load feeder Reversing starter 400 V 110...240 V AC/DC 50...60 Hz 8...32 A IP20 Connection main circuit: Screw terminal Connection control circuit: screw terminal | 34300 | 1 | ZA | 1
3RA6250-2AB32 |  | SIRIUS Compact load feeder Reversing starter 690 V 24 V AC/DC 50...60 Hz 0.1...0.4 A IP20 Connection main circuit: Spring-type terminal Connection control circuit: Spring-type terminal | 22200 | 1 | ZA | 1
3RA6250-2AB33 |  | SIRIUS Compact load feeder Reversing starter 690 V 24 V AC/DC 50...60 Hz 0.1...0.4 A IP20 Connection main circuit: plug-in, without terminals Connection control circuit: Spring-type terminal | 21700 | 1 | ZA | 1
3RA6250-2AP32 |  | SIRIUS Compact load feeder Reversing starter 690 V 110...240 V AC/DC 50...60 Hz 0.1...0.4 A IP20 Connection main circuit: Spring-type terminal Connection control circuit: Spring-type terminal | 22200 | 1 | ZA | 1
3RA6250-2BB32 |  | SIRIUS Compact load feeder Reversing starter 690 V 24 V AC/DC 50...60 Hz 0.32...1.25 A IP20 Connection main circuit: Spring-type terminal Connection control circuit: Spring-type terminal | 22500 | 1 | ZA | 1
3RA6250-2BB33 |  | SIRIUS Compact load feeder Reversing starter 690 V 24 V AC/DC 50...60 Hz 0.32...1.25 A IP20 Connection main circuit: plug-in, without terminals Connection control circuit: Spring-type terminal | 21900 | 1 | ZA | 1
3RA6250-2BP32 |  | SIRIUS Compact load feeder Reversing starter 690 V 110...240 V AC/DC 50...60 Hz 0.32...1.25 A IP20 Connection main circuit: Spring-type terminal Connection control circuit: Spring-type terminal | 22500 | 1 | ZA | 1
3RA6250-2CB32 |  | SIRIUS Compact load feeder Reversing starter 690 V 24 V AC/DC 50...60 Hz 1...4 A IP20 Connection main circuit: Spring-type terminal Connection control circuit: Spring-type terminal | 23900 | 1 | ZA | 1
3RA6250-2CB33 |  | SIRIUS Compact load feeder Reversing starter 690 V 24 V AC/DC 50...60 Hz 1...4 A IP20 Connection main circuit: plug-in, without terminals Connection control circuit: Spring-type terminal | 23300 | 1 | ZA | 1
3RA6250-2CB34 |  | SIRIUS Compact load feeder Reversing starter 690 V 24 V AC/DC 50...60 Hz 1...4 A IP20 Connection main circuit: Spring-type terminal Connection control circuit: plug-in, without terminals | 23300 | 1 | ZA | 1
3RA6250-2CP32 |  | SIRIUS Compact load feeder Reversing starter 690 V 110...240 V AC/DC 50...60 Hz 1...4 A IP20 Connection main circuit: Spring-type terminal Connection control circuit: Spring-type terminal | 23900 | 1 | ZA | 1
3RA6250-2DB32 |  | SIRIUS Compact load feeder Reversing starter 690 V 24 V AC/DC 50...60 Hz 3...12 A IP20 Connection main circuit: Spring-type terminal Connection control circuit: Spring-type terminal | 26500 | 1 | ZA | 1
3RA6250-2DB33 |  | SIRIUS Compact load feeder Reversing starter 690 V 24 V AC/DC 50...60 Hz 3...12 A IP20 Connection main circuit: plug-in, without terminals Connection control circuit: Spring-type terminal | 25900 | 1 | ZA | 1
3RA6250-2DB34 |  | SIRIUS Compact load feeder Reversing starter 690 V 24 V AC/DC 50...60 Hz 3...12 A IP20 Connection main circuit: Spring-type terminal Connection control circuit: plug-in, without terminals | 25900 | 1 | ZA | 1
3RA6250-2DP32 |  | SIRIUS Compact load feeder Reversing starter 690 V 110...240 V AC/DC 50...60 Hz 3...12 A IP20 Connection main circuit: Spring-type terminal Connection control circuit: Spring-type terminal | 26500 | 1 | ZA | 1
3RA6250-2EB32 |  | SIRIUS Compact load feeder Reversing starter 400 V 24 V AC/DC 50...60 Hz 8...32 A IP20 Connection main circuit: Spring-type terminal Connection control circuit: Spring-type terminal | 34300 | 1 | ZA | 1
3RA6250-2EB33 |  | SIRIUS Compact load feeder Reversing starter 400 V 24 V AC/DC 50...60 Hz 8...32 A IP20 Connection main circuit: plug-in, without terminals Connection control circuit: Spring-type terminal | 33700 | 1 | ZA | 1
3RA6250-2EB34 |  | SIRIUS Compact load feeder Reversing starter 400 V 24 V AC/DC 50...60 Hz 8...32 A IP20 Connection main circuit: Spring-type terminal Connection control circuit: plug-in, without terminals | 33700 | 1 | ZA | 1
3RA6250-2EP32 |  | SIRIUS Compact load feeder Reversing starter 400 V 110...240 V AC/DC 50...60 Hz 8...32 A IP20 Connection main circuit: Spring-type terminal Connection control circuit: Spring-type terminal | 34300 | 1 | ZA | 1
3RA6812-8AB |  | Infeed left Connection main circuit: screw terminal 3 slots for compact load feeders Connection terminal maximum 25 mm2 / 35 mm2 | 7280 | 1 | ZA | 1
3RA6812-8AC |  | Infeed left Connection main circuit: input: Screw, Outgoing feeder: Spring 3 slots for compact load feeders Connection terminal maximum 25 mm2 / 35 mm2 | 7280 | 1 | ZA | 1
3RA6813-8AB |  | Infeed left Connection main circuit: screw terminal 3 slots for compact load feeders Connection terminal maximum 50 mm2 / 70 mm2 | 8900 | 1 | ZA | 1
3RA6813-8AC |  | Infeed left Connection main circuit: input: Screw, Outgoing feeder: Spring 3 slots for compact load feeders Connection terminal maximum 50 mm2 / 70 mm2 | 8900 | 1 | ZA | 1
3RA6822-0AB |  | Twin extension block Connection main circuit: screw terminal 2 slots for compact load feeders | 3720 | 1 | ZA | 1
3RA6822-0AC |  | Twin extension block Connection main circuit: Spring-type terminal 2 slots for compact load feeders | 3720 | 1 | ZA | 1
3RA6823-0AB |  | Triple extension block Connection main circuit: screw terminal 3 slots for compact load feeders | 5410 | 1 | ZA | 1
3RA6823-0AC |  | Triple extension block Connection main circuit: Spring-type terminal 3 slots for compact load feeders | 5410 | 1 | ZA | 1
3RA6830-5AC |  | Infeed left or right Connection main circuit: Spring-type terminal Connection terminal maximum 25 mm2, | 1590 | 1 | ZA | 1
3RA6860-5AC |  | PE infeed Connection main circuit: Spring-type terminal Connection terminal maximum 25 mm2, | 919 | 1 | ZA | 1
3RA6860-6AB |  | PE infeed Connection main circuit: screw terminal Connection terminal maximum 25 mm2 / 35 mm2 | 919 | 1 | ZA | 1
3RA6870-3AC |  | PE tap Connection main circuit: Spring-type terminal | 388 | 1 | ZA | 1
3RA6870-4AB |  | PE tap Connection main circuit: screw terminal | 388 | 1 | ZA | 1
3RA6880-2AB |  | Terminal covers (2 units) for 3-phase infeed 25/35 mm2 3RA6812-8AB/AC 1 bag contains 2 covers | 604 | 1 | ZA | 1
3RA6880-3AB |  | Terminal covers (2 units) for 3-phase infeed 50/70 mm2 3RA6813-8AB/AC | 639 | 1 | ZA | 1
3RA6890-0BA |  | Adapter 45 mm for circuit breaker Size S0 3RV1.2 and 3RV2.2 max. 25 A Conductor cross-section AWG10 | 2130 | 1 | ZA | 1
3RA6890-0EA |  | PE extension connector | 300 | 1 | ZA | 1
3RA6890-1AA |  | Extension connector for infeed system 3RV19, 3RV29 | 1130 | 1 | ZA | 1
3RA6890-1AB |  | Extension connector between 2 extension blocks | 1130 | 1 | ZA | 1
3RA6911-1A |  | Auxiliary switch 2 NO contacts Connection control circuit: screw terminal | 932 | 1 | ZA | 1
3RA6911-2A |  | Auxiliary switch 2 NO contacts Connection control circuit: Spring-type terminal | 932 | 1 | ZA | 1
3RA6912-1A |  | Auxiliary switch 2 NC contacts Connection control circuit: screw terminal | 932 | 1 | ZA | 1
3RA6912-2A |  | Auxiliary switch 2 NC contacts Connection control circuit: Spring-type terminal | 932 | 1 | ZA | 1
3RA6913-1A |  | Auxiliary switch 1 NC contact 1 NO contact Connection control circuit: screw terminal | 932 | 1 | ZA | 1
3RA6913-2A |  | Auxiliary switch 1 NC contact 1 NO contact Connection control circuit: Spring-type terminal | 932 | 1 | ZA | 1
3RA6920-1A |  | Main circuit terminals (input and output side) Connection main circuit: screw terminal 2 main circuit terminals per package (1 x input side 1 x output side differ) | 1590 | 1 | ZA | 1
3RA6920-1B |  | Control circuit terminals 3RA61 Screw-type technology 2 terminals per pack | 1300 | 1 | ZA | 1
3RA6920-1C |  | Control circuit terminals 3RA62 Screw-type technology 2 terminals per pack | 1300 | 1 | ZA | 1
3RA6920-2A |  | Main circuit terminals Inclusion and connection Main circuit: Spring-type terminal | 1590 | 1 | ZA | 1
3RA6920-2B |  | Control circuit terminal 3RA61 spring-type connection system 2 terminals per pack | 1300 | 1 | ZA | 1
3RA6920-2C |  | Control circuit terminals 3RA62 spring-type connection system 2 terminals per pack | 1300 | 1 | ZA | 1
3RA6920-3A |  | Main circuit terminals for 3RA6 line-side screw-type technology output side spring-type connection system | 1590 | 1 | ZA | 1
3RA6931-0A |  | Connecting cable, 14-pole 8 mm | 681 | 1 | ZA | 5
3RA6932-0A |  | Connecting cable, 10-pole 8 mm | 681 | 1 | ZA | 5
3RA6933-0A |  | Connecting cable, 10-pole 2000 mm | 2940 | 1 | ZA | 1
3RA6933-0B |  | Connecting cable, 10-pole 200 mm | 878 | 1 | ZA | 5
3RA6933-0C |  | Connecting cable, 14-pole 200 mm | 878 | 1 | ZA | 5
3RA6935-0A |  | Operator panel for SIRIUS Switching devices with IO-Link | 20200 | 1 | ZA | 1
3RA6936-0A |  | Enabling module for operator panel 3RA69350A | 2440 | 1 | ZA | 1
3RA6936-0B |  | Interface cover for operator panel 3RA69350A and SIMOCODE 3UF7 | 607 | 1 | ZA | 5
3RA6940-0A |  | Adapter for screw mounting | 684 | 1 | ZA | 1
3RA6950-0A |  | Control kit | 639 | 1 | ZA | 1
3RA6970-3A |  | AS-i add-on module Connection control circuit: screw terminal | 9420 | 1 | ZA | 1
3RA6970-3B |  | AS-i add-on module for safe switching-off Connection control circuit: screw terminal | 11900 | 1 | ZA | 1
3RA6970-3C |  | AS-i add-on module with 2 free external inputs | 11300 | 1 | ZA | 1
3RA6970-3D |  | AS-i add-on module with 1 free external input and output each | 11900 | 1 | ZA | 1
3RA6970-3E |  | AS-i add-on module with 2 free external outputs | 12600 | 1 | ZA | 1
3RA6970-3F |  | AS-i add-on module for local control | 13000 | 1 | ZA | 1
3RA8411-1KE00 |  | intelligent load feeder direct starter standard 1.2-12 A up to 690 V AC type of coordination 1 frame size S00 for ET 200SP system consisting of 3RC7140-1KE00, 3RV2311-1KC20, 3RT2017-2BB42 | 8140 | 1 | ZA | 1
3RA8411-1KE10 |  | intelligent load feeder direct starter high feature 1.2-12 A up to 690 V AC type of coordination 1 frame size S00 for ET 200SP system consisting of 3RC7140-1KE10, 3RV2311-1KC20, 3RT2017-2BB42 | 8580 | 1 | ZA | 1
3RA8412-1EE00 |  | intelligent load feeder direct starter standard 0.4-4 A up to 690 V AC type of coordination 2 frame size S00 for ET 200SP system consisting of 3RC7140-1EE00, 3RV2311-1EC20, 3RT2017-2BB42 | 7940 | 1 | ZA | 1
3RA8412-1EE10 |  | intelligent load feeder direct starter high feature 0.4-4 A up to 690 V AC type of coordination 2 frame size S00 for ET 200SP system consisting of 3RC7140-1EE10, 3RV2311-1EC20, 3RT2017-2BB42 | 8380 | 1 | ZA | 1
3RA8422-4EE00 |  | intelligent load feeder direct starter standard 3.5-32 A up to 690 V AC type of coordination 2 frame size S0 for ET 200SP system consisting of 3RC7140-4EE01, 3RV2321-4EC20, 3RT2027-2BB40 | 12400 | 1 | ZA | 1
3RA8422-4EE10 |  | intelligent load feeder direct starter high feature 3.5-32 A up to 690 V AC type of coordination 2 frame size S0 for ET 200SP system consisting of 3RC7140-4EE11, 3RV2321-4EC20, 3RT2027-2BB40 | 13000 | 1 | ZA | 1
3RA8511-1KE00 |  | intelligent load feeder reversing starter standard 1.2-12 A up to 690 V AC type of coordination 1 frame size S00 for ET 200SP system consisting of 3RC7141-1KE00, 3RV2311-1KC20, 2x 3RT2017-2BB42 | 12500 | 1 | ZA | 1
3RA8511-1KE10 |  | intelligent load feeder reversing starter high feature 1.2-12 A up to 690 V AC type of coordination 1 frame size S00 for ET 200SP system consisting of 3RC7141-1KE10, 3RV2311-1KC20, 2x 3RT2017-2BB42 | 13200 | 1 | ZA | 1
3RA8512-1EE00 |  | intelligent load feeder reversing starter standard 0.4-4 A up to 690 V AC type of coordination 2 frame size S00 for ET 200SP system consisting of 3RC7141-1EE00, 3RV2311-1EC20, 2x 3RT2017-2BB42 | 12400 | 1 | ZA | 1
3RA8512-1EE10 |  | intelligent load feeder reversing starter high feature 0.4-4 A up to 690 V AC type of coordination 2 frame size S00 for ET 200SP system consisting of 3RC7141-1EE10, 3RV2311-1EC20, 2x 3RT2017-2BB42 | 13100 | 1 | ZA | 1
3RA8522-4EE00 |  | intelligent load feeder reversing starter standard 3.5-32 A up to 690 V AC type of coordination 2 frame size S0 for ET 200SP system consisting of 3RC7141-4EE01, 3RV2321-4EC20, 2x 3RT2027-2BB40 | 21900 | 1 | ZA | 1
3RA8522-4EE10 |  | intelligent load feeder reversing starter high feature 3.5-32 A up to 690 V AC type of coordination 2 frame size S0 for ET 200SP system consisting of 3RC7141-4EE11, 3RV2321-4EC20, 2x 3RT2027-2BB40 | 22600 | 1 | ZA | 1
3RB2056-1FC2 |  | Overload relay 50...200 A for motor protection Size S6, Class 10E Contactor mounting/stand-alone installation Main circuit: busbar connection Auxiliary circuit: Screw terminal Manual-Automatic-Reset | 7690 | 1 | Z9 | 1
3RB2056-1FF2 |  | Overload relay 50...200 A for motor protection Size S6, Class 10E Contactor mounting/stand-alone installation Main circuit: busbar connection Auxiliary circuit: Spring-type terminal Manual-Automatic-Reset | 7690 | 1 | Z9 | 1
3RB2056-1FW2 |  | Overload relay 50...200 A for motor protection Size S6, Class 10E Contactor mounting/stand-alone installation Main circuit: straight-through transformer Auxiliary circuit: Screw terminal Manual-Automatic-Reset | 7420 | 1 | Z9 | 1
3RB2056-1FX2 |  | Overload relay 50...200 A for motor protection Size S6, Class 10E Contactor mounting/stand-alone installation Main circuit: straight-through transformer Auxiliary circuit: Spring-type terminal Manual-Automatic-Reset | 7420 | 1 | Z9 | 1
3RB2056-2FC2 |  | Overload relay 50...200 A for motor protection Size S6, Class 20E Contactor mounting/stand-alone installation Main circuit: busbar connection Auxiliary circuit: Screw terminal Manual-Automatic-Reset | 8390 | 1 | Z9 | 1
3RB2056-2FF2 |  | Overload relay 50...200 A for motor protection Size S6, Class 20E Contactor mounting/stand-alone installation Main circuit: busbar connection Auxiliary circuit: Spring-type terminal Manual-Automatic-Reset | 8390 | 1 | Z9 | 1
3RB2056-2FW2 |  | Overload relay 50...200 A for motor protection Size S6, Class 20E Contactor mounting/stand-alone installation Main circuit: straight-through transformer Auxiliary circuit: Screw terminal Manual-Automatic-Reset | 8100 | 1 | Z9 | 1
3RB2056-2FX2 |  | Overload relay 50...200 A for motor protection Size S6, Class 20E Contactor mounting/stand-alone installation Main circuit: straight-through transformer Auxiliary circuit: Spring-type terminal Manual-Automatic-Reset | 8100 | 1 | Z9 | 1
3RB2066-1GC2 |  | Overload relay 55...250 A for motor protection Size S10/S12, Class 10E Contactor mounting/stand-alone installation Main circuit: busbar connection Auxiliary circuit: Screw terminal Manual-Automatic-Reset | 8330 | 1 | Z9 | 1
3RB2066-1GF2 |  | Overload relay 55...250 A for motor protection Size S10/S12, Class 10E Contactor mounting/stand-alone installation Main circuit: busbar connection Auxiliary circuit: Spring-type terminal Manual-Automatic-Reset | 8330 | 1 | Z9 | 1
3RB2066-1MC2 |  | Overload relay 160...630 A for motor protection Size S10/S12, Class 10E Contactor mounting/stand-alone installation Main circuit: busbar connection Auxiliary circuit: Screw terminal Manual-Automatic-Reset | 14500 | 1 | Z9 | 1
3RB2066-1MF2 |  | Overload relay 160...630 A for motor protection Size S10/S12, Class 10E Contactor mounting/stand-alone installation Main circuit: busbar connection Auxiliary circuit: Spring-type terminal Manual-Automatic-Reset | 14500 | 1 | Z9 | 1
3RB2066-2GC2 |  | Overload relay 55...250 A for motor protection Size S10/S12, Class 20E Contactor mounting/stand-alone installation Main circuit: busbar connection Auxiliary circuit: Screw terminal Manual-Automatic-Reset | 9110 | 1 | Z9 | 1
3RB2066-2GF2 |  | Overload relay 55...250 A for motor protection Size S10/S12, Class 20E Contactor mounting/stand-alone installation Main circuit: busbar connection Auxiliary circuit: Spring-type terminal Manual-Automatic-Reset | 9110 | 1 | Z9 | 1
3RB2066-2MC2 |  | Overload relay 160...630 A for motor protection Size S10/S12, Class 20E Contactor mounting/stand-alone installation Main circuit: busbar connection Auxiliary circuit: Screw terminal Manual-Automatic-Reset | 15800 | 1 | Z9 | 1
3RB2066-2MF2 |  | Overload relay 160...630 A for motor protection Size S10/S12, Class 20E Contactor mounting/stand-alone installation Main circuit: busbar connection Auxiliary circuit: Spring-type terminal Manual-Automatic-Reset | 15800 | 1 | Z9 | 1
3RB2153-4FC2 |  | Overload relay 50...200 A for motor protection Size S6, CLASS 5...30E Contactor mounting/stand-alone installation Main circuit: busbar connection Auxiliary circuit: Screw terminal Manual-Automatic-Reset Internal ground fault detection | 10600 | 1 | Z9 | 1
3RB2153-4FF2 |  | Overload relay 50...200 A for motor protection Size S6, CLASS 5...30E Contactor mounting/stand-alone installation Main circuit: busbar connection Auxiliary circuit: Spring-type terminal Manual-Automatic-Reset Internal ground fault detection | 10600 | 1 | Z9 | 1
3RB2153-4FW2 |  | Overload relay 50...200 A for motor protection Size S6, CLASS 5...30E Contactor mounting/stand-alone installation Main circuit: straight-through transformer Auxiliary circuit: Screw terminal Manual-Automatic-Reset Internal ground fault detection | 10200 | 1 | Z9 | 1
3RB2153-4FX2 |  | Overload relay 50...200 A for motor protection Size S6, CLASS 5...30E Contactor mounting/stand-alone installation Main circuit: straight-through transformer Auxiliary circuit: Spring-type terminal Manual-Automatic-Reset Internal ground fault detection | 10200 | 1 | Z9 | 1
3RB2163-4GC2 |  | Overload relay 55...250 A for motor protection Size S10/S12, CLASS 5...30E Contactor mounting/stand-alone installation Main circuit: busbar connection Auxiliary circuit: Screw terminal Manual-Automatic-Reset Internal ground fault detection | 11300 | 1 | Z9 | 1
3RB2163-4GF2 |  | Overload relay 55...250 A for motor protection Size S10/S12, CLASS 5...30E Contactor mounting/stand-alone installation Main circuit: busbar connection Auxiliary circuit: Spring-type terminal Manual-Automatic-Reset Internal ground fault detection | 11300 | 1 | Z9 | 1
3RB2163-4MC2 |  | Overload relay 160...630 A for motor protection Size S10/S12, CLASS 5...30E Contactor mounting/stand-alone installation Main circuit: busbar connection Auxiliary circuit: Screw terminal Manual-Automatic-Reset Internal ground fault detection | 17900 | 1 | Z9 | 1
3RB2163-4MF2 |  | Overload relay 160...630 A for motor protection Size S10/S12, CLASS 5...30E Contactor mounting/stand-alone installation Main circuit: busbar connection Auxiliary circuit: Spring-type terminal Manual-Automatic-Reset Internal ground fault detection | 17900 | 1 | Z9 | 1
3RB2283-4AA1 |  | Evaluation unit for full motor protection (monostable) Size S00...S12, class 5...30 Stand-alone installation Main circuit: -- Auxiliary circuit: Screw terminal Manual-Automatic-Reset | 8470 | 1 | Z9 | 1
3RB2283-4AC1 |  | Evaluation unit for full motor protection (monostable) Size S00...S12, class 5...30 Stand-alone installation Main circuit: -- Auxiliary circuit: Spring-type terminal Manual-Automatic-Reset | 8470 | 1 | Z9 | 1
3RB2383-4AA1 |  | Evaluation unit for full motor protection (bistable) Size S00...S12, class 5...30 Stand-alone installation Main circuit: -- Auxiliary circuit: Screw terminal Manual-Automatic-Reset | 11400 | 1 | Z9 | 1
3RB2383-4AC1 |  | Evaluation unit for full motor protection (bistable) Size S00...S12, class 5...30 Stand-alone installation Main circuit: -- Auxiliary circuit: Spring-type terminal Manual-Automatic-Reset | 11400 | 1 | Z9 | 1
3RB2483-4AA1 |  | evaluation unit for full motor protection (monostable) for IO-Link frame size S00...S12, class 5...30 stand-alone installation main circuit: -- auxiliary circuit: screw terminal manual-automatic RESET | 14700 | 1 | Z9 | 1
3RB2483-4AC1 |  | evaluation unit for full motor protection (monostable) for IO-Link frame size S00...S12, class 5...30 stand-alone installation main circuit: -- auxiliary circuit: spring-loaded terminal manual-automatic RESET | 14700 | 1 | Z9 | 1
3RB2906-2BG1 |  | Current transformer 0.3...3 A for 3RB22/23/24 Size S00/S0 Stand-alone installation Main circuit: straight-through transformer Auxiliary circuit: -- | 5260 | 1 | Z9 | 1
3RB2906-2DG1 |  | Current transformer 2.4...25 A for 3RB22/23/24 Size S00/S0 Stand-alone installation Main circuit: straight-through transformer Auxiliary circuit: -- | 5260 | 1 | Z9 | 1
3RB2906-2JG1 |  | Current transformer 10...100 A for 3RB22/23/24 Size S2/S3 Stand-alone installation Main circuit: straight-through transformer Auxiliary circuit: -- | 5640 | 1 | Z9 | 1
3RB2956-2TG2 |  | Current transformer 20...200 A for 3RB22/23/24 Size S6 Contactor mounting/stand-alone installation Main circuit: straight-through transformer Auxiliary circuit: -- | 12700 | 1 | Z9 | 1
3RB2956-2TH2 |  | Current transformer 20...200 A for 3RB22/23/24 Size S6 Contactor mounting/stand-alone installation Main circuit: busbar connection Auxiliary circuit: -- | 13400 | 1 | Z9 | 1
3RB2966-2WH2 |  | Current transformer 63...630 A for 3RB22/23/24 Size S10/S12 Contactor mounting/stand-alone installation Main circuit: busbar connection Auxiliary circuit: -- | 15200 | 1 | Z9 | 1
3RB2984-2 |  | Sealable cover for 3RB22/23/24 Size S00...S12 | 321 | 1 | Z9 | 10
3RB2985-2AA0 |  | Memory module analog Basic 1 for 3RB22/23 Size S00...S12 | 2850 | 1 | Z9 | 1
3RB2985-2AA1 |  | Memory module analog Basic 1 GF for 3RB22/23 Size S00...S12 | 3800 | 1 | Z9 | 1
3RB2985-2AB1 |  | Memory module analog Basic 2 GF for 3RB22/23 Size S00...S12 | 3560 | 1 | Z9 | 1
3RB2985-2CA1 |  | Memory module Basic 1 GF for 3RB22/23 Size S00...S12 | 948 | 1 | Z9 | 1
3RB2985-2CB1 |  | Memory module Basic 2 GF for 3RB22/23 Size S00...S12 | 703 | 1 | Z9 | 1
3RB2987-2B |  | Connecting cable 0.1 m for 3RB22/23/24 Size S00...S12 | 459 | 1 | Z9 | 1
3RB2987-2D |  | Connecting cable 0.5 m for 3RB22/23/24 Size S00...S12 | 574 | 1 | Z9 | 1
3RB3016-1NB0 |  | Overload relay 0.32...1.25 A Electronic For motor protection Size S00, Class 10E Contactor mounting Main circuit: Screw Auxiliary circuit: Screw Manual-Automatic-Reset | 2470 | 1 | Z9 | 1
3RB3016-1NE0 |  | Overload relay 0.32...1.25 A Electronic For motor protection Size S00, Class 10E Contactor mounting Main circuit: Spring-type terminal Auxiliary circuit: Spring-type terminal Manual-Automatic-Reset | 2470 | 1 | Z9 | 1
3RB3016-1PB0 |  | Overload relay 1...4 A Electronic For motor protection Size S00, Class 10E Contactor mounting Main circuit: Screw Auxiliary circuit: Screw Manual-Automatic-Reset | 2470 | 1 | Z9 | 1
3RB3016-1PE0 |  | Overload relay 1...4 A Electronic For motor protection Size S00, Class 10E Contactor mounting Main circuit: Spring-type terminal Auxiliary circuit: Spring-type terminal Manual-Automatic-Reset | 2470 | 1 | Z9 | 1
3RB3016-1RB0 |  | Overload relay 0.1...0.4 A Electronic For motor protection Size S00, Class 10E Contactor mounting Main circuit: Screw Auxiliary circuit: Screw Manual-Automatic-Reset | 2470 | 1 | Z9 | 1
3RB3016-1RE0 |  | Overload relay 0.1...0.4 A Electronic For motor protection Size S00, Class 10E Contactor mounting Main circuit: Spring-type terminal Auxiliary circuit: Spring-type terminal Manual-Automatic-Reset | 2470 | 1 | Z9 | 1
3RB3016-1SB0 |  | Overload relay 3...12 A Electronic For motor protection Size S00, Class 10E Contactor mounting Main circuit: Screw Auxiliary circuit: Screw Manual-Automatic-Reset | 2470 | 1 | Z9 | 1
3RB3016-1SE0 |  | Overload relay 3...12 A Electronic For motor protection Size S00, Class 10E Contactor mounting Main circuit: Spring-type terminal Auxiliary circuit: Spring-type terminal Manual-Automatic-Reset | 2470 | 1 | Z9 | 1
3RB3016-1TB0 |  | Overload relay 4...16 A Electronic For motor protection Size S00, Class 10E Contactor mounting Main circuit: Screw Auxiliary circuit: Screw Manual-Automatic-Reset | 2470 | 1 | Z9 | 1
3RB3016-1TE0 |  | Overload relay 4...16 A Electronic For motor protection Size S00, Class 10E Contactor mounting Main circuit: Spring-type terminal Auxiliary circuit: Spring-type terminal Manual-Automatic-Reset | 2470 | 1 | Z9 | 1
3RB3016-2NB0 |  | Overload relay 0.32...1.25 A Electronic For motor protection Size S00, Class 20E Contactor mounting Main circuit: Screw Auxiliary circuit: Screw Manual-Automatic-Reset | 2920 | 1 | Z9 | 1
3RB3016-2NE0 |  | Overload relay 0.32...1.25 A Electronic For motor protection Size S00, Class 20E Contactor mounting Main circuit: Spring-type terminal Auxiliary circuit: Spring-type terminal Manual-Automatic-Reset | 2920 | 1 | Z9 | 1
3RB3016-2PB0 |  | Overload relay 1...4 A Electronic For motor protection Size S00, Class 20E Contactor mounting Main circuit: Screw Auxiliary circuit: Screw Manual-Automatic-Reset | 2920 | 1 | Z9 | 1
3RB3016-2PE0 |  | Overload relay 1...4 A Electronic For motor protection Size S00, Class 20E Contactor mounting Main circuit: Spring-type terminal Auxiliary circuit: Spring-type terminal Manual-Automatic-Reset | 2920 | 1 | Z9 | 1
3RB3016-2RB0 |  | Overload relay 0.1...0.4 A Electronic For motor protection Size S00, Class 20E Contactor mounting Main circuit: Screw Auxiliary circuit: Screw Manual-Automatic-Reset | 2920 | 1 | Z9 | 1
3RB3016-2RE0 |  | Overload relay 0.1...0.4 A Electronic For motor protection Size S00, Class 20E Contactor mounting Main circuit: Spring-type terminal Auxiliary circuit: Spring-type terminal Manual-Automatic-Reset | 2920 | 1 | Z9 | 1
3RB3016-2SB0 |  | Overload relay 3...12 A Electronic For motor protection Size S00, Class 20E Contactor mounting Main circuit: Screw Auxiliary circuit: Screw Manual-Automatic-Reset | 2920 | 1 | Z9 | 1
3RB3016-2SE0 |  | Overload relay 3...12 A Electronic For motor protection Size S00, Class 20E Contactor mounting Main circuit: Spring-type terminal Auxiliary circuit: Spring-type terminal Manual-Automatic-Reset | 2920 | 1 | Z9 | 1
3RB3016-2TB0 |  | Overload relay 4...16 A Electronic For motor protection Size S00, Class 20E Contactor mounting Main circuit: Screw Auxiliary circuit: Screw Manual-Automatic-Reset | 2920 | 1 | Z9 | 1
3RB3016-2TE0 |  | Overload relay 4...16 A Electronic For motor protection Size S00, Class 20E Contactor mounting Main circuit: Spring-type terminal Auxiliary circuit: Spring-type terminal Manual-Automatic-Reset | 2920 | 1 | Z9 | 1
3RB3026-1NB0 |  | Overload relay 0.32...1.25 A Electronic For motor protection Size S0, Class 10E Contactor mounting Main circuit: Screw Auxiliary circuit: Screw Manual-Automatic-Reset | 2840 | 1 | Z9 | 1
3RB3026-1NE0 |  | Overload relay 0.32...1.25 A Electronic For motor protection Size S0, Class 10E Contactor mounting Main circuit: Spring-type terminal Auxiliary circuit: Spring-type terminal Manual-Automatic-Reset | 2840 | 1 | Z9 | 1
3RB3026-1PB0 |  | Overload relay 1...4 A Electronic For motor protection Size S0, Class 10E Contactor mounting Main circuit: Screw Auxiliary circuit: Screw Manual-Automatic-Reset | 2840 | 1 | Z9 | 1
3RB3026-1PE0 |  | Overload relay 1...4 A Electronic For motor protection Size S0, Class 10E Contactor mounting Main circuit: Spring-type terminal Auxiliary circuit: Spring-type terminal Manual-Automatic-Reset | 2840 | 1 | Z9 | 1
3RB3026-1QB0 |  | Overload relay 6...25 A Electronic For motor protection Size S0, Class 10E Contactor mounting Main circuit: Screw Auxiliary circuit: Screw Manual-Automatic-Reset | 2840 | 1 | Z9 | 1
3RB3026-1QE0 |  | Overload relay 6...25 A Electronic For motor protection Size S0, Class 10E Contactor mounting Main circuit: Spring-type terminal Auxiliary circuit: Spring-type terminal Manual-Automatic-Reset | 2840 | 1 | Z9 | 1
3RB3026-1RB0 |  | Overload relay 0.1...0.4 A Electronic For motor protection Size S0, Class 10E Contactor mounting Main circuit: Screw Auxiliary circuit: Screw Manual-Automatic-Reset | 2840 | 1 | Z9 | 1
3RB3026-1RE0 |  | Overload relay 0.1...0.4 A Electronic For motor protection Size S0, Class 10E Contactor mounting Main circuit: Spring-type terminal Auxiliary circuit: Spring-type terminal Manual-Automatic-Reset | 2840 | 1 | Z9 | 1
3RB3026-1SB0 |  | Overload relay 3...12 A Electronic For motor protection Size S0, Class 10E Contactor mounting Main circuit: Screw Auxiliary circuit: Screw Manual-Automatic-Reset | 2840 | 1 | Z9 | 1
3RB3026-1SE0 |  | Overload relay 3...12 A Electronic For motor protection Size S0, Class 10E Contactor mounting Main circuit: Spring-type terminal Auxiliary circuit: Spring-type terminal Manual-Automatic-Reset | 2840 | 1 | Z9 | 1
3RB3026-1VB0 |  | Overload relay 10...40 A Electronic For motor protection Size S0, Class 10E Contactor mounting Main circuit: Screw Auxiliary circuit: Screw Manual-Automatic-Reset | 4180 | 1 | Z9 | 1
3RB3026-1VE0 |  | Overload relay 10...40 A Electronic For motor protection Size S0, Class 10E Contactor mounting Main circuit: Spring-type terminal Auxiliary circuit: Spring-type terminal Manual-Automatic-Reset | 4180 | 1 | Z9 | 1
3RB3026-2NB0 |  | Overload relay 0.32...1.25 A Electronic For motor protection Size S0, Class 20E Contactor mounting Main circuit: Screw Auxiliary circuit: Screw Manual-Automatic-Reset | 3330 | 1 | Z9 | 1
3RB3026-2NE0 |  | Overload relay 0.32...1.25 A Electronic For motor protection Size S0, Class 20 Contactor mounting Main circuit: Spring-type terminal Auxiliary circuit: Spring-type terminal Manual-Automatic-Reset | 3330 | 1 | Z9 | 1
3RB3026-2PB0 |  | Overload relay 1...4 A Electronic For motor protection Size S0, Class 20 Contactor mounting Main circuit: Screw Auxiliary circuit: Screw Manual-Automatic-Reset | 3330 | 1 | Z9 | 1
3RB3026-2PE0 |  | Overload relay 1...4 A Electronic For motor protection Size S0, Class 20 Contactor mounting Main circuit: Spring-type terminal Auxiliary circuit: Spring-type terminal Manual-Automatic-Reset | 3330 | 1 | Z9 | 1
3RB3026-2QB0 |  | Overload relay 6...25 A Electronic For motor protection Size S0, Class 20E Contactor mounting Main circuit: Screw Auxiliary circuit: Screw Manual-Automatic-Reset | 3330 | 1 | Z9 | 1
3RB3026-2QE0 |  | Overload relay 6...25 A Electronic For motor protection Size S0, Class 20 Contactor mounting Main circuit: Spring-type terminal Auxiliary circuit: Spring-type terminal Manual-Automatic-Reset | 3330 | 1 | Z9 | 1
3RB3026-2RB0 |  | Overload relay 0.1...0.4 A Electronic For motor protection Size S0, Class 20 Contactor mounting Main circuit: Screw Auxiliary circuit: Screw Manual-Automatic-Reset | 3330 | 1 | Z9 | 1
3RB3026-2RE0 |  | Overload relay 0.1...0.4 A Electronic For motor protection Size S0, Class 20 Contactor mounting Main circuit: Spring-type terminal Auxiliary circuit: Spring-type terminal Manual-Automatic-Reset | 3330 | 1 | Z9 | 1
3RB3026-2SB0 |  | Overload relay 3...12 A Electronic For motor protection Size S0, Class 20E Contactor mounting Main circuit: Screw Auxiliary circuit: Screw Manual-Automatic-Reset | 3330 | 1 | Z9 | 1
3RB3026-2SE0 |  | Overload relay 3...12 A Electronic For motor protection Size S0, Class 20 Contactor mounting Main circuit: Spring-type terminal Auxiliary circuit: Spring-type terminal Manual-Automatic-Reset | 3330 | 1 | Z9 | 1
3RB3026-2VB0 |  | Overload relay 10...40 A Electronic For motor protection Size S0, Class 20 Contactor mounting Main circuit: Screw Auxiliary circuit: Screw Manual-Automatic-Reset | 4710 | 1 | Z9 | 1
3RB3026-2VE0 |  | Overload relay 10...40 A Electronic For motor protection Size S0, Class 20 Contactor mounting Main circuit: Spring-type terminal Auxiliary circuit: Spring-type terminal Manual-Automatic-Reset | 4710 | 1 | Z9 | 1
3RB3036-1UB0 |  | Overload relay 12.5...50 A Electronic For motor protection Size S2, Class 10E Contactor mounting Main circuit: Screw Auxiliary circuit: Screw Manual-Automatic-Reset | 4650 | 1 | Z9 | 1
3RB3036-1UD0 |  | Overload relay 12.5...50 A Electronic For motor protection Size S2, Class 10E Contactor mounting Main circuit: Screw Auxiliary circuit: Spring-type terminal Manual-Automatic-Reset | 4650 | 1 | Z9 | 1
3RB3036-1UW1 |  | Overload relay 12.5...50 A Electronic For motor protection Size S2, Class 10E Stand-alone installation Main circuit: Straight-through transformer Auxiliary circuit: Screw Manual-Automatic-Reset | 4650 | 1 | Z9 | 1
3RB3036-1UX1 |  | Overload relay 12.5...50 A Electronic For motor protection Size S2, Class 10E Stand-alone installation Main circuit: Straight-through transformer Auxiliary circuit: Spring-type terminal Manual-Automatic-Reset | 4650 | 1 | Z9 | 1
3RB3036-1WB0 |  | Overload relay 20...80 A Electronic For motor protection Size S2, Class 10E Contactor mounting Main circuit: Screw Auxiliary circuit: Screw Manual-Automatic-Reset | 5960 | 1 | Z9 | 1
3RB3036-1WD0 |  | Overload relay 20...80 A Electronic For motor protection Size S2, Class 10E Contactor mounting Main circuit: Screw Auxiliary circuit: Spring-type terminal Manual-Automatic-Reset | 5960 | 1 | Z9 | 1
3RB3036-1WW1 |  | Overload relay 20...80 A Electronic For motor protection Size S2, Class 10E Stand-alone installation Main circuit: Straight-through transformer Auxiliary circuit: Screw Manual-Automatic-Reset | 5960 | 1 | Z9 | 1
3RB3036-1WX1 |  | Overload relay 20...80 A Electronic For motor protection Size S2, Class 10E Stand-alone installation Main circuit: Straight-through transformer Auxiliary circuit: Spring-type terminal Manual-Automatic-Reset | 5960 | 1 | Z9 | 1
3RB3036-2UB0 |  | Overload relay 12.5...50 A Electronic For motor protection Size S2, Class 20E Contactor mounting Main circuit: Screw Auxiliary circuit: Screw Manual-Automatic-Reset | 5500 | 1 | Z9 | 1
3RB3036-2UD0 |  | Overload relay 12.5...50 A Electronic For motor protection Size S2, Class 20E Contactor mounting Main circuit: Screw Auxiliary circuit: Spring-type terminal Manual-Automatic-Reset | 5500 | 1 | Z9 | 1
3RB3036-2UW1 |  | Overload relay 12.5...50 A Electronic For motor protection Size S2, Class 20E Stand-alone installation Main circuit: Straight-through transformer Auxiliary circuit: Screw Manual-Automatic-Reset | 5500 | 1 | Z9 | 1
3RB3036-2UX1 |  | Overload relay 12.5...50 A Electronic For motor protection Size S2, Class 20E Stand-alone installation Main circuit: Straight-through transformer Auxiliary circuit: Spring-type terminal Manual-Automatic-Reset | 5500 | 1 | Z9 | 1
3RB3036-2WB0 |  | Overload relay 20...80 A Electronic For motor protection Size S2, Class 20E Contactor mounting Main circuit: Screw Auxiliary circuit: Screw Manual-Automatic-Reset | 6900 | 1 | Z9 | 1
3RB3036-2WD0 |  | Overload relay 20...80 A Electronic For motor protection Size S2, Class 20E Contactor mounting Main circuit: Screw Auxiliary circuit: Spring-type terminal Manual-Automatic-Reset | 6900 | 1 | Z9 | 1
3RB3036-2WW1 |  | Overload relay 20...80 A Electronic For motor protection Size S2, Class 20E Stand-alone installation Main circuit: Straight-through transformer Auxiliary circuit: Screw Manual-Automatic-Reset | 6900 | 1 | Z9 | 1
3RB3036-2WX1 |  | Overload relay 20...80 A Electronic For motor protection Size S2, Class 20E Stand-alone installation Main circuit: Straight-through transformer Auxiliary circuit: Spring-type terminal Manual-Automatic-Reset | 6900 | 1 | Z9 | 1
3RB3046-1UB0 |  | Overload relay 12.5...50 A Electronic For motor protection Size S3, Class 10E Contactor mounting Main circuit: Screw Auxiliary circuit: Screw Manual-Automatic-Reset | 5110 | 1 | Z9 | 1
3RB3046-1UD0 |  | Overload relay 12.5...50 A Electronic For motor protection Size S3, Class 10E Contactor mounting Main circuit: Screw Auxiliary circuit: Spring-type terminal Manual-Automatic-Reset | 5110 | 1 | Z9 | 1
3RB3046-1UW1 |  | Overload relay 12.5...50 A Electronic For motor protection Size S3, Class 10E Stand-alone installation Main circuit: Straight-through transformer Auxiliary circuit: Screw Manual-Automatic-Reset | 6510 | 1 | Z9 | 1
3RB3046-1UX1 |  | Overload relay 12.5...50 A Electronic For motor protection Size S3, Class 10E Stand-alone installation Main circuit: Straight-through transformer Auxiliary circuit: Spring-type terminal Manual-Automatic-Reset | 6510 | 1 | Z9 | 1
3RB3046-1XB0 |  | Overload relay 32...115 A Electronic For motor protection Size S3, Class 10E Contactor mounting Main circuit: Screw Auxiliary circuit: Screw Manual-Automatic-Reset | 7120 | 1 | Z9 | 1
3RB3046-1XD0 |  | Overload relay 32...115 A Electronic For motor protection Size S3, Class 10E Contactor mounting Main circuit: Screw Auxiliary circuit: Spring-type terminal Manual-Automatic-Reset | 7120 | 1 | Z9 | 1
3RB3046-1XW1 |  | Overload relay 32...115 A Electronic For motor protection Size S3, Class 10E Stand-alone installation Main circuit: Straight-through transformer Auxiliary circuit: Screw Manual-Automatic-Reset | 7120 | 1 | Z9 | 1
3RB3046-1XX1 |  | Overload relay 32...115 A Electronic For motor protection Size S3, Class 10E Stand-alone installation Main circuit: Straight-through transformer Auxiliary circuit: Spring-type terminal Manual-Automatic-Reset | 7120 | 1 | Z9 | 1
3RB3046-2UB0 |  | Overload relay 12.5...50 A Electronic For motor protection Size S3, Class 20E Contactor mounting Main circuit: Screw Auxiliary circuit: Screw Manual-Automatic-Reset | 6130 | 1 | Z9 | 1
3RB3046-2UD0 |  | Overload relay 12.5...50 A Electronic For motor protection Size S3, Class 20E Contactor mounting Main circuit: Screw Auxiliary circuit: Spring-type terminal Manual-Automatic-Reset | 6130 | 1 | Z9 | 1
3RB3046-2UW1 |  | Overload relay 12.5...50 A Electronic For motor protection Size S3, Class 20E Stand-alone installation Main circuit: Straight-through transformer Auxiliary circuit: Screw Manual-Automatic-Reset | 7430 | 1 | Z9 | 1
3RB3046-2UX1 |  | Overload relay 12.5...50 A Electronic For motor protection Size S3, Class 20E Stand-alone installation Main circuit: Straight-through transformer Auxiliary circuit: Spring-type terminal Manual-Automatic-Reset | 7430 | 1 | Z9 | 1
3RB3046-2XB0 |  | Overload relay 32...115 A Electronic For motor protection Size S3, Class 20E Contactor mounting Main circuit: Screw Auxiliary circuit: Screw Manual-Automatic-Reset | 8030 | 1 | Z9 | 1
3RB3046-2XD0 |  | Overload relay 32...115 A Electronic For motor protection Size S3, Class 20E Contactor mounting Main circuit: Screw Auxiliary circuit: Spring-type terminal Manual-Automatic-Reset | 8030 | 1 | Z9 | 1
3RB3046-2XW1 |  | Overload relay 32...115 A Electronic For motor protection Size S3, Class 20E Stand-alone installation Main circuit: Straight-through transformer Auxiliary circuit: Screw Manual-Automatic-Reset | 8030 | 1 | Z9 | 1
3RB3046-2XX1 |  | Overload relay 32...115 A Electronic For motor protection Size S3, Class 20E Stand-alone installation Main circuit: Straight-through transformer Auxiliary circuit: Spring-type terminal Manual-Automatic-Reset | 8030 | 1 | Z9 | 1
3RB3113-4NB0 |  | Overload relay 0.32...1.25 A Electronic For motor protection Size S00, Class 5...30 Contactor mounting Main circuit: Screw Auxiliary circuit: Screw Manual-Automatic-Reset Internal ground fault detection | 4460 | 1 | Z9 | 1
3RB3113-4NE0 |  | Overload relay 0.32...1.25 A Electronic For motor protection Size S00, Class 5...30 Contactor mounting Main circuit: Spring-type terminal Auxiliary circuit: Spring-type terminal Manual-Automatic-Reset Internal ground fault detection | 4460 | 1 | Z9 | 1
3RB3113-4PB0 |  | Overload relay 1...4 A Electronic For motor protection Size S00, Class 5...30 Contactor mounting Main circuit: Screw Auxiliary circuit: Screw Manual-Automatic-Reset Internal ground fault detection | 4460 | 1 | Z9 | 1
3RB3113-4PE0 |  | Overload relay 1...4 A Electronic For motor protection Size S00, Class 5...30 Contactor mounting Main circuit: Spring-type terminal Auxiliary circuit: Spring-type terminal Manual-Automatic-Reset Internal ground fault detection | 4460 | 1 | Z9 | 1
3RB3113-4RB0 |  | Overload relay 0.1...0.4 A Electronic For motor protection Size S00, Class 5...30 Contactor mounting Main circuit: Screw Auxiliary circuit: Screw Manual-Automatic-Reset Internal ground fault detection | 4460 | 1 | Z9 | 1
3RB3113-4RE0 |  | Overload relay 0.1...0.4 A Electronic For motor protection Size S00, Class 5...30 Contactor mounting Main circuit: Spring-type terminal Auxiliary circuit: Spring-type terminal Manual-Automatic-Reset Internal ground fault detection | 4460 | 1 | Z9 | 1
3RB3113-4SB0 |  | Overload relay 3...12 A Electronic For motor protection Size S00, Class 5...30 Contactor mounting Main circuit: Screw Auxiliary circuit: Screw Manual-Automatic-Reset Internal ground fault detection | 4460 | 1 | Z9 | 1
3RB3113-4SE0 |  | Overload relay 3...12 A Electronic For motor protection Size S00, Class 5...30 Contactor mounting Main circuit: Spring-type terminal Auxiliary circuit: Spring-type terminal Manual-Automatic-Reset Internal ground fault detection | 4460 | 1 | Z9 | 1
3RB3113-4TB0 |  | Overload relay 4...16 A Electronic For motor protection Size S00, Class 5...30 Contactor mounting Main circuit: Screw Auxiliary circuit: Screw Manual-Automatic-Reset Internal ground fault detection | 4460 | 1 | Z9 | 1
3RB3113-4TE0 |  | Overload relay 4...16 A Electronic For motor protection Size S00, Class 5...30 Contactor mounting Main circuit: Spring-type terminal Auxiliary circuit: Spring-type terminal Manual-Automatic-Reset Internal ground fault detection | 4460 | 1 | Z9 | 1
3RB3123-4NB0 |  | Overload relay 0.32...1.25 A Electronic For motor protection Size S0, Class 5...30 Contactor mounting Main circuit: Screw Auxiliary circuit: Screw Manual-Automatic-Reset Internal ground fault detection | 4810 | 1 | Z9 | 1
3RB3123-4NE0 |  | Overload relay 0.32...1.25 A Electronic For motor protection Size S0, Class 5...30 Contactor mounting Main circuit: Spring-type terminal Auxiliary circuit: Spring-type terminal Manual-Automatic-Reset Internal ground fault detection | 4810 | 1 | Z9 | 1
3RB3123-4PB0 |  | Overload relay 1...4 A Electronic For motor protection Size S0, Class 5...30 Contactor mounting Main circuit: Screw Auxiliary circuit: Screw Manual-Automatic-Reset Internal ground fault detection | 4810 | 1 | Z9 | 1
3RB3123-4PE0 |  | Overload relay 1...4 A Electronic For motor protection Size S0, Class 5...30 Contactor mounting Main circuit: Spring-type terminal Auxiliary circuit: Spring-type terminal Manual-Automatic-Reset Internal ground fault detection | 4810 | 1 | Z9 | 1
3RB3123-4QB0 |  | Overload relay 6...25 A Electronic For motor protection Size S0, Class 5...30 Contactor mounting Main circuit: Screw Auxiliary circuit: Screw Manual-Automatic-Reset Internal ground fault detection | 4810 | 1 | Z9 | 1
3RB3123-4QE0 |  | Overload relay 6...25 A Electronic For motor protection Size S0, Class 5...30 Contactor mounting Main circuit: Spring-type terminal Auxiliary circuit: Spring-type terminal Manual-Automatic-Reset Internal ground fault detection | 4810 | 1 | Z9 | 1
3RB3123-4RB0 |  | Overload relay 0.1...0.4 A Electronic For motor protection Size S0, Class 5...30 Contactor mounting Main circuit: Screw Auxiliary circuit: Screw Manual-Automatic-Reset Internal ground fault detection | 4810 | 1 | Z9 | 1
3RB3123-4RE0 |  | Overload relay 0.1...0.4 A Electronic For motor protection Size S0, Class 5...30 Contactor mounting Main circuit: Spring-type terminal Auxiliary circuit: Spring-type terminal Manual-Automatic-Reset Internal ground fault detection | 4810 | 1 | Z9 | 1
3RB3123-4SB0 |  | Overload relay 3...12 A Electronic For motor protection Size S0, Class 5...30 Contactor mounting Main circuit: Screw Auxiliary circuit: Screw Manual-Automatic-Reset Internal ground fault detection | 4810 | 1 | Z9 | 1
3RB3123-4SE0 |  | Overload relay 3...12 A Electronic For motor protection Size S0, Class 5...30 Contactor mounting Main circuit: Spring-type terminal Auxiliary circuit: Spring-type terminal Manual-Automatic-Reset Internal ground fault detection | 4810 | 1 | Z9 | 1
3RB3123-4VB0 |  | overload relay 10...40 A electronic for motor protection frame size S0, class 5...30 for mounting onto contactors main circuit: screw auxiliary circuit: screw manual-automatic RESET internal ground fault detection | 5980 | 1 | Z9 | 1
3RB3123-4VE0 |  | Overload relay 10...40 A Electronic For motor protection Size S0, Class 5...30 Contactor mounting Main circuit: Spring-type terminal Auxiliary circuit: Spring-type terminal Manual-Automatic-Reset Internal ground fault detection | 5980 | 1 | Z9 | 1
3RB3133-4UB0 |  | Overload relay 12.5...50 A Electronic For motor protection Size S2, Class 5E...30E Contactor mounting Main circuit: Screw Auxiliary circuit: Screw Manual-Automatic-Reset Internal ground fault detection | 6610 | 1 | Z9 | 1
3RB3133-4UD0 |  | Overload relay 12.5...50 A Electronic For motor protection Size S2, Class 5E...30E Contactor mounting Main circuit: Screw Auxiliary circuit: Spring-type terminal Manual-Automatic-Reset Internal ground fault detection | 6610 | 1 | Z9 | 1
3RB3133-4UW1 |  | Overload relay 12.5...50 A Electronic For motor protection Size S2, Class 5E...30E Stand-alone installation Main circuit: Straight-through transformer Auxiliary circuit: Screw Manual-Automatic-Reset Internal ground fault detection | 6610 | 1 | Z9 | 1
3RB3133-4UX1 |  | Overload relay 12.5...50 A Electronic For motor protection Size S2, Class 5E...30E Stand-alone installation Main circuit: Straight-through transformer Auxiliary circuit: Spring-type terminal Manual-Automatic-Reset Internal ground fault detection | 6610 | 1 | Z9 | 1
3RB3133-4WB0 |  | Overload relay 20...80 A Electronic For motor protection Size S2, Class 5E...30E Contactor mounting Main circuit: Screw Auxiliary circuit: Screw Manual-Automatic-Reset Internal ground fault detection | 7990 | 1 | Z9 | 1
3RB3133-4WD0 |  | Overload relay 20...80 A Electronic For motor protection Size S2, Class 5E...30E Contactor mounting Main circuit: Screw Auxiliary circuit: Spring-type terminal Manual-Automatic-Reset Internal ground fault detection | 7990 | 1 | Z9 | 1
3RB3133-4WW1 |  | Overload relay 20...80 A Electronic For motor protection Size S2, Class 5E...30E Stand-alone installation Main circuit: Straight-through transformer Auxiliary circuit: Screw Manual-Automatic-Reset Internal ground fault detection | 7990 | 1 | Z9 | 1
3RB3133-4WX1 |  | Overload relay 20...80 A Electronic For motor protection Size S2, Class 5E...30E Stand-alone installation Main circuit: Straight-through transformer Auxiliary circuit: Spring-type terminal Manual-Automatic-Reset Internal ground fault detection | 7990 | 1 | Z9 | 1
3RB3143-4UB0 |  | Overload relay 12.5...50 A Electronic For motor protection Size S3, Class 5E...30E Contactor mounting Main circuit: Screw Auxiliary circuit: Screw Manual-Automatic-Reset | 7200 | 1 | Z9 | 1
3RB3143-4UD0 |  | Overload relay 12.5...50 A Electronic For motor protection Size S3, Class 5E...30E Contactor mounting Main circuit: Screw Auxiliary circuit: Spring-type terminal Manual-Automatic-Reset | 7200 | 1 | Z9 | 1
3RB3143-4UW1 |  | Overload relay 12.5...50 A Electronic For motor protection Size S3, Class 5E...30E Stand-alone installation Main circuit: Straight-through transformer Auxiliary circuit: Screw Manual-Automatic-Reset | 8280 | 1 | Z9 | 1
3RB3143-4UX1 |  | Overload relay 12.5...50 A Electronic For motor protection Size S3, Class 5E...30E Stand-alone installation Main circuit: Straight-through transformer Auxiliary circuit: Spring-type terminal Manual-Automatic-Reset | 8280 | 1 | Z9 | 1
3RB3143-4XB0 |  | Overload relay 32...115 A Electronic For motor protection Size S3, Class 5E...30E Contactor mounting Main circuit: Screw Auxiliary circuit: Screw Manual-Automatic-Reset | 8930 | 1 | Z9 | 1
3RB3143-4XD0 |  | Overload relay 32...115 A Electronic For motor protection Size S3, Class 5E...30E Contactor mounting Main circuit: Screw Auxiliary circuit: Spring-type terminal Manual-Automatic-Reset | 8930 | 1 | Z9 | 1
3RB3143-4XW1 |  | Overload relay 32...115 A Electronic For motor protection Size S3, Class 5E...30E Stand-alone installation Main circuit: Straight-through transformer Auxiliary circuit: Screw Manual-Automatic-Reset | 8910 | 1 | Z9 | 1
3RB3143-4XX1 |  | Overload relay 32...115 A Electronic For motor protection Size S3, Class 5E...30E Stand-alone installation Main circuit: Straight-through transformer Auxiliary circuit: Spring-type terminal Manual-Automatic-Reset | 8910 | 1 | Z9 | 1
3RB3980-0A |  | Mechanical RESET for 3RB30/3RB31 Size S00...S3 for 3RB20/3RB21 Size S6...S12 | 110 | 1 | Z9 | 1
3RB3980-0B |  | Cable release for reset 0.4 m for 3RB30/3RB31 Size S00...S3 for 3RB20/3RB21 Size S6...S12 | 1080 | 1 | Z9 | 1
3RB3980-0C |  | Cable release for reset 0.6 m for 3RB30/3RB31 Size S00...S3 for 3RB20/3RB21 Size S6...S12 | 1080 | 1 | Z9 | 1
3RB3984-0 |  | Sealable cover for 3RB30/31 Size S00...S3 for 3RB20/21 Size S6...S12 | 217 | 1 | Z9 | 1
3RC7140-1EE00 |  | intelligent link module direct starter standard 0.4-4 A up to 690 V AC frame size S00 for 3RV2.1 and 3RT2.1 for ET 200SP system | 4350 | 1 | ZA | 1
3RC7140-1EE10 |  | intelligent link module direct starter high feature 0.4-4 A up to 690 V AC frame size S00 for 3RV2.1 and 3RT2.1 for ET 200SP system | 4830 | 1 | ZA | 1
3RC7140-1KE00 |  | intelligent link module direct starter standard 1.2-12 A up to 690 V AC frame size S00 for 3RV2.1 and 3RT2.1 for ET 200SP system | 4350 | 1 | ZA | 1
3RC7140-1KE10 |  | intelligent link module direct starter high feature 1.2-12 A up to 690 V AC frame size S00 for 3RV2.1 and 3RT2.1 for ET 200SP system | 4830 | 1 | ZA | 1
3RC7140-4EE01 |  | intelligent link module direct starter standard 3.5-32 A up to 690 V AC frame size S0 for 3RV2.2 and 3RT2.2 for ET 200SP system | 4550 | 1 | ZA | 1
3RC7140-4EE11 |  | intelligent link module direct starter high feature 3.5-32 A up to 690 V AC frame size S0 for 3RV2.2 and 3RT2.2 for ET 200SP system | 5160 | 1 | ZA | 1
3RC7141-1EE00 |  | intelligent link module reversing starter standard 0.4-4 A up to 690 V AC frame size S00 for 3RV2.1 and 3RT2.1 for ET 200SP system | 6890 | 1 | ZA | 1
3RC7141-1EE10 |  | intelligent link module reversing starter high feature 0.4-4 A up to 690 V AC frame size S00 for 3RV2.1 and 3RT2.1 for ET 200SP system | 7570 | 1 | ZA | 1
3RC7141-1KE00 |  | intelligent link module reversing starter standard 1.2-12 A up to 690 V AC frame size S00 for 3RV2.1 and 3RT2.1 for ET 200SP system | 6890 | 1 | ZA | 1
3RC7141-1KE10 |  | intelligent link module reversing starter high feature 1.2-12 A up to 690 V AC frame size S00 for 3RV2.1 and 3RT2.1 for ET 200SP system | 7570 | 1 | ZA | 1
3RC7141-4EE01 |  | intelligent link module reversing starter standard 3.5-32 A up to 690 V AC frame size S0 for 3RV2.2 and 3RT2.2 for ET 200SP system | 7210 | 1 | ZA | 1
3RC7141-4EE11 |  | intelligent link module reversing starter high feature 3.5-32 A up to 690 V AC frame size S0 for 3RV2.2 and 3RT2.2 for ET 200SP system | 7940 | 1 | ZA | 1
3RC7940-0TE01 |  | 3RC7 ILM Communication Cable for side-by-side mounting between 3RC7 direct starter and 3RC7 direct starter or reversing starter | 124 | 1 | ZA | 1
3RC7940-0TE02 |  | 3RC7 ILM Communication Cable for side-by-side mounting between 3RC7 reversing starter and 3RC7 direct starter or reversing starter | 207 | 1 | ZA | 1
3RC7940-0TE03 |  | 3RC7 ILM Communication Cable between 3RC7 ILM and 3RC7 ILM, length 0.75 m | 330 | 1 | ZA | 1
3RC7940-0TE04 |  | 3RC7 ILM Communication Cable between 3RC7 ILM and 3RC7 ILM, length 1.5 m | 620 | 1 | ZA | 1
3RC7940-0TE05 |  | 3RC7 ILM Communication Cable between 3RC7 ILM and 3RC7 ILM, length 2 m | 701 | 1 | ZA | 1
3RC7940-0TE10 |  | 3RC7 ILM Communication Cable between ET 200SP BusAdapter and 3RC7 ILM, length 0.5 m | 207 | 1 | ZA | 1
3RC7940-0TE20 |  | 3RC7 ILM Communication Cable between ET 200SP BusAdapter and 3RC7 ILM, length 2 m | 620 | 1 | ZA | 1
3RC7940-0TE30 |  | 3RC7 ILM Communication Cable between ET 200SP BusAdapter and 3RC7 ILM, length 5 m | 1240 | 1 | ZA | 1
3RC7940-0TE40 |  | 3RC7 ILM Communication Cable between ET 200SP BusAdapter and 3RC7 ILM, length 10 m | 1780 | 1 | ZA | 1
3RC7940-1TE01 |  | 3RC7 ILM Power Cable for side-by-side mounting between 3RC7 direct starter and 3RC7 direct starter or reversing starter | 207 | 1 | ZA | 1
3RC7940-1TE02 |  | 3RC7 ILM Power Cable for side-by-side mounting between 3RC7 reversing starter and 3RC7 direct starter or reversing starter | 330 | 1 | ZA | 1
3RC7940-2TE00 |  | adapter for stand-alone installation for 3RC7 ILM, frame size S00, setup with 3RT2.1 | 1120 | 1 | ZA | 1
3RC7940-2TE01 |  | adapter for stand-alone installation for 3RC7 ILM, frame size S0, setup with 3RT2.2 | 1120 | 1 | ZA | 1
3RF2020-1AA02 |  | ***phase-out type*** semiconductor relay, 1-phase 3RF2 width 45 mm, 20 A 24-230 V / 24 V DC screw terminal for mounting on available cooling surfaces | 1640 | 1 | Z9 | 1
3RF2020-1AA04 |  | ***phase-out type*** semiconductor relay, 1-phase 3RF2 width 45 mm, 20 A 48-460 V / 24 V DC screw terminal for mounting on available cooling surfaces | 1840 | 1 | Z9 | 1
3RF2020-1AA22 |  | ***phase-out type*** semiconductor relay, 1-phase 3RF2 width 45 mm, 20 A 24-230 V / 110-230 V AC screw terminal for mounting on available cooling surfaces | 1880 | 1 | Z9 | 1
3RF2020-1AA24 |  | ***phase-out type*** semiconductor relay, 1-phase 3RF2 width 45 mm, 20 A 48-460 V / 110-230 V AC screw terminal for mounting on available cooling surfaces | 2090 | 1 | Z9 | 1
3RF2020-1AA42 |  | ***phase-out type*** semiconductor relay, 1-phase 3RF2 width 45 mm, 20 A 24-230 V / 4-30 V DC screw terminal for mounting on available cooling surfaces | 1640 | 1 | Z9 | 1
3RF2020-1AA45 |  | ***phase-out type*** semiconductor relay, 1-phase 3RF2 width 45 mm, 20 A 48-600 V / 4-30 V DC screw terminal blocking voltage 1200 V for mounting on available cooling surfaces | 1980 | 1 | Z9 | 1
3RF2030-1AA02 |  | ***phase-out type*** semiconductor relay, 1-phase 3RF2 width 45 mm, 30 A 24-230 V / 24 V DC screw terminal for mounting on available cooling surfaces | 1710 | 1 | Z9 | 1
3RF2030-1AA04 |  | ***phase-out type*** semiconductor relay, 1-phase 3RF2 width 45 mm, 30 A 48-460 V / 24 V DC screw terminal for mounting on available cooling surfaces | 1950 | 1 | Z9 | 1
3RF2030-1AA06 |  | ***phase-out type*** semiconductor relay, 1-phase 3RF2 width 45 mm, 30 A 48-600 V / 24 V DC screw terminal for mounting on available cooling surfaces | 2750 | 1 | Z9 | 1
3RF2030-1AA22 |  | ***phase-out type*** semiconductor relay, 1-phase 3RF2 width 45 mm, 30 A 24-230 V / 110-230 V AC screw terminal for mounting on available cooling surfaces | 1970 | 1 | Z9 | 1
3RF2030-1AA24 |  | ***phase-out type*** semiconductor relay, 1-phase 3RF2 width 45 mm, 30 A 48-460 V / 110-230 V AC screw terminal for mounting on available cooling surfaces | 2200 | 1 | Z9 | 1
3RF2030-1AA26 |  | ***phase-out type*** semiconductor relay, 1-phase 3RF2 width 45 mm, 30 A 48-600 V / 110-230 V AC screw terminal for mounting on available cooling surfaces | 3070 | 1 | Z9 | 1
3RF2030-1AA42 |  | ***phase-out type*** semiconductor relay, 1-phase 3RF2 width 45 mm, 30 A 24-230 V / 4-30 V DC screw terminal for mounting on available cooling surfaces | 1710 | 1 | Z9 | 1
3RF2030-1BA04 |  | ***phase-out type*** semiconductor relay, 1-phase 3RF2 width 45 mm, 30 A 48-460 V / 24 V DC screw terminal instantaneous switching for mounting on available cooling surfaces | 1950 | 1 | Z9 | 1
3RF2050-1AA06 |  | ***phase-out type*** semiconductor relay, 1-phase 3RF2 width 45 mm, 50 A 48-600 V / 24 V DC screw terminal for mounting on available cooling surfaces | 3010 | 1 | Z9 | 1
3RF2050-1AA22 |  | ***phase-out type*** semiconductor relay, 1-phase 3RF2 width 45 mm, 50 A 24-230 V / 110-230 V AC screw terminal for mounting on available cooling surfaces | 2110 | 1 | Z9 | 1
3RF2050-1AA24 |  | ***phase-out type*** semiconductor relay, 1-phase 3RF2 width 45 mm, 50 A 48-460 V / 110-230 V AC screw terminal for mounting on available cooling surfaces | 2350 | 1 | Z9 | 1
3RF2050-1AA26 |  | ***phase-out type*** semiconductor relay, 1-phase 3RF2 width 45 mm, 50 A 48-600 V / 110-230 V AC screw terminal for mounting on available cooling surfaces | 3290 | 1 | Z9 | 1
3RF2050-4AA02 |  | ***phase-out type*** semiconductor relay, 1-phase 3RF2 width 45 mm, 50 A 24-230 V / 24 V DC screw terminal spring-loaded control connector for mounting on available cooling surfaces | 1930 | 1 | Z9 | 1
3RF2070-1AA02 |  | ***phase-out type*** semiconductor relay, 1-phase 3RF2 width 45 mm, 70 A 24-230 V / 24 V DC screw terminal for mounting on available cooling surfaces | 2260 | 1 | Z9 | 1
3RF2070-1AA04 |  | ***phase-out type*** semiconductor relay, 1-phase 3RF2 width 45 mm, 70 A 48-460 V / 24 V DC screw terminal for mounting on available cooling surfaces | 2460 | 1 | Z9 | 1
3RF2070-1AA06 |  | ***phase-out type*** semiconductor relay, 1-phase 3RF2 width 45 mm, 70 A 48-600 V / 24 V DC screw terminal for mounting on available cooling surfaces | 3150 | 1 | Z9 | 1
3RF2070-1AA22 |  | ***phase-out type*** semiconductor relay, 1-phase 3RF2 width 45 mm, 70 A 24-230 V / 110-230 V AC screw terminal for mounting on available cooling surfaces | 2540 | 1 | Z9 | 1
3RF2070-1AA24 |  | ***phase-out type*** semiconductor relay, 1-phase 3RF2 width 45 mm, 70 A 48-460 V / 110-230 V AC screw terminal for mounting on available cooling surfaces | 2730 | 1 | Z9 | 1
3RF2070-1AA26 |  | ***phase-out type*** semiconductor relay, 1-phase 3RF2 width 45 mm, 70 A 48-600 V / 110-230 V AC screw terminal for mounting on available cooling surfaces | 3440 | 1 | Z9 | 1
3RF2070-1AA45 |  | ***phase-out type*** semiconductor relay, 1-phase 3RF2 width 45 mm, 70 A 48-600 V / 4-30 V DC screw terminal blocking voltage 1200 V for mounting on available cooling surfaces | 2540 | 1 | Z9 | 1
3RF2090-1AA06 |  | ***phase-out type*** semiconductor relay, 1-phase 3RF2 width 45 mm, 90 A 48-600 V / 24 V DC screw terminal for mounting on available cooling surfaces | 3350 | 1 | Z9 | 1
3RF2090-1AA22 |  | ***phase-out type*** semiconductor relay, 1-phase 3RF2 width 45 mm, 90 A 24-230 V / 110-230 V AC screw terminal for mounting on available cooling surfaces | 3040 | 1 | Z9 | 1
3RF2090-1AA24 |  | ***phase-out type*** semiconductor relay, 1-phase 3RF2 width 45 mm, 90 A 48-460 V / 110-230 V AC screw terminal for mounting on available cooling surfaces | 3120 | 1 | Z9 | 1
3RF2090-1AA26 |  | ***phase-out type*** semiconductor relay, 1-phase 3RF2 width 45 mm, 90 A 48-600 V / 110-230 V AC screw terminal for mounting on available cooling surfaces | 3720 | 1 | Z9 | 1
3RF2120-1AA02 |  | ***phase-out type*** semiconductor relay, 1-phase 3RF2 width 22.5 mm, 20 A 24-230 V / 24 V DC screw terminal for mounting on available cooling surfaces | 1580 | 1 | Z9 | 1
3RF2120-1AA04 |  | ***phase-out type*** semiconductor relay, 1-phase 3RF2 width 22.5 mm, 20 A 48-460 V / 24 V DC screw terminal for mounting on available cooling surfaces | 1790 | 1 | Z9 | 1
3RF2120-1AA22 |  | ***phase-out type*** semiconductor relay, 1-phase 3RF2 width 22.5 mm, 20 A 24-230 V / 110-230 V AC screw terminal for mounting on available cooling surfaces | 1830 | 1 | Z9 | 1
3RF2120-1AA24 |  | ***phase-out type*** semiconductor relay, 1-phase 3RF2 width 22.5 mm, 20 A 48-460 V / 110-230 V AC screw terminal for mounting on available cooling surfaces | 2030 | 1 | Z9 | 1
3RF2120-1AA42 |  | ***phase-out type*** semiconductor relay, 1-phase 3RF2 width 22.5 mm, 20 A 24-230 V / 4-30 V DC screw terminal for mounting on available cooling surfaces | 1580 | 1 | Z9 | 1
3RF2120-1AA45 |  | ***phase-out type*** semiconductor relay, 1-phase 3RF2 width 22.5 mm, 20 A 48-600 V / 4-30 V DC screw terminal blocking voltage 1200 V for mounting on available cooling surfaces | 1930 | 1 | Z9 | 1
3RF2120-1BA04 |  | ***phase-out type*** semiconductor relay, 1-phase 3RF2 width 22.5 mm, 20 A 48-460 V / 24 V DC screw terminal instantaneous switching for mounting on available cooling surfaces | 1790 | 1 | Z9 | 1
3RF2120-2AA02 |  | ***phase-out type*** semiconductor relay, 1-phase 3RF2 width 22.5 mm, 20 A 24-230 V / 24 V DC spring-loaded terminal for mounting on available cooling surfaces | 1650 | 1 | Z9 | 1
3RF2120-2AA04 |  | ***phase-out type*** semiconductor relay, 1-phase 3RF2 width 22.5 mm, 20 A 48-460 V / 24 V DC spring-loaded terminal for mounting on available cooling surfaces | 1860 | 1 | Z9 | 1
3RF2120-2AA22 |  | ***phase-out type*** semiconductor relay, 1-phase 3RF2 width 22.5 mm, 20 A 24-230 V / 110-230 V AC spring-loaded terminal for mounting on available cooling surfaces | 1900 | 1 | Z9 | 1
3RF2120-2AA24 |  | ***phase-out type*** semiconductor relay, 1-phase 3RF2 width 22.5 mm, 20 A 48-460 V / 110-230 V AC spring-loaded terminal for mounting on available cooling surfaces | 2120 | 1 | Z9 | 1
3RF2120-2AA42 |  | ***phase-out type*** semiconductor relay, 1-phase 3RF2 width 22.5 mm, 20 A 24-230 V / 4-30 V DC spring-loaded terminal for mounting on available cooling surfaces | 1650 | 1 | Z9 | 1
3RF2120-2AA45 |  | ***phase-out type*** semiconductor relay, 1-phase 3RF2 width 22.5 mm, 20 A 48-600 V / 4-30 V DC spring-loaded terminal blocking voltage 1200 V for mounting on available cooling surfaces | 1990 | 1 | Z9 | 1
3RF2120-3AA02 |  | ***phase-out type*** semiconductor relay, 1-phase 3RF2 width 22.5 mm, 20 A 24-230 V / 24 V DC ring cable terminal for mounting on available cooling surfaces | 1580 | 1 | Z9 | 1
3RF2120-3AA04 |  | ***phase-out type*** semiconductor relay, 1-phase 3RF2 width 22.5 mm, 20 A 48-460 V / 24 V DC ring cable terminal for mounting on available cooling surfaces | 1790 | 1 | Z9 | 1
3RF2120-3AA22 |  | ***phase-out type*** semiconductor relay, 1-phase 3RF2 width 22.5 mm, 20 A 24-230 V / 110-230 V AC ring cable terminal for mounting on available cooling surfaces | 1830 | 1 | Z9 | 1
3RF2120-3AA24 |  | ***phase-out type*** semiconductor relay, 1-phase 3RF2 width 22.5 mm, 20 A 48-460 V / 110-230 V AC ring cable terminal for mounting on available cooling surfaces | 2030 | 1 | Z9 | 1
3RF2130-1AA02 |  | ***phase-out type*** semiconductor relay, 1-phase 3RF2 width 22.5 mm, 30 A 24-230 V / 24 V DC screw terminal for mounting on available cooling surfaces | 1710 | 1 | Z9 | 1
3RF2130-1AA04 |  | ***phase-out type*** semiconductor relay, 1-phase 3RF2 width 22.5 mm, 30 A 48-460 V / 24 V DC screw terminal for mounting on available cooling surfaces | 1970 | 1 | Z9 | 1
3RF2130-1AA06 |  | ***phase-out type*** semiconductor relay, 1-phase 3RF2 width 22.5 mm, 30 A 48-600 V / 24 V DC screw terminal for mounting on available cooling surfaces | 2790 | 1 | Z9 | 1
3RF2130-1AA22 |  | ***phase-out type*** semiconductor relay, 1-phase 3RF2 width 22.5 mm, 30 A 24-230 V / 110-230 V AC screw terminal for mounting on available cooling surfaces | 1920 | 1 | Z9 | 1
3RF2130-1AA24 |  | ***phase-out type*** semiconductor relay, 1-phase 3RF2 width 22.5 mm, 30 A 48-460 V / 110-230 V AC screw terminal for mounting on available cooling surfaces | 2160 | 1 | Z9 | 1
3RF2130-1AA26 |  | ***phase-out type*** semiconductor relay, 1-phase 3RF2 width 22.5 mm, 30 A 48-600 V / 110-230 V AC screw terminal for mounting on available cooling surfaces | 3120 | 1 | Z9 | 1
3RF2130-1AA42 |  | ***phase-out type*** semiconductor relay, 1-phase 3RF2 width 22.5 mm, 30 A 24-230 V / 4-30 V DC screw terminal for mounting on available cooling surfaces | 1710 | 1 | Z9 | 1
3RF2130-1AA45 |  | ***phase-out type*** semiconductor relay, 1-phase 3RF2 width 22.5 mm, 30 A 48-600 V / 4-30 V DC screw terminal blocking voltage 1200 V for mounting on available cooling surfaces | 2050 | 1 | Z9 | 1
3RF2130-1BA04 |  | ***phase-out type*** semiconductor relay, 1-phase 3RF2 width 22.5 mm, 30 A 48-460 V / 24 V DC screw terminal instantaneous switching for mounting on available cooling surfaces | 1970 | 1 | Z9 | 1
3RF2150-3AA02 |  | ***phase-out type*** semiconductor relay, 1-phase 3RF2 width 22.5 mm, 50 A 24-230 V / 24 V DC ring cable terminal for mounting on available cooling surfaces | 1840 | 1 | Z9 | 1
3RF2150-3AA04 |  | ***phase-out type*** semiconductor relay, 1-phase 3RF2 width 22.5 mm, 50 A 48-460 V / 24 V DC ring cable terminal for mounting on available cooling surfaces | 2160 | 1 | Z9 | 1
3RF2150-3AA22 |  | ***phase-out type*** semiconductor relay, 1-phase 3RF2 width 22.5 mm, 50 A 24-230 V / 110-230 V AC ring cable terminal for mounting on available cooling surfaces | 2050 | 1 | Z9 | 1
3RF2150-3AA26 |  | ***phase-out type*** semiconductor relay, 1-phase 3RF2 width 22.5 mm, 50 A 48-600 V / 110-230 V AC ring cable terminal for mounting on available cooling surfaces | 3210 | 1 | Z9 | 1
3RF2170-1AA02 |  | ***phase-out type*** semiconductor relay, 1-phase 3RF2 width 22.5 mm, 70 A 24-230 V / 24 V DC screw terminal for mounting on available cooling surfaces | 2200 | 1 | Z9 | 1
3RF2170-1AA04 |  | ***phase-out type*** semiconductor relay, 1-phase 3RF2 width 22.5 mm, 70 A 48-460 V / 24 V DC screw terminal for mounting on available cooling surfaces | 2380 | 1 | Z9 | 1
3RF2170-1AA05-0KN0 |  | ***phase-out type*** semiconductor relay, 1-phase 3RF2 width 22.5 mm, 70 A 48-600 V / 24 V DC screw terminal blocking voltage 1200 V low power consumption for mounting on available cooling surfaces | 2630 | 1 | Z9 | 1
3RF2170-1AA06 |  | ***phase-out type*** semiconductor relay, 1-phase 3RF2 width 22.5 mm, 70 A 48-600 V / 24 V DC screw terminal for mounting on available cooling surfaces | 3040 | 1 | Z9 | 1
3RF2170-1AA22 |  | ***phase-out type*** semiconductor relay, 1-phase 3RF2 width 22.5 mm, 70 A 24-230 V / 110-230 V AC screw terminal for mounting on available cooling surfaces | 2470 | 1 | Z9 | 1
3RF2170-1AA24 |  | ***phase-out type*** semiconductor relay, 1-phase 3RF2 width 22.5 mm, 70 A 48-460 V / 110-230 V AC screw terminal for mounting on available cooling surfaces | 2660 | 1 | Z9 | 1
3RF2170-1AA26 |  | ***phase-out type*** semiconductor relay, 1-phase 3RF2 width 22.5 mm, 70 A 48-600 V / 110-230 V AC screw terminal for mounting on available cooling surfaces | 3350 | 1 | Z9 | 1
3RF2170-1AA45 |  | ***phase-out type*** semiconductor relay, 1-phase 3RF2 width 22.5 mm, 70 A 48-600 V / 4-30 V DC screw terminal blocking voltage 1200 V for mounting on available cooling surfaces | 2460 | 1 | Z9 | 1
3RF2170-1BA04 |  | ***phase-out type*** semiconductor relay, 1-phase 3RF2 width 22.5 mm, 70 A 48-460 V / 24 V DC screw terminal instantaneous switching for mounting on available cooling surfaces | 2380 | 1 | Z9 | 1
3RF2170-1CA04 |  | semiconductor relay, 1-phase 3RF2 width 22.5 mm, 70 A 48-460 V / 24 V DC screw terminal low noise for mounting on available cooling surfaces | 2900 | 1 | Z9 | 1
3RF2190-3AA02 |  | ***phase-out type*** semiconductor relay, 1-phase 3RF2 width 22.5 mm, 90 A 24-230 V / 24 V DC ring cable terminal for mounting on available cooling surfaces | 2640 | 1 | Z9 | 1
3RF2190-3AA26 |  | ***phase-out type*** semiconductor relay, 1-phase 3RF2 width 22.5 mm, 90 A 48-600 V / 110-230 V AC ring cable terminal for mounting on available cooling surfaces | 3580 | 1 | Z9 | 1
3RF2230-1AB35 |  | ***phase-out type*** semiconductor relay, 3-phase 3RF2 30 A / 40 Â°C 48-600 V / 110 V AC 2-phase controlled screw terminal blocking voltage 1200 V for mounting on available cooling surfaces | 5030 | 1 | Z9 | 1
3RF2230-1AB45 |  | ***phase-out type*** semiconductor relay, 3-phase 3RF2 30 A / 40 Â°C 48-600 V / 4-30 V DC 2-phase controlled screw terminal blocking voltage 1200 V for mounting on available cooling surfaces | 4860 | 1 | Z9 | 1
3RF2230-1AC35 |  | ***phase-out type*** semiconductor relay, 3-phase 3RF2 30 A / 40 Â°C 48-600 V / 110 V AC 3-phase controlled screw terminal blocking voltage 1200 V for mounting on available cooling surfaces | 6360 | 1 | Z9 | 1
3RF2230-1AC45 |  | ***phase-out type*** semiconductor relay, 3-phase 3RF2 30 A / 40 Â°C 48-600 V / 4-30 V DC 3-phase controlled screw terminal blocking voltage 1200 V for mounting on available cooling surfaces | 6130 | 1 | Z9 | 1
3RF2230-2AB45 |  | ***phase-out type*** semiconductor relay, 3-phase 3RF2 30 A / 40 Â°C 48-600 V / 4-30 V DC 2-phase controlled spring-loaded terminal blocking voltage 1200 V for mounting on available cooling surfaces | 5000 | 1 | Z9 | 1
3RF2230-2AC45 |  | ***phase-out type*** semiconductor relay, 3-phase 3RF2 30 A / 40 Â°C 48-600 V / 4-30 V DC 3-phase controlled spring-loaded terminal blocking voltage 1200 V for mounting on available cooling surfaces | 6420 | 1 | Z9 | 1
3RF2230-3AB45 |  | ***phase-out type*** semiconductor relay, 3-phase 3RF2 30 A / 40 Â°C 48-600 V / 4-30 V DC 2-phase controlled ring cable terminal blocking voltage 1200 V for mounting on available cooling surfaces | 4860 | 1 | Z9 | 1
3RF2230-3AC45 |  | ***phase-out type*** semiconductor relay, 3-phase 3RF2 30 A / 40 Â°C 48-600 V / 4-30 V DC 3-phase controlled ring cable terminal blocking voltage 1200 V for mounting on available cooling surfaces | 6130 | 1 | Z9 | 1
3RF2255-1AB35 |  | ***phase-out type*** semiconductor relay, 3-phase 3RF2 55 A / 40 Â°C 48-600 V / 110 V AC 2-phase controlled screw terminal blocking voltage 1200 V for mounting on available cooling surfaces | 5880 | 1 | Z9 | 1
3RF2255-1AC35 |  | ***phase-out type*** semiconductor relay, 3-phase 3RF2 55 A / 40 Â°C 48-600 V / 110 V AC 3-phase controlled screw terminal blocking voltage 1200 V for mounting on available cooling surfaces | 7980 | 1 | Z9 | 1
3RF2255-3AB45 |  | ***phase-out type*** semiconductor relay, 3-phase 3RF2 55 A / 40 Â°C 48-600 V / 4-30 V DC 2-phase controlled ring cable terminal blocking voltage 1200 V for mounting on available cooling surfaces | 5650 | 1 | Z9 | 1
3RF2255-3AC45 |  | ***phase-out type*** semiconductor relay, 3-phase 3RF2 55 A / 40 Â°C 48-600 V / 4-30 V DC 3-phase controlled ring cable terminal blocking voltage 1200 V for mounting on available cooling surfaces | 7870 | 1 | Z9 | 1
3RF2310-3AA06 |  | ***phase-out type*** solid-state contactor 1-phase 3RF2 AC 51 / 10 A / 40 Â°C 48-600 V / 24 V DC ring cable terminal | 3290 | 1 | Z9 | 1
3RF2310-3AA22 |  | ***phase-out type*** solid-state contactor 1-phase 3RF2 AC 51 / 10 A / 40 Â°C 24-230 V / 110-230 V AC ring cable terminal | 2790 | 1 | Z9 | 1
3RF2310-3AA24 |  | ***phase-out type*** solid-state contactor 1-phase 3RF2 AC 51 / 10 A / 40 Â°C 48-460 V / 110-230 V AC ring cable terminal | 3010 | 1 | Z9 | 1
3RF2310-3AA26 |  | ***phase-out type*** solid-state contactor 1-phase 3RF2 AC 51 / 10 A / 40 Â°C 48-600 V / 110-230 V AC ring cable terminal | 3720 | 1 | Z9 | 1
3RF2320-1CA02 |  | Solid-state contactor 1-phase 3RF2 AC 51 / 20 A / 40 Â°C 24-230 V / 24 V DC low noise | 3210 | 1 | Z9 | 1
3RF2320-1CA04 |  | Solid-state contactor 1-phase 3RF2 AC 51 / 20 A / 40 Â°C 48-460 V / 24 V DC low noise | 3440 | 1 | Z9 | 1
3RF2320-1CA22 |  | Solid-state contactor 1-phase 3RF2 AC 51 / 20 A / 40 Â°C 24-230 V / 110-230 V AC low noise | 3460 | 1 | Z9 | 1
3RF2320-1CA44 |  | Solid-state contactor 1-phase 3RF2 AC 51 / 20 A / 40 Â°C 48-460 V / 4-30 V DC low noise | 3440 | 1 | Z9 | 1
3RF2320-2CA02 |  | Solid-state contactor 1-phase 3RF2 AC 51 / 20 A / 40 Â°C 24-230 V / 24 V DC low noise | 3350 | 1 | Z9 | 1
3RF2320-2CA04 |  | Solid-state contactor 1-phase 3RF2 AC 51 / 20 A / 40 Â°C 48-460 V / 24 V DC low noise | 3580 | 1 | Z9 | 1
3RF2320-3AA22 |  | ***phase-out type*** solid-state contactor 1-phase 3RF2 AC 51 / 20 A / 40 Â°C 24-230 V / 110-230 V AC ring cable terminal | 2900 | 1 | Z9 | 1
3RF2320-3AA24 |  | ***phase-out type*** solid-state contactor 1-phase 3RF2 AC 51 / 20 A / 40 Â°C 48-460 V / 110-230 V AC ring cable terminal | 3180 | 1 | Z9 | 1
3RF2320-3AA26 |  | ***phase-out type*** solid-state contactor 1-phase 3RF2 AC 51 / 20 A / 40 Â°C 48-600 V / 110-230 V AC ring cable terminal | 3920 | 1 | Z9 | 1
3RF2320-3DA02 |  | ***phase-out type*** solid-state contactor 1-phase 3RF2 AC 51 / 20 A / 40 Â°C 24-230 V / 24 V DC short-circuit-proof with B MCB | 3290 | 1 | Z9 | 1
3RF2320-3DA04 |  | ***phase-out type*** solid-state contactor 1-phase 3RF2 AC 51 / 20 A / 40 Â°C 48-460 V / 24 V DC short-circuit-proof with B MCB | 3580 | 1 | Z9 | 1
3RF2320-3DA22 |  | ***phase-out type*** solid-state contactor 1-phase 3RF2 AC 51 / 20 A / 40 Â°C 24-230 V / 110-230 V AC short-circuit-proof with B MCB | 3580 | 1 | Z9 | 1
3RF2320-3DA24 |  | ***phase-out type*** solid-state contactor 1-phase 3RF2 AC 51 / 20 A / 40 Â°C 48-460 V / 110-230 V AC short-circuit-proof with B MCB | 3860 | 1 | Z9 | 1
3RF2330-1CA02 |  | Solid-state contactor 1-phase 3RF2 AC 51 / 30 A / 40 Â°C 24-230 V / 24 V DC low noise | 3380 | 1 | Z9 | 1
3RF2330-3AA22 |  | ***phase-out type*** solid-state contactor 1-phase 3RF2 AC 51 / 30 A / 40 Â°C 24-230 V / 110-230 V AC ring cable terminal | 3150 | 1 | Z9 | 1
3RF2330-3AA26 |  | ***phase-out type*** solid-state contactor 1-phase 3RF2 AC 51 / 30 A / 40 Â°C 48-600 V / 110-230 V AC ring cable terminal | 4290 | 1 | Z9 | 1
3RF2340-3AA22 |  | ***phase-out type*** solid-state contactor 1-phase 3RF2 AC 51 / 40 A / 40 Â°C 24-230 V / 110-230 V AC ring cable terminal | 3610 | 1 | Z9 | 1
3RF2340-3AA24 |  | ***phase-out type*** solid-state contactor 1-phase 3RF2 AC 51 / 40 A / 40 Â°C 48-460 V / 110-230 V AC ring cable terminal | 3890 | 1 | Z9 | 1
3RF2340-3AA26 |  | ***phase-out type*** solid-state contactor 1-phase 3RF2 AC 51 / 40 A / 40 Â°C 48-600 V / 110-230 V AC ring cable terminal | 4970 | 1 | Z9 | 1
3RF2350-1BA26 |  | ***phase-out type*** solid-state contactor 1-phase 3RF2 AC 15 / 25 A / 40 Â°C 48-600 V / 110-230 V AC instantaneous switching | 5590 | 1 | Z9 | 1
3RF2370-1BA02 |  | ***phase-out type*** solid-state contactor 1-phase 3RF2 AC 15 / 27.5 A / 40 Â°C 24-230 V / 24 V DC instantaneous switching since 21.5.2018, the dimensions and the drilling pattern have changed, more information at Industry Online Support | 6130 | 1 | Z9 | 1
3RF2370-1BA04 |  | ***phase-out type*** solid-state contactor 1-phase 3RF2 AC 15 / 27.5 A / 40 Â°C 48-460 V / 24 V DC instantaneous switching since 21.5.2018, the dimensions and the drilling pattern have changed, more information at Industry Online Support | 6420 | 1 | Z9 | 1
3RF2370-1BA22 |  | ***phase-out type*** solid-state contactor 1-phase 3RF2 AC 15 / 27.5 A / 40 Â°C 24-230 V / 110-230 V AC instantaneous switching since 21.5.2018, the dimensions and the drilling pattern have changed, more information at Industry Online Support | 6620 | 1 | Z9 | 1
3RF2370-1BA24 |  | ***phase-out type*** solid-state contactor 1-phase 3RF2 AC 15 / 27.5 A / 40 Â°C 48-460 V / 110-230 V AC instantaneous switching since 21.5.2018, the dimensions and the drilling pattern have changed, more information at Industry Online Support | 6760 | 1 | Z9 | 1
3RF2370-1BA26 |  | ***phase-out type*** solid-state contactor 1-phase 3RF2 AC 15 / 27.5 A / 40 Â°C 48-600 V / 110-230 V AC instantaneous switching since 21.5.2018, the dimensions and the drilling pattern have changed, more information at Industry Online Support | 8180 | 1 | Z9 | 1
3RF2370-3AA02 |  | ***phase-out type*** solid-state contactor 1-phase 3RF2 AC 51 / 70 A / 40 Â°C 24-230 V / 24 V DC ring cable terminal since 21.5.2018, the dimensions and the drilling pattern have changed, more information at Industry Online Support | 6130 | 1 | Z9 | 1
3RF2370-3AA04 |  | ***phase-out type*** solid-state contactor 1-phase 3RF2 AC 51 / 70 A / 40 Â°C 48-460 V / 24 V DC ring cable terminal since 21.5.2018, the dimensions and the drilling pattern have changed, more information at Industry Online Support | 6420 | 1 | Z9 | 1
3RF2370-3AA06 |  | ***phase-out type*** solid-state contactor 1-phase 3RF2 AC 51 / 70 A / 40 Â°C 48-600 V / 24 V DC ring cable terminal since 21.5.2018, the dimensions and the drilling pattern have changed, more information at Industry Online Support | 7500 | 1 | Z9 | 1
3RF2370-3AA22 |  | ***phase-out type*** solid-state contactor 1-phase 3RF2 AC 51 / 70 A / 40 Â°C 24-230 V / 110-230 V AC ring cable terminal since 21.5.2018, the dimensions and the drilling pattern have changed, more information at Industry Online Support | 6620 | 1 | Z9 | 1
3RF2370-3AA24 |  | ***phase-out type*** solid-state contactor 1-phase 3RF2 AC 51 / 70 A / 40 Â°C 48-460 V / 110-230 V AC ring cable terminal since 21.5.2018, the dimensions and the drilling pattern have changed, more information at Industry Online Support | 6760 | 1 | Z9 | 1
3RF2370-3AA26 |  | ***phase-out type*** solid-state contactor 1-phase 3RF2 AC 51 / 70 A / 40 Â°C 48-600 V / 110-230 V AC ring cable terminal since 21.5.2018, the dimensions and the drilling pattern have changed, more information at Industry Online Support | 8180 | 1 | Z9 | 1
3RF2370-3AA45 |  | ***phase-out type*** solid-state contactor 1-phase 3RF2 AC 51 / 70 A / 40 Â°C 48-600 V / 4-30 V DC ring cable terminal blocking voltage 1200 V since 21.5.2018, the dimensions and the drilling pattern have changed, more information at Industry Online Support | 6840 | 1 | Z9 | 1
3RF2370-3BA02 |  | ***phase-out type*** solid-state contactor 1-phase 3RF2 AC 15 / 27.5 A / 40 Â°C 24-230 V / 24 V DC instantaneous switching since 21.5.2018, the dimensions and the drilling pattern have changed, more information at Industry Online Support | 6130 | 1 | Z9 | 1
3RF2370-3BA04 |  | ***phase-out type*** solid-state contactor 1-phase 3RF2 AC 15 / 27.5 A / 40 Â°C 48-460 V / 24 V DC instantaneous switching since 21.5.2018, the dimensions and the drilling pattern have changed, more information at Industry Online Support | 6420 | 1 | Z9 | 1
3RF2370-3BA06 |  | ***phase-out type*** solid-state contactor 1-phase 3RF2 AC 15 / 27.5 A / 40 Â°C 48-600 V / 24 V DC instantaneous switching since 21.5.2018, the dimensions and the drilling pattern have changed, more information at Industry Online Support | 7500 | 1 | Z9 | 1
3RF2370-3BA22 |  | ***phase-out type*** solid-state contactor 1-phase 3RF2 AC 15 / 27.5 A / 40 Â°C 24-230 V / 110-230 V AC instantaneous switching since 21.5.2018, the dimensions and the drilling pattern have changed, more information at Industry Online Support | 6620 | 1 | Z9 | 1
3RF2370-3BA24 |  | ***phase-out type*** solid-state contactor 1-phase 3RF2 AC 15 / 27.5 A / 40 Â°C 48-460 V / 110-230 V AC instantaneous switching since 21.5.2018, the dimensions and the drilling pattern have changed, more information at Industry Online Support | 6760 | 1 | Z9 | 1
3RF2370-3BA26 |  | ***phase-out type*** solid-state contactor 1-phase 3RF2 AC 15 / 27.5 A / 40 Â°C 48-600 V / 110-230 V AC instantaneous switching since 21.5.2018, the dimensions and the drilling pattern have changed, more information at Industry Online Support | 8180 | 1 | Z9 | 1
3RF2410-1AB35 |  | ***phase-out type*** solid-state contactor 3-phase 3RF2 AC 51 / 10 A / 40 Â°C 48-600 V / 110 V AC 2-phase controlled screw terminal blocking voltage 1200 V | 6420 | 1 | Z9 | 1
3RF2410-1AC35 |  | ***phase-out type*** solid-state contactor 3-phase 3RF2 AC 51 / 10 A / 40 Â°C 48-600 V / 110 V AC 3-phase controlled screw terminal blocking voltage 1200 V | 7720 | 1 | Z9 | 1
3RF2420-1AB35 |  | ***phase-out type*** solid-state contactor 3-phase 3RF2 AC 51 / 20 A / 40 Â°C 48-600 V / 110 V AC 2-phase controlled screw terminal blocking voltage 1200 V | 7010 | 1 | Z9 | 1
3RF2420-1AC35 |  | ***phase-out type*** solid-state contactor 3-phase 3RF2 AC 51 / 20 A / 40 Â°C 48-600 V / 110 V AC 3-phase controlled screw terminal blocking voltage 1200 V | 8460 | 1 | Z9 | 1
3RF2430-1AB35 |  | ***phase-out type*** solid-state contactor 3-phase 3RF2 AC 51 / 30 A / 40 Â°C 48-600 V / 110 V AC 2-phase controlled screw terminal blocking voltage 1200 V | 7580 | 1 | Z9 | 1
3RF2430-1AC35 |  | ***phase-out type*** solid-state contactor 3-phase 3RF2 AC 51 / 30 A / 40 Â°C 48-600 V / 110 V AC 3-phase controlled screw terminal blocking voltage 1200 V | 9630 | 1 | Z9 | 1
3RF2440-1AB35 |  | ***phase-out type*** solid-state contactor 3-phase 3RF2 AC 51 / 40 A / 40 Â°C 48-600 V / 110 V AC 2-phase controlled screw terminal blocking voltage 1200 V | 8690 | 1 | Z9 | 1
3RF2440-1AB45 |  | ***phase-out type*** solid-state contactor 3-phase 3RF2 AC 51 / 40 A / 40 Â°C 48-600 V / 4-30 V DC 2-phase controlled screw terminal blocking voltage 1200 V | 8290 | 1 | Z9 | 1
3RF2440-1AB55 |  | ***phase-out type*** solid-state contactor 3-phase 3RF2 AC 51 / 40 A / 40 Â°C 48-600 V / 230 V AC 2-phase controlled screw terminal blocking voltage 1200 V | 8690 | 1 | Z9 | 1
3RF2440-1AC35 |  | ***phase-out type*** solid-state contactor 3-phase 3RF2 AC 51 / 40 A / 40 Â°C 48-600 V / 110 V AC 3-phase controlled screw terminal blocking voltage 1200 V | 10900 | 1 | Z9 | 1
3RF2440-1AC45 |  | ***phase-out type*** solid-state contactor 3-phase 3RF2 AC 51 / 40 A / 40 Â°C 48-600 V / 4-30 V DC 3-phase controlled screw terminal blocking voltage 1200 V | 10400 | 1 | Z9 | 1
3RF2440-1AC55 |  | ***phase-out type*** solid-state contactor 3-phase 3RF2 AC 51 / 40 A / 40 Â°C 48-600 V / 230 V AC 3-phase controlled screw terminal blocking voltage 1200 V | 10900 | 1 | Z9 | 1
3RF2450-1AB35 |  | ***phase-out type*** solid-state contactor 3-phase 3RF2 AC 51 / 50 A / 40 Â°C 48-600 V / 110 V AC 2-phase controlled screw terminal blocking voltage 1200 V | 9910 | 1 | Z9 | 1
3RF2450-1AB45 |  | ***phase-out type*** solid-state contactor 3-phase 3RF2 AC 51 / 50 A / 40 Â°C 48-600 V / 4-30 V DC 2-phase controlled screw terminal blocking voltage 1200 V | 9430 | 1 | Z9 | 1
3RF2450-1AB55 |  | ***phase-out type*** solid-state contactor 3-phase 3RF2 AC 51 / 50 A / 40 Â°C 48-600 V / 230 V AC 2-phase controlled screw terminal blocking voltage 1200 V | 9910 | 1 | Z9 | 1
3RF2450-1AC35 |  | ***phase-out type*** solid-state contactor 3-phase 3RF2 AC 51 / 50 A / 40 Â°C 48-600 V / 110 V AC 3-phase controlled screw terminal blocking voltage 1200 V | 12300 | 1 | Z9 | 1
3RF2450-1AC45 |  | ***phase-out type*** solid-state contactor 3-phase 3RF2 AC 51 / 50 A / 40 Â°C 48-600 V / 4-30 V DC 3-phase controlled screw terminal blocking voltage 1200 V | 11800 | 1 | Z9 | 1
3RF2450-1AC55 |  | ***phase-out type*** solid-state contactor 3-phase 3RF2 AC 51 / 50 A / 40 Â°C 48-600 V / 230 V AC 3-phase controlled screw terminal blocking voltage 1200 V | 12300 | 1 | Z9 | 1
3RF2450-3AB45 |  | ***phase-out type*** solid-state contactor 3-phase 3RF2 AC 51 / 50 A / 40 Â°C 48-600 V / 4-30 V DC 2-phase controlled ring cable terminal blocking voltage 1200 V | 9430 | 1 | Z9 | 1
3RF2450-3AB55 |  | ***phase-out type*** solid-state contactor 3-phase 3RF2 AC 51 / 50 A / 40 Â°C 48-600 V / 230 V AC 2-phase controlled ring cable terminal blocking voltage 1200 V | 9910 | 1 | Z9 | 1
3RF2450-3AC45 |  | ***phase-out type*** solid-state contactor 3-phase 3RF2 AC 51 / 50 A / 40 Â°C 48-600 V / 4-30 V DC 3-phase controlled ring cable terminal blocking voltage 1200 V | 11800 | 1 | Z9 | 1
3RF2450-3AC55 |  | ***phase-out type*** solid-state contactor 3-phase 3RF2 AC 51 / 50 A / 40 Â°C 48-600 V / 230 V AC 3-phase controlled ring cable terminal blocking voltage 1200 V | 12300 | 1 | Z9 | 1
3RF2900-0RA88 |  | sealable cover cap for 3RF29/39 function modules except converter | 118 | 1 | Z9 | 10
3RF2900-0SA88 |  | spare part DIN busbar adapter for 3RF23 22.5 mm wide | 112 | 1 | Z9 | 10
3RF2900-2TA88 |  | ***phase-out type*** replacement control connector for 3RF20/21/22/23/24 spring-loaded connection system color gray identifying marking A1 A2 | 130 | 1 | Z9 | 50
3RF2900-3PA88 |  | terminal cover for 3RF21/23/31/33 ring cable terminal and screw terminal | 108 | 1 | Z9 | 10
3RF3050-1AA02 |  | semiconductor relay, 1-pole 3RF3 for use with heat sinks width 45 mm, 50 A 24-230 V / 24 V DC screw terminal | 2090 | 1 | Z9 | 1
3RF3050-1AA04 |  | semiconductor relay, 1-pole 3RF3 for use with heat sinks width 45 mm, 50 A 48-460 V / 24 V DC screw terminal | 2380 | 1 | Z9 | 1
3RF3050-1AA44 |  | semiconductor relay, 1-pole 3RF3 for use with heat sinks width 45 mm, 50 A 48-460 V / 4-30 V DC screw terminal | 2380 | 1 | Z9 | 1
3RF3050-1AA45 |  | semiconductor relay, 1-pole 3RF3 for use with heat sinks width 45 mm, 50 A 48-600 V / 4-30 V DC screw terminal blocking voltage 1200 V | 2510 | 1 | Z9 | 1
3RF3090-1AA02 |  | semiconductor relay, 1-pole 3RF3 for use with heat sinks width 45 mm, 50 A 24-230 V / 24 V DC screw terminal | 2610 | 1 | Z9 | 1
3RF3090-1AA04 |  | semiconductor relay, 1-pole 3RF3 for use with heat sinks width 45 mm, 50 A 48-460 V / 24 V DC screw terminal | 2980 | 1 | Z9 | 1
3RF3090-1AA45 |  | semiconductor relay, 1-pole 3RF3 for use with heat sinks width 45 mm, 50 A 48-600 V / 4-30 V DC screw terminal blocking voltage 1200 V | 3150 | 1 | Z9 | 1
3RF3150-1AA02 |  | semiconductor relay, 1-pole 3RF3 for use with heat sinks width 22.5 mm, 50 A 24-230 V / 24 V DC screw terminal | 2050 | 1 | Z9 | 1
3RF3150-1AA04 |  | semiconductor relay, 1-pole 3RF3 for use with heat sinks width 22.5 mm, 50 A 48-460 V / 24 V DC screw terminal | 2340 | 1 | Z9 | 1
3RF3150-1AA06 |  | semiconductor relay, 1-pole 3RF3 for use with heat sinks width 22.5 mm, 50 A 48-600 V / 24 V DC screw terminal | 2870 | 1 | Z9 | 1
3RF3150-1AA14 |  | semiconductor relay, 1-pole 3RF3 for use with heat sinks width 22.5 mm, 50 A 48-460 V / 24 V AC/DC screw terminal | 2460 | 1 | Z9 | 1
3RF3150-1AA22 |  | semiconductor relay, 1-pole 3RF3 for use with heat sinks width 22.5 mm, 50 A 24-230 V / 110-230 V AC screw terminal | 2360 | 1 | Z9 | 1
3RF3150-1AA24 |  | semiconductor relay, 1-pole 3RF3 for use with heat sinks width 22.5 mm, 50 A 48-460 V / 110-230 V AC screw terminal | 2690 | 1 | Z9 | 1
3RF3150-1AA26 |  | semiconductor relay, 1-pole 3RF3 for use with heat sinks width 22.5 mm, 50 A 48-600 V / 110-230 V AC screw terminal | 3290 | 1 | Z9 | 1
3RF3150-1AA45 |  | semiconductor relay, 1-pole 3RF3 for use with heat sinks width 22.5 mm, 50 A 48-600 V / 4-30 V DC screw terminal blocking voltage 1200 V | 2460 | 1 | Z9 | 1
3RF3150-1AG04 |  | semiconductor relay, 1-pole 3RF3 for use with heat sinks width 22.5 mm, 50 A 48-460 V / 24 V DC screw terminal without control connector | 2340 | 1 | Z9 | 1
3RF3150-1BA04 |  | semiconductor relay, 1-pole 3RF3 for use with heat sinks width 22.5 mm, 50 A 48-460 V / 24 V DC screw terminal instantaneous switching | 2340 | 1 | Z9 | 1
3RF3150-1BA06 |  | semiconductor relay, 1-pole 3RF3 for use with heat sinks width 22.5 mm, 50 A 48-600 V / 24 V DC screw terminal instantaneous switching | 2870 | 1 | Z9 | 1
3RF3150-1BA22 |  | semiconductor relay, 1-pole 3RF3 for use with heat sinks width 22.5 mm, 50 A 24-230 V 110-230 V AC screw terminal instantaneous switching | 2360 | 1 | Z9 | 1
3RF3150-2AA02 |  | semiconductor relay, 1-pole 3RF3 for use with heat sinks width 22.5 mm, 20 A 24-230 V / 24 V DC spring-loaded terminal | 2160 | 1 | Z9 | 1
3RF3150-2AA04 |  | semiconductor relay, 1-pole 3RF3 for use with heat sinks width 22.5 mm, 20 A 48-460 V / 24 V DC spring-loaded terminal | 2460 | 1 | Z9 | 1
3RF3150-2AA06 |  | semiconductor relay, 1-pole 3RF3 for use with heat sinks width 22.5 mm, 20 A 48-600 V / 24 V DC spring-loaded terminal | 3040 | 1 | Z9 | 1
3RF3150-2AA14 |  | semiconductor relay, 1-pole 3RF3 for use with heat sinks width 22.5 mm, 20 A 48-460 V / 24 V AC/DC spring-loaded terminal | 2580 | 1 | Z9 | 1
3RF3150-2AA22 |  | semiconductor relay, 1-pole 3RF3 for use with heat sinks width 22.5 mm, 20 A 24-230 V 110-230 V AC spring-loaded terminal | 2480 | 1 | Z9 | 1
3RF3150-2AA26 |  | semiconductor relay, 1-pole 3RF3 for use with heat sinks width 22.5 mm, 20 A 48-600 V 110-230 V AC spring-loaded terminal | 3460 | 1 | Z9 | 1
3RF3150-3AA06 |  | semiconductor relay, 1-pole 3RF3 for use with heat sinks width 22.5 mm, 50 A 48-600 V / 24 V DC ring cable lug connection | 2870 | 1 | Z9 | 1
3RF3150-3AA24 |  | semiconductor relay, 1-pole 3RF3 for use with heat sinks width 22.5 mm, 50 A 48-460 V 110-230 V AC ring cable lug connection | 2690 | 1 | Z9 | 1
3RF3190-1AA02 |  | semiconductor relay, 1-pole 3RF3 for use with heat sinks width 22.5 mm, 90 A 24-230 V / 24 V DC screw terminal | 2560 | 1 | Z9 | 1
3RF3190-1AA04 |  | semiconductor relay, 1-pole 3RF3 for use with heat sinks width 22.5 mm, 90 A 48-460 V / 24 V DC screw terminal | 2930 | 1 | Z9 | 1
3RF3190-1AA06 |  | semiconductor relay, 1-pole 3RF3 for use with heat sinks width 22.5 mm, 90 A 48-600 V / 24 V DC screw terminal | 3580 | 1 | Z9 | 1
3RF3190-1AA22 |  | semiconductor relay, 1-pole 3RF3 for use with heat sinks width 22.5 mm, 90 A 24-230 V / 110-230 V AC screw terminal | 2950 | 1 | Z9 | 1
3RF3190-1AA24 |  | semiconductor relay, 1-pole 3RF3 for use with heat sinks width 22.5 mm, 90 A 48-460 V / 110-230 V AC screw terminal | 3380 | 1 | Z9 | 1
3RF3190-1AA26 |  | semiconductor relay, 1-pole 3RF3 for use with heat sinks width 22.5 mm, 90 A 48-600 V / 110-230 V AC screw terminal | 4150 | 1 | Z9 | 1
3RF3190-1AA45 |  | semiconductor relay, 1-pole 3RF3 for use with heat sinks width 22.5 mm, 90 A 48-600 V / 4-30 V DC screw terminal blocking voltage 1200 V | 3100 | 1 | Z9 | 1
3RF3190-1BA04 |  | semiconductor relay, 1-pole 3RF3 for use with heat sinks width 22.5 mm, 90 A 48-460 V / 24 V DC screw terminal instantaneous switching | 2930 | 1 | Z9 | 1
3RF3190-2AA02 |  | semiconductor relay, 1-pole 3RF3 for use with heat sinks width 22.5 mm, 20 A 24-230 V / 24 V DC spring-loaded terminal | 2690 | 1 | Z9 | 1
3RF3190-2AA04 |  | semiconductor relay, 1-pole 3RF3 for use with heat sinks width 22.5 mm, 20 A 48-460 V / 24 V DC spring-loaded terminal | 3070 | 1 | Z9 | 1
3RF3190-2AA06 |  | semiconductor relay, 1-pole 3RF3 for use with heat sinks width 22.5 mm, 20 A 48-600 V / 24 V DC spring-loaded terminal | 3780 | 1 | Z9 | 1
3RF3190-2AA22 |  | semiconductor relay, 1-pole 3RF3 for use with heat sinks width 22.5 mm, 20 A 24-230 V 110-230 V AC spring-loaded terminal | 3100 | 1 | Z9 | 1
3RF3190-2AA24 |  | semiconductor relay, 1-pole 3RF3 for use with heat sinks width 22.5 mm, 20 A 48-460 V 110-230 V AC spring-loaded terminal | 3520 | 1 | Z9 | 1
3RF3190-2AA26 |  | semiconductor relay, 1-pole 3RF3 for use with heat sinks width 22.5 mm, 20 A 48-600 V 110-230 V AC spring-loaded terminal | 4350 | 1 | Z9 | 1
3RF3190-3AA04 |  | semiconductor relay, 1-pole 3RF3 for use with heat sinks width 22.5 mm, 80 A 48-460 V / 24 V DC ring cable lug connection | 2930 | 1 | Z9 | 1
3RF3190-3AA06 |  | semiconductor relay, 1-pole 3RF3 for use with heat sinks width 22.5 mm, 80 A 48-600 V / 24 V DC ring cable lug connection | 3580 | 1 | Z9 | 1
3RF3190-3AA22 |  | semiconductor relay, 1-pole 3RF3 for use with heat sinks width 22.5 mm, 80 A 24-230 V 110-230 V AC ring cable lug connection | 2950 | 1 | Z9 | 1
3RF3190-3AA24 |  | semiconductor relay, 1-pole 3RF3 for use with heat sinks width 22.5 mm, 80 A 48-460 V 110-230 V AC ring cable lug connection | 3380 | 1 | Z9 | 1
3RF3190-3AA44 |  | semiconductor relay, 1-pole 3RF3 for use with heat sinks width 22.5 mm, 80 A 48-460 V / 4-30 V DC ring cable lug connection | 2930 | 1 | Z9 | 1
3RF3255-1AB45 |  | semiconductor relay, 3-pole 3RF32 for use with heat sinks 50 A / 40 Â°C 48-600 V / 4-30 V DC 2-pole controlled screw terminal blocking voltage 1200 V | 5880 | 1 | Z9 | 1
3RF3255-1AC45 |  | semiconductor relay, 3-pole 3RF32 for use with heat sinks 50 A / 40 Â°C 48-600 V / 4-30 V DC 3-pole controlled screw terminal blocking voltage 1200 V | 7330 | 1 | Z9 | 1
3RF3255-2AB45 |  | semiconductor relay, 3-pole 3RF32 for use with heat sinks 20 A / 40 Â°C 48-600 V / 4-30 V DC 2-pole controlled spring-loaded terminal blocking voltage 1200 V | 6160 | 1 | Z9 | 1
3RF3255-2AC45 |  | semiconductor relay, 3-pole 3RF32 for use with heat sinks 20 A / 40 Â°C 48-600 V / 4-30 V DC 3-pole controlled spring-loaded terminal blocking voltage 1200 V | 7720 | 1 | Z9 | 1
3RF3310-1AA02 |  | solid-state contactor 1-pole 3RF3 AC-1 / 10 A / 40 Â°C 24-230 V / 24 V DC screw terminal | 2600 | 1 | Z9 | 1
3RF3310-1AA04 |  | solid-state contactor 1-pole 3RF3 AC-1 / 10 A / 40 Â°C 48-460 V / 24 V DC screw terminal | 2650 | 1 | Z9 | 1
3RF3310-1AA04-0KN0 |  | solid-state contactor 1-pole 3RF3 AC-1 / 10 A / 40 Â°C 48-460 V / 24 V DC screw terminal low power consumption | 2650 | 1 | Z9 | 1
3RF3310-1AA06 |  | solid-state contactor 1-pole 3RF3 AC-1 / 10 A / 40 Â°C 48-600 V / 24 V DC screw terminal | 3180 | 1 | Z9 | 1
3RF3310-1AA12 |  | solid-state contactor 1-pole 3RF3 AC-1 / 10 A / 40 Â°C 24-230 V / 24 V AC/DC screw terminal | 2630 | 1 | Z9 | 1
3RF3310-1AA14 |  | solid-state contactor 1-pole 3RF3 AC-1 / 10 A / 40 Â°C 48-460 V / 24 V AC/DC screw terminal | 2790 | 1 | Z9 | 1
3RF3310-1AA22 |  | solid-state contactor 1-pole 3RF3 AC-1 / 10 A / 40 Â°C 24-230 V / 110-230 V AC screw terminal | 2870 | 1 | Z9 | 1
3RF3310-1AA24 |  | solid-state contactor 1-pole 3RF3 AC-1 / 10 A / 40 Â°C 48-460 V / 110-230 V AC screw terminal | 3070 | 1 | Z9 | 1
3RF3310-1AA26 |  | solid-state contactor 1-pole 3RF3 AC-1 / 10 A / 40 Â°C 48-600 V / 110-230 V AC screw terminal | 3660 | 1 | Z9 | 1
3RF3310-1AA44 |  | solid-state contactor 1-pole 3RF3 AC-1 / 10 A / 40 Â°C 48-460 V / 4-30 V DC screw terminal | 2650 | 1 | Z9 | 1
3RF3310-1AA45 |  | solid-state contactor 1-pole 3RF3 AC-1 / 10 A / 40 Â°C 48-600 V / 4-30 V DC screw terminal blocking voltage 1200 V | 2800 | 1 | Z9 | 1
3RF3310-1BA02 |  | solid-state contactor 1-pole 3RF3 AC-15 / 6 A / 40 Â°C 24-230 V / 24 V DC instantaneous switching screw terminal | 2500 | 1 | Z9 | 1
3RF3310-1BA04 |  | solid-state contactor 1-pole 3RF3 AC-15 / 6 A / 40 Â°C 48-460 V / 24 V DC instantaneous switching screw terminal | 2650 | 1 | Z9 | 1
3RF3310-1BA06 |  | solid-state contactor 1-pole 3RF3 AC-15 / 6 A / 40 Â°C 48-600 V / 24 V DC instantaneous switching screw terminal | 3180 | 1 | Z9 | 1
3RF3310-1BA22 |  | solid-state contactor 1-pole 3RF3 AC-15 / 6 A / 40 Â°C 24-230 V / 110-230 V AC instantaneous switching screw terminal | 2870 | 1 | Z9 | 1
3RF3310-1BA24 |  | solid-state contactor 1-pole 3RF3 AC-15 / 6 A / 40 Â°C 48-460 V / 110-230 V AC instantaneous switching screw terminal | 3070 | 1 | Z9 | 1
3RF3310-1BA26 |  | solid-state contactor 1-pole 3RF3 AC-15 / 6 A / 40 Â°C 48-600 V / 110-230 V AC instantaneous switching screw terminal | 3660 | 1 | Z9 | 1
3RF3310-2AA02 |  | solid-state contactor 1-pole 3RF3 AC-1 / 10 A / 40 Â°C 24-230 V / 24 V DC spring-loaded terminal | 2630 | 1 | Z9 | 1
3RF3310-2AA04 |  | solid-state contactor 1-pole 3RF3 AC-1 / 10 A / 40 Â°C 48-460 V / 24 V DC spring-loaded terminal | 2790 | 1 | Z9 | 1
3RF3310-2AA06 |  | solid-state contactor 1-pole 3RF3 AC-1 / 10 A / 40 Â°C 48-600 V / 24 V DC spring-loaded terminal | 3350 | 1 | Z9 | 1
3RF3310-2AA22 |  | solid-state contactor 1-pole 3RF3 AC-1 / 10 A / 40 Â°C 24-230 V / 110-230 V AC spring-loaded terminal | 3040 | 1 | Z9 | 1
3RF3310-2AA24 |  | solid-state contactor 1-pole 3RF3 AC-1 / 10 A / 40 Â°C 48-460 V / 110-230 V AC spring-loaded terminal | 3210 | 1 | Z9 | 1
3RF3310-2AA26 |  | solid-state contactor 1-pole 3RF3 AC-1 / 10 A / 40 Â°C 48-600 V / 110-230 V AC spring-loaded terminal | 3830 | 1 | Z9 | 1
3RF3310-3AA02 |  | solid-state contactor 1-pole 3RF3 AC-1 / 10 A / 40 Â°C 24-230 V / 24 V DC ring cable lug connection | 2500 | 1 | Z9 | 1
3RF3310-3AA04 |  | solid-state contactor 1-pole 3RF3 AC-1 / 10 A / 40 Â°C 48-460 V / 24 V DC ring cable lug connection | 2650 | 1 | Z9 | 1
3RF3320-1AA02 |  | solid-state contactor 1-pole 3RF3 AC-1 / 20 A / 40 Â°C 24-230 V / 24 V DC screw terminal | 2740 | 1 | Z9 | 1
3RF3320-1AA02-0KN0 |  | solid-state contactor 1-pole 3RF3 AC-1 / 20 A / 40 Â°C 24-230 V / 24 V DC LP screw terminal low power consumption | 2740 | 1 | Z9 | 1
3RF3320-1AA04 |  | solid-state contactor 1-pole 3RF3 AC-1 / 20 A / 40 Â°C 48-460 V / 24 V DC screw terminal | 2900 | 1 | Z9 | 1
3RF3320-1AA06 |  | solid-state contactor 1-pole 3RF3 AC-1 / 20 A / 40 Â°C 48-600 V / 24 V DC screw terminal | 3460 | 1 | Z9 | 1
3RF3320-1AA14 |  | solid-state contactor 1-pole 3RF3 AC-1 / 20 A / 40 Â°C 48-460 V / 24 V AC/DC screw terminal | 3070 | 1 | Z9 | 1
3RF3320-1AA22 |  | solid-state contactor 1-pole 3RF3 AC-1 / 20 A / 40 Â°C 24-230 V / 110-230 V AC screw terminal | 3150 | 1 | Z9 | 1
3RF3320-1AA24 |  | solid-state contactor 1-pole 3RF3 AC-1 / 20 A / 40 Â°C 48-460 V / 110-230 V AC screw terminal | 3350 | 1 | Z9 | 1
3RF3320-1AA26 |  | solid-state contactor 1-pole 3RF3 AC-1 / 20 A / 40 Â°C 48-600 V / 110-230 V AC screw terminal | 3980 | 1 | Z9 | 1
3RF3320-1AA44 |  | solid-state contactor 1-pole 3RF3 AC-1 / 20 A / 40 Â°C 48-460 V / 4-30 V DC screw terminal | 2900 | 1 | Z9 | 1
3RF3320-1AA45 |  | solid-state contactor 1-pole 3RF3 AC-1 / 20 A / 40 Â°C 48-600 V / 4-30 V DC screw terminal blocking voltage 1200 V | 3070 | 1 | Z9 | 1
3RF3320-1AA65 |  | solid-state contactor 1-pole 3RF3 AC-1 / 20 A / 40 Â°C 48-600 V / 110 V DC screw terminal blocking voltage 1200 V | 3380 | 1 | Z9 | 1
3RF3320-1BA02 |  | solid-state contactor 1-pole 3RF3 AC-15 / 12 A / 40 Â°C 24-230 V / 24 V DC instantaneous switching screw terminal | 2740 | 1 | Z9 | 1
3RF3320-1BA04 |  | solid-state contactor 1-pole 3RF3 AC-15 / 12 A / 40 Â°C 48-460 V / 24 V DC instantaneous switching screw terminal | 2900 | 1 | Z9 | 1
3RF3320-1BA06 |  | solid-state contactor 1-pole 3RF3 AC-15 / 12 A / 40 Â°C 48-600 V / 24 V DC instantaneous switching screw terminal | 3460 | 1 | Z9 | 1
3RF3320-1BA22 |  | solid-state contactor 1-pole 3RF3 AC-15 / 12 A / 40 Â°C 24-230 V / 110-230 V AC instantaneous switching screw terminal | 3150 | 1 | Z9 | 1
3RF3320-1BA24 |  | solid-state contactor 1-pole 3RF3 AC-15 / 12 A / 40 Â°C 48-460 V / 110-230 V AC instantaneous switching screw terminal | 3350 | 1 | Z9 | 1
3RF3320-1BA26 |  | solid-state contactor 1-pole 3RF3 AC-15 / 12 A / 40 Â°C 48-600 V / 110-230 V AC instantaneous switching screw terminal | 3980 | 1 | Z9 | 1
3RF3320-1BA44 |  | solid-state contactor 1-pole 3RF3 AC-15 / 12 A / 40 Â°C 48-460 V / 4-30 V DC instantaneous switching screw terminal | 2900 | 1 | Z9 | 1
3RF3320-1DA02 |  | solid-state contactor 1-pole 3RF3 AC-1 / 20 A / 40 Â°C 24-230 V / 24 V DC short-circuit-proof with B miniature circuit breaker screw terminal | 3440 | 1 | Z9 | 1
3RF3320-1DA04 |  | solid-state contactor 1-pole 3RF3 AC-1 / 20 A / 40 Â°C 48-460 V / 24 V DC short-circuit-proof with B miniature circuit breaker screw terminal | 3640 | 1 | Z9 | 1
3RF3320-1DA22 |  | solid-state contactor 1-pole 3RF3 AC-1 / 20 A / 40 Â°C 24-230 V / 110-230 V AC short-circuit-proof with B miniature circuit breaker screw terminal | 3920 | 1 | Z9 | 1
3RF3320-1DA24 |  | solid-state contactor 1-pole 3RF3 AC-1 / 20 A / 40 Â°C 48-460 V / 110-230 V AC short-circuit-proof with B miniature circuit breaker screw terminal | 4170 | 1 | Z9 | 1
3RF3320-1DA44 |  | solid-state contactor 1-pole 3RF3 AC-1 / 20 A / 40 Â°C 48-460 V / 4-30 V DC short-circuit-proof with B miniature circuit breaker screw terminal | 3640 | 1 | Z9 | 1
3RF3320-2AA02 |  | solid-state contactor 1-pole 3RF3 AC-1 / 20 A / 40 Â°C 24-230 V / 24 V DC spring-loaded terminal | 2870 | 1 | Z9 | 1
3RF3320-2AA04 |  | solid-state contactor 1-pole 3RF3 AC-1 / 20 A / 40 Â°C 48-460 V / 24 V DC spring-loaded terminal | 3070 | 1 | Z9 | 1
3RF3320-2AA06 |  | solid-state contactor 1-pole 3RF3 AC-1 / 20 A / 40 Â°C 48-600 V / 24 V DC spring-loaded terminal | 3640 | 1 | Z9 | 1
3RF3320-2AA22 |  | solid-state contactor 1-pole 3RF3 AC-1 / 20 A / 40 Â°C 24-230 V / 110-230 V AC spring-loaded terminal | 3320 | 1 | Z9 | 1
3RF3320-2AA24 |  | solid-state contactor 1-pole 3RF3 AC-1 / 20 A / 40 Â°C 48-460 V / 110-230 V AC spring-loaded terminal | 3490 | 1 | Z9 | 1
3RF3320-2AA26 |  | solid-state contactor 1-pole 3RF3 AC-1 / 20 A / 40 Â°C 48-600 V / 110-230 V AC spring-loaded terminal | 4200 | 1 | Z9 | 1
3RF3320-2DA04 |  | solid-state contactor 1-pole 3RF3 AC-1 / 20 A / 40 Â°C 48-460 V / 24 V DC short-circuit-proof with B miniature circuit breaker spring-loaded terminal | 3810 | 1 | Z9 | 1
3RF3320-2DA22 |  | solid-state contactor 1-pole 3RF3 AC-1 / 20 A / 40 Â°C 24-230 V / 110-230 V AC short-circuit-proof with B miniature circuit breaker spring-loaded terminal | 4150 | 1 | Z9 | 1
3RF3320-2DA24 |  | solid-state contactor 1-pole 3RF3 AC-1 / 20 A / 40 Â°C 48-460 V / 110-230 V AC short-circuit-proof with B miniature circuit breaker spring-loaded terminal | 4370 | 1 | Z9 | 1
3RF3320-3AA02 |  | solid-state contactor 1-pole 3RF3 AC-1 / 20 A / 40 Â°C 24-230 V / 24 V DC ring cable lug connection | 2740 | 1 | Z9 | 1
3RF3320-3AA04 |  | solid-state contactor 1-pole 3RF3 AC-1 / 20 A / 40 Â°C 48-460 V / 24 V DC ring cable lug connection | 2900 | 1 | Z9 | 1
3RF3320-3AA06 |  | solid-state contactor 1-pole 3RF3 AC-1 / 20 A / 40 Â°C 48-600 V / 24 V DC ring cable lug connection | 3460 | 1 | Z9 | 1
3RF3320-3AA44 |  | solid-state contactor 1-pole 3RF3 AC-1 / 20 A / 40 Â°C 48-460 V / 4-30 V DC ring cable lug connection | 2900 | 1 | Z9 | 1
3RF3330-1AA02 |  | solid-state contactor 1-pole 3RF3 AC-1 / 30 A / 40 Â°C 24-230 V / 24 V DC screw terminal | 3040 | 1 | Z9 | 1
3RF3330-1AA04 |  | solid-state contactor 1-pole 3RF3 AC-1 / 30 A / 40 Â°C 48-460 V / 24 V DC screw terminal | 3210 | 1 | Z9 | 1
3RF3330-1AA06 |  | solid-state contactor 1-pole 3RF3 AC-1 / 30 A / 40 Â°C 48-600 V / 24 V DC screw terminal | 3830 | 1 | Z9 | 1
3RF3330-1AA14 |  | solid-state contactor 1-pole 3RF3 AC-1 / 30 A / 40 Â°C 48-460 V / 24 V AC/DC screw terminal | 3380 | 1 | Z9 | 1
3RF3330-1AA22 |  | solid-state contactor 1-pole 3RF3 AC-1 / 30 A / 40 Â°C 24-230 V / 110-230 V AC screw terminal | 3460 | 1 | Z9 | 1
3RF3330-1AA24 |  | solid-state contactor 1-pole 3RF3 AC-1 / 30 A / 40 Â°C 48-460 V / 110-230 V AC screw terminal | 3690 | 1 | Z9 | 1
3RF3330-1AA25 |  | solid-state contactor 1-pole 3RF3 AC-1 / 30 A / 40 Â°C 48-600 V / 110-230 V AC screw terminal blocking voltage 1200 V | 3890 | 1 | Z9 | 1
3RF3330-1AA26 |  | solid-state contactor 1-pole 3RF3 AC-1 / 30 A / 40 Â°C 48-600 V / 110-230 V AC screw terminal | 4430 | 1 | Z9 | 1
3RF3330-1AA44 |  | solid-state contactor 1-pole 3RF3 AC-1 / 30 A / 40 Â°C 48-460 V / 4-30 V DC screw terminal | 3210 | 1 | Z9 | 1
3RF3330-1AA45 |  | solid-state contactor 1-pole 3RF3 AC-1 / 30 A / 40 Â°C 48-600 V / 4-30 V DC screw terminal blocking voltage 1200 V | 3380 | 1 | Z9 | 1
3RF3330-1BA02 |  | solid-state contactor 1-pole 3RF3 AC-15 / 15 A / 40 Â°C 24-230 V / 24 V DC screw terminal instantaneous switching | 3040 | 1 | Z9 | 1
3RF3330-1BA04 |  | solid-state contactor 1-pole 3RF3 AC-15 / 15 A / 40 Â°C 48-460 V / 24 V DC screw terminal instantaneous switching | 3210 | 1 | Z9 | 1
3RF3330-1BA06 |  | solid-state contactor 1-pole 3RF3 AC-15 / 15 A / 40 Â°C 48-600 V / 24 V DC instantaneous switching screw terminal | 3830 | 1 | Z9 | 1
3RF3330-1BA22 |  | solid-state contactor 1-pole 3RF3 AC-15 / 15 A / 40 Â°C 24-230 V / 110-230 V AC instantaneous switching screw terminal | 3460 | 1 | Z9 | 1
3RF3330-1BA24 |  | solid-state contactor 1-pole 3RF3 AC-15 / 15 A / 40 Â°C 48-460 V / 110-230 V AC instantaneous switching screw terminal | 3690 | 1 | Z9 | 1
3RF3330-1BA26 |  | solid-state contactor 1-pole 3RF3 AC-15 / 15 A / 40 Â°C 48-600 V / 110-230 V AC instantaneous switching screw terminal | 4430 | 1 | Z9 | 1
3RF3330-1BA44 |  | solid-state contactor 1-pole 3RF3 AC-15 / 15 A / 40 Â°C 48-460 V / 4-30 V DC screw terminal instantaneous switching | 3210 | 1 | Z9 | 1
3RF3330-1DA04-0KN0 |  | solid-state contactor 1-pole 3RF3 AC-1 / 30 A / 40 Â°C 48-460 V / 24 V DC low power, short-circuit-proof up to 25 A with B miniature circuit breaker screw terminal | 4000 | 1 | Z9 | 1
3RF3330-1DA06 |  | solid-state contactor 1-pole 3RF3 AC-1 / 30 A / 40 Â°C 48-600 V / 24 V DC short-circuit-proof up to 25 A with B miniature circuit breaker blocking voltage 1600 V screw terminal | 4800 | 1 | Z9 | 1
3RF3330-1DA44 |  | solid-state contactor 1-pole 3RF3 AC-1 / 30 A / 40 Â°C 48-460 V / 4-30 V DC short-circuit-proof up to 25 A with B miniature circuit breaker screw terminal | 4000 | 1 | Z9 | 1
3RF3330-2DA64 |  | solid-state contactor 1-pole 3RF3 AC-1 / 20 A / 40 Â°C 48-460 V / 110 V DC short-circuit-proof up to 25 A with B MCB reusable packaging spring-loaded terminal | 4630 | 1 | Z9 | 1
3RF3330-3AA02 |  | solid-state contactor 1-pole 3RF3 AC-1 / 30 A / 40 Â°C 24-230 V / 24 V DC ring cable lug connection | 3040 | 1 | Z9 | 1
3RF3330-3AA04 |  | solid-state contactor 1-pole 3RF3 AC-1 / 30 A / 40 Â°C 48-460 V / 24 V DC ring cable lug connection | 3210 | 1 | Z9 | 1
3RF3330-3AA06 |  | solid-state contactor 1-pole 3RF3 AC-1 / 30 A / 40 Â°C 48-600 V / 24 V DC ring cable lug connection | 3830 | 1 | Z9 | 1
3RF3330-3AA24 |  | solid-state contactor 1-pole 3RF3 AC-1 / 30 A / 40 Â°C 48-460 V / 110-230 V AC ring cable lug connection | 3690 | 1 | Z9 | 1
3RF3330-3AA44 |  | solid-state contactor 1-pole 3RF3 AC-1 / 30 A / 40 Â°C 48-460 V / 4-30 V DC ring cable lug connection | 3210 | 1 | Z9 | 1
3RF3340-1AA02 |  | solid-state contactor 1-pole 3RF3 AC-1 / 40 A / 40 Â°C 24-230 V / 24 V DC screw terminal | 3410 | 1 | Z9 | 1
3RF3340-1AA04 |  | solid-state contactor 1-pole 3RF3 AC-1 / 40 A / 40 Â°C 48-460 V / 24 V DC screw terminal | 3610 | 1 | Z9 | 1
3RF3340-1AA06 |  | solid-state contactor 1-pole 3RF3 AC-1 / 40 A / 40 Â°C 48-600 V / 24 V DC screw terminal | 4350 | 1 | Z9 | 1
3RF3340-1AA14 |  | solid-state contactor 1-pole 3RF3 AC-1 / 40 A / 40 Â°C 48-460 V / 24 V AC/DC screw terminal | 3810 | 1 | Z9 | 1
3RF3340-1AA22 |  | solid-state contactor 1-pole 3RF3 AC-1 / 40 A / 40 Â°C 24-230 V / 110-230 V AC screw terminal | 3920 | 1 | Z9 | 1
3RF3340-1AA24 |  | solid-state contactor 1-pole 3RF3 AC-1 / 40 A / 40 Â°C 48-460 V / 110-230 V AC screw terminal | 4170 | 1 | Z9 | 1
3RF3340-1AA26 |  | solid-state contactor 1-pole 3RF3 AC-1 / 40 A / 40 Â°C 48-600 V / 110-230 V AC screw terminal | 4970 | 1 | Z9 | 1
3RF3340-1AA45 |  | solid-state contactor 1-pole 3RF3 AC-1 / 40 A / 40 Â°C 48-600 V / 4-30 V DC screw terminal blocking voltage 1200 V | 3810 | 1 | Z9 | 1
3RF3340-1BA02 |  | solid-state contactor 1-pole 3RF3 AC-15 / 20 A / 40 Â°C 24-230 V / 24 V DC instantaneous switching screw terminal | 3410 | 1 | Z9 | 1
3RF3340-1BA04 |  | solid-state contactor 1-pole 3RF3 AC-15 / 20 A / 40 Â°C 48-460 V / 24 V DC instantaneous switching screw terminal | 3610 | 1 | Z9 | 1
3RF3340-1BA06 |  | solid-state contactor 1-pole 3RF3 AC-15 / 20 A / 40 Â°C 48-600 V / 24 V DC instantaneous switching screw terminal | 4350 | 1 | Z9 | 1
3RF3340-1BA22 |  | solid-state contactor 1-pole 3RF3 AC-15 / 20 A / 40 Â°C 24-230 V / 110-230 V AC instantaneous switching screw terminal | 3920 | 1 | Z9 | 1
3RF3340-1BA24 |  | solid-state contactor 1-pole 3RF3 AC-15 / 20 A / 40 Â°C 48-460 V / 110-230 V AC instantaneous switching screw terminal | 4170 | 1 | Z9 | 1
3RF3340-1BA26 |  | solid-state contactor 1-pole 3RF3 AC-15 / 20 A / 40 Â°C 48-600 V / 110-230 V AC instantaneous switching screw terminal | 4970 | 1 | Z9 | 1
3RF3340-1DA04-0KN0 |  | solid-state contactor 1-pole 3RF3 AC-1 / 40 A / 40 Â°C 48-460 V / 24 V DC low power short-circuit-proof up to 25 A with B miniature circuit breaker screw terminal | 4520 | 1 | Z9 | 1
3RF3340-3AA02 |  | solid-state contactor 1-pole 3RF3 AC-1 / 40 A / 40 Â°C 24-230 V / 24 V DC ring cable lug connection | 3410 | 1 | Z9 | 1
3RF3340-3AA04 |  | solid-state contactor 1-pole 3RF3 AC-1 / 40 A / 40 Â°C 48-460 V / 24 V DC ring cable lug connection | 3610 | 1 | Z9 | 1
3RF3340-3AA06 |  | solid-state contactor 1-pole 3RF3 AC-1 / 40 A / 40 Â°C 48-600 V / 24 V DC ring cable lug connection | 4350 | 1 | Z9 | 1
3RF3340-3AA45 |  | solid-state contactor 1-pole 3RF3 AC-1 / 40 A / 40 Â°C 48-600 V / 4-30 V DC ring cable lug connection blocking voltage 1200 V | 3810 | 1 | Z9 | 1
3RF3350-1AA02 |  | solid-state contactor 1-pole 3RF3 AC-1 / 50 A / 40 Â°C 24-230 V / 24 V DC screw terminal | 4000 | 1 | Z9 | 1
3RF3350-1AA04 |  | solid-state contactor 1-pole 3RF3 AC-1 / 50 A / 40 Â°C 48-460 V / 24 V DC screw terminal | 4260 | 1 | Z9 | 1
3RF3350-1AA06 |  | solid-state contactor 1-pole 3RF3 AC-1 / 50 A / 40 Â°C 48-600 V / 24 V DC screw terminal | 5080 | 1 | Z9 | 1
3RF3350-1AA14 |  | solid-state contactor 1-pole 3RF3 AC-1 / 50 A / 40 Â°C 48-460 V / 24 V AC/DC screw terminal | 4460 | 1 | Z9 | 1
3RF3350-1AA22 |  | solid-state contactor 1-pole 3RF3 AC-1 / 50 A / 40 Â°C 24-230 V / 110-230 V AC screw terminal | 4630 | 1 | Z9 | 1
3RF3350-1AA24 |  | solid-state contactor 1-pole 3RF3 AC-1 / 50 A / 40 Â°C 48-460 V / 110-230 V AC screw terminal | 4880 | 1 | Z9 | 1
3RF3350-1AA26 |  | solid-state contactor 1-pole 3RF3 AC-1 / 50 A / 40 Â°C 48-600 V / 110-230 V AC screw terminal | 5850 | 1 | Z9 | 1
3RF3350-1AA45 |  | solid-state contactor 1-pole 3RF3 AC-1 / 50 A / 40 Â°C 48-600 V / 4-30 V DC screw terminal blocking voltage 1200 V | 4490 | 1 | Z9 | 1
3RF3350-1BA02 |  | solid-state contactor 1-pole 3RF3 AC-15 / 25 A / 40 Â°C 24-230 V / 24 V DC instantaneous switching screw terminal | 4000 | 1 | Z9 | 1
3RF3350-1BA04 |  | solid-state contactor 1-pole 3RF3 AC-15 / 25 A / 40 Â°C 48-460 V / 24 V DC instantaneous switching screw terminal | 4260 | 1 | Z9 | 1
3RF3350-1BA06 |  | solid-state contactor 1-pole 3RF3 AC-15 / 25 A / 40 Â°C 48-600 V / 24 V DC instantaneous switching screw terminal | 5080 | 1 | Z9 | 1
3RF3350-1BA22 |  | solid-state contactor 1-pole 3RF3 AC-15 / 25 A / 40 Â°C 24-230 V / 110-230 V AC instantaneous switching screw terminal | 4630 | 1 | Z9 | 1
3RF3350-1BA24 |  | solid-state contactor 1-pole 3RF3 AC-15 / 25 A / 40 Â°C 48-460 V / 110-230 V AC instantaneous switching screw terminal | 4880 | 1 | Z9 | 1
3RF3350-1BA44 |  | solid-state contactor 1-pole 3RF3 AC-15 / 25 A / 40 Â°C 48-460 V / 4-30 V DC instantaneous switching screw terminal | 4260 | 1 | Z9 | 1
3RF3350-3AA02 |  | solid-state contactor 1-pole 3RF3 AC-1 / 50 A / 40 Â°C 24-230 V / 24 V DC ring cable lug connection | 4000 | 1 | Z9 | 1
3RF3350-3AA04 |  | solid-state contactor 1-pole 3RF3 AC-1 / 50 A / 40 Â°C 48-460 V / 24 V DC ring cable lug connection | 4260 | 1 | Z9 | 1
3RF3350-3AA06 |  | solid-state contactor 1-pole 3RF3 AC-1 / 50 A / 40 Â°C 48-600 V / 24 V DC ring cable lug connection | 5080 | 1 | Z9 | 1
3RF3350-3AA22 |  | solid-state contactor 1-pole 3RF3 AC-1 / 50 A / 40 Â°C 24-230 V / 110-230 V AC ring cable lug connection | 4630 | 1 | Z9 | 1
3RF3350-3AA24 |  | solid-state contactor 1-pole 3RF3 AC-1 / 50 A / 40 Â°C 48-460 V / 110-230 V AC ring cable lug connection | 4880 | 1 | Z9 | 1
3RF3350-3AA26 |  | solid-state contactor 1-pole 3RF3 AC-1 / 50 A / 40 Â°C 48-600 V / 110-230 V AC ring cable lug connection | 5850 | 1 | Z9 | 1
3RF3350-3AA44 |  | solid-state contactor 1-pole 3RF3 AC-1 / 50 A / 40 Â°C 48-460 V / 4-30 V DC ring cable lug connection | 4260 | 1 | Z9 | 1
3RF3365-1BA06 |  | solid-state contactor 1-pole 3RF3 AC-15 / 27.5 A / 40 Â°C 48-600 V / 24 V DC instantaneous switching screw terminal | 6790 | 1 | Z9 | 1
3RF3403-1BD04 |  | Solid-state contactor 3-phase 3RF3 AC 53 / 3.8 A / 40 Â°C 48-480 V / 24 V DC Reversing circuit Instantaneous switching screw terminal | 8520 | 1 | Z9 | 1
3RF3403-1BD24 |  | Solid-state contactor 3-phase 3RF3 AC 53 / 3.8 A / 40 Â°C 48-480 V / 110-230 V AC Reversing circuit Instantaneous switching screw terminal | 8690 | 1 | Z9 | 1
3RF3405-1BB04 |  | Solid-state contactor 3-phase 3RF3 AC 53 / 5.2 A / 40 Â°C 48-480 V / 24 V DC 2-phase controlled Instantaneous switching screw terminal | 6130 | 1 | Z9 | 1
3RF3405-1BB06 |  | Solid-state contactor 3-phase 3RF3 AC 53 / 5.2 A / 40 Â°C 48-600 V / 24 V DC 2-phase controlled Instantaneous switching screw terminal | 7070 | 1 | Z9 | 1
3RF3405-1BB24 |  | Solid-state contactor 3-phase 3RF3 AC 53 / 5.2 A / 40 Â°C 48-480 V / 110-230 V AC 2-phase controlled Instantaneous switching screw terminal | 6360 | 1 | Z9 | 1
3RF3405-1BB26 |  | Solid-state contactor 3-phase 3RF3 AC 53 / 5.2 A / 40 Â°C 48-600 V / 110-230 V AC 2-phase controlled Instantaneous switching screw terminal | 7300 | 1 | Z9 | 1
3RF3405-1BD04 |  | Solid-state contactor 3-phase 3RF3 AC 53 / 5.4 A / 40 Â°C 48-480 V / 24 V DC Reversing circuit Instantaneous switching screw terminal | 11400 | 1 | Z9 | 1
3RF3405-1BD24 |  | Solid-state contactor 3-phase 3RF3 AC 53 / 5.4 A / 40 Â°C 48-480 V / 110-230 V AC Reversing circuit Instantaneous switching screw terminal | 11500 | 1 | Z9 | 1
3RF3405-2BB04 |  | Solid-state contactor 3-phase 3RF3 AC 53 / 5.2 A / 40 Â°C 48-480 V / 24 V DC 2-phase controlled Instantaneous switching Spring-type terminal | 6130 | 1 | Z9 | 1
3RF3405-2BB06 |  | Solid-state contactor 3-phase 3RF3 AC 53 / 5.2 A / 40 Â°C 48-600 V / 24 V DC 2-phase controlled Instantaneous switching Spring-type terminal | 7070 | 1 | Z9 | 1
3RF3405-2BB24 |  | Solid-state contactor 3-phase 3RF3 AC 53 / 5.2 A / 40 Â°C 48-480 V / 110-230 V AC 2-phase controlled Instantaneous switching Spring-type terminal | 6360 | 1 | Z9 | 1
3RF3405-2BB26 |  | Solid-state contactor 3-phase 3RF3 AC 53 / 5.2 A / 40 Â°C 48-600 V / 110-230 V AC 2-phase controlled Instantaneous switching Spring-type terminal | 7300 | 1 | Z9 | 1
3RF3410-1AB45 |  | solid-state contactor 3-pole 3RF34 AC-1 / 10 A / 40 Â°C 48-600 V / 4-30 V DC 2-pole controlled screw terminal blocking voltage 1200 V | 6220 | 1 | Z9 | 1
3RF3410-1AB55 |  | solid-state contactor 3-pole 3RF34 AC-1 / 10 A / 40 Â°C 48-600 V / 230 V AC 2-pole controlled screw terminal blocking voltage 1200 V | 6670 | 1 | Z9 | 1
3RF3410-1AC45 |  | solid-state contactor 3-pole 3RF34 AC-1 / 10 A / 40 Â°C 48-600 V / 4-30 V DC 3-pole controlled screw terminal blocking voltage 1200 V | 7810 | 1 | Z9 | 1
3RF3410-1AC55 |  | solid-state contactor 3-pole 3RF34 AC-1 / 10 A / 40 Â°C 48-600 V / 230 V AC 3-pole controlled screw terminal blocking voltage 1200 V | 8350 | 1 | Z9 | 1
3RF3410-1BB04 |  | Solid-state contactor 3-phase 3RF3 AC 53 / 9.2 A / 40 Â°C 48-480 V / 24 V DC 2-phase controlled Instantaneous switching screw terminal | 6820 | 1 | Z9 | 1
3RF3410-1BB06 |  | Solid-state contactor 3-phase 3RF3 AC 53 / 9.2 A / 40 Â°C 48-600 V / 24 V DC 2-phase controlled Instantaneous switching screw terminal | 8010 | 1 | Z9 | 1
3RF3410-1BB24 |  | Solid-state contactor 3-phase 3RF3 AC 53 / 9.2 A / 40 Â°C 48-480 V / 110-230 V AC 2-phase controlled Instantaneous switching screw terminal | 6930 | 1 | Z9 | 1
3RF3410-1BB26 |  | Solid-state contactor 3-phase 3RF3 AC 53 / 9.2 A / 40 Â°C 48-600 V / 110-230 V AC 2-phase controlled Instantaneous switching screw terminal | 8090 | 1 | Z9 | 1
3RF3410-1BD04 |  | Solid-state contactor 3-phase 3RF3 AC 53 / 7.4 A / 40 Â°C 48-480 V / 24 V DC Reversing circuit Instantaneous switching screw terminal | 13100 | 1 | Z9 | 1
3RF3410-1BD24 |  | Solid-state contactor 3-phase 3RF3 AC 53 / 7.4 A / 40 Â°C 48-480 V / 110-230 V AC Reversing circuit Instantaneous switching screw terminal | 13300 | 1 | Z9 | 1
3RF3410-2AB45 |  | solid-state contactor 3-pole 3RF34 AC-1 / 10 A / 40 Â°C 48-600 V / 4-30 V DC 2-pole controlled spring-loaded terminal blocking voltage 1200 V | 6560 | 1 | Z9 | 1
3RF3410-2AB55 |  | solid-state contactor 3-pole 3RF34 AC-1 / 10 A / 40 Â°C 48-600 V / 230 V AC 2-pole controlled spring-loaded terminal blocking voltage 1200 V | 7010 | 1 | Z9 | 1
3RF3410-2AC45 |  | solid-state contactor 3-pole 3RF34 AC-1 / 10 A / 40 Â°C 48-600 V / 4-30 V DC 3-pole controlled spring-loaded terminal blocking voltage 1200 V | 8180 | 1 | Z9 | 1
3RF3410-2AC55 |  | solid-state contactor 3-pole 3RF34 AC-1 / 10 A / 40 Â°C 48-600 V / 230 V AC 3-pole controlled spring-loaded terminal blocking voltage 1200 V | 8780 | 1 | Z9 | 1
3RF3410-2BB04 |  | Solid-state contactor 3-phase 3RF3 AC 53 / 9.2 A / 40 Â°C 48-480 V / 24 V DC 2-phase controlled Instantaneous switching Spring-type terminal | 6820 | 1 | Z9 | 1
3RF3410-2BB06 |  | Solid-state contactor 3-phase 3RF3 AC 53 / 9.2 A / 40 Â°C 48-600 V / 24 V DC 2-phase controlled Instantaneous switching Spring-type terminal | 8010 | 1 | Z9 | 1
3RF3410-2BB24 |  | Solid-state contactor 3-phase 3RF3 AC 53 / 9.2 A / 40 Â°C 48-480 V / 110-230 V AC 2-phase controlled Instantaneous switching Spring-type terminal | 6930 | 1 | Z9 | 1
3RF3410-2BB26 |  | Solid-state contactor 3-phase 3RF3 AC 53 / 9.2 A / 40 Â°C 48-600 V / 110-230 V AC 2-phase controlled Instantaneous switching Spring-type terminal | 8090 | 1 | Z9 | 1
3RF3412-1BB04 |  | Solid-state contactor 3-phase 3RF3 AC 53 / 12.5 A / 40 Â°C 48-480 V / 24 V DC 2-phase controlled Instantaneous switching screw terminal | 7470 | 1 | Z9 | 1
3RF3412-1BB06 |  | Solid-state contactor 3-phase 3RF3 AC 53 / 12.5 A / 40 Â°C 48-600 V / 24 V DC 2-phase controlled Instantaneous switching screw terminal | 8780 | 1 | Z9 | 1
3RF3412-1BB24 |  | Solid-state contactor 3-phase 3RF3 AC 53 / 12.5 A / 40 Â°C 48-480 V / 110-230 V AC 2-phase controlled Instantaneous switching screw terminal | 7870 | 1 | Z9 | 1
3RF3412-1BB26 |  | Solid-state contactor 3-phase 3RF3 AC 53 / 12.5 A / 40 Â°C 48-600 V / 110-230 V AC 2-phase controlled Instantaneous switching screw terminal | 9030 | 1 | Z9 | 1
3RF3412-2BB04 |  | Solid-state contactor 3-phase 3RF3 AC 53 / 12.5 A / 40 Â°C 48-480 V / 24 V DC 2-phase controlled Instantaneous switching Spring-type terminal | 7470 | 1 | Z9 | 1
3RF3412-2BB06 |  | Solid-state contactor 3-phase 3RF3 AC 53 / 12.5 A / 40 Â°C 48-600 V / 24 V DC 2-phase controlled Instantaneous switching Spring-type terminal | 8780 | 1 | Z9 | 1
3RF3412-2BB24 |  | Solid-state contactor 3-phase 3RF3 AC 53 / 12.5 A / 40 Â°C 48-480 V / 110-230 V AC 2-phase controlled Instantaneous switching Spring-type terminal | 7870 | 1 | Z9 | 1
3RF3412-2BB26 |  | Solid-state contactor 3-phase 3RF3 AC 53 / 12.5 A / 40 Â°C 48-600 V / 110-230 V AC 2-phase controlled Instantaneous switching Spring-type terminal | 9030 | 1 | Z9 | 1
3RF3416-1BB04 |  | Solid-state contactor 3-phase 3RF3 AC 53 / 16 A / 40 Â°C 48-480 V / 24 V DC 2-phase controlled Instantaneous switching screw terminal | 8180 | 1 | Z9 | 1
3RF3416-1BB06 |  | Solid-state contactor 3-phase 3RF3 AC 53 / 16 A / 40 Â°C 48-600 V / 24 V DC 2-phase controlled Instantaneous switching screw terminal | 9630 | 1 | Z9 | 1
3RF3416-1BB24 |  | Solid-state contactor 3-phase 3RF3 AC 53 / 16 A / 40 Â°C 48-480 V / 110-230 V AC 2-phase controlled Instantaneous switching screw terminal | 8350 | 1 | Z9 | 1
3RF3416-1BB26 |  | Solid-state contactor 3-phase 3RF3 AC 53 / 16 A / 40 Â°C 48-600 V / 110-230 V AC 2-phase controlled Instantaneous switching screw terminal | 9770 | 1 | Z9 | 1
3RF3416-2BB04 |  | Solid-state contactor 3-phase 3RF3 AC 53 / 16 A / 40 Â°C 48-480 V / 24 V DC 2-phase controlled Instantaneous switching Spring-type terminal | 8180 | 1 | Z9 | 1
3RF3416-2BB06 |  | Solid-state contactor 3-phase 3RF3 AC 53 / 16 A / 40 Â°C 48-600 V / 24 V DC 2-phase controlled Instantaneous switching Spring-type terminal | 9630 | 1 | Z9 | 1
3RF3416-2BB24 |  | Solid-state contactor 3-phase 3RF3 AC 53 / 16 A / 40 Â°C 48-480 V / 110-230 V AC 2-phase controlled Instantaneous switching Spring-type terminal | 8350 | 1 | Z9 | 1
3RF3416-2BB26 |  | Solid-state contactor 3-phase 3RF3 AC 53 / 16 A / 40 Â°C 48-600 V / 110-230 V AC 2-phase controlled Instantaneous switching Spring-type terminal | 9770 | 1 | Z9 | 1
3RF3420-1AB45 |  | solid-state contactor 3-pole 3RF34 AC-1 / 20 A / 40 Â°C 48-600 V / 4-30 V DC 2-pole controlled screw terminal blocking voltage 1200 V | 6990 | 1 | Z9 | 1
3RF3420-1AB55 |  | solid-state contactor 3-pole 3RF34 AC-1 / 20 A / 40 Â°C 48-600 V / 230 V AC 2-pole controlled screw terminal blocking voltage 1200 V | 7470 | 1 | Z9 | 1
3RF3420-1AC45 |  | solid-state contactor 3-pole 3RF34 AC-1 / 20 A / 40 Â°C 48-600 V / 4-30 V DC 3-pole controlled screw terminal blocking voltage 1200 V | 8750 | 1 | Z9 | 1
3RF3420-1AC55 |  | solid-state contactor 3-pole 3RF34 AC-1 / 20 A / 40 Â°C 48-600 V / 230 V AC 3-pole controlled screw terminal blocking voltage 1200 V | 9340 | 1 | Z9 | 1
3RF3420-2AB45 |  | solid-state contactor 3-pole 3RF34 AC-1 / 20 A / 40 Â°C 48-600 V / 4-30 V DC 2-pole controlled spring-loaded terminal blocking voltage 1200 V | 7330 | 1 | Z9 | 1
3RF3420-2AB55 |  | solid-state contactor 3-pole 3RF34 AC-1 / 20 A / 40 Â°C 48-600 V / 230 V AC 2-pole controlled spring-loaded terminal blocking voltage 1200 V | 7870 | 1 | Z9 | 1
3RF3420-2AC45 |  | solid-state contactor 3-pole 3RF34 AC-1 / 20 A / 40 Â°C 48-600 V / 4-30 V DC 3-pole controlled spring-loaded terminal blocking voltage 1200 V | 9170 | 1 | Z9 | 1
3RF3420-2AC55 |  | solid-state contactor 3-pole 3RF34 AC-1 / 20 A / 40 Â°C 48-600 V / 230 V AC 3-pole controlled spring-loaded terminal blocking voltage 1200 V | 9800 | 1 | Z9 | 1
3RF3430-1AB45 |  | solid-state contactor 3-pole 3RF34 AC-1 / 30 A / 40 Â°C 48-600 V / 4-30 V DC 2-pole controlled screw terminal blocking voltage 1200 V | 7810 | 1 | Z9 | 1
3RF3430-1AB55 |  | solid-state contactor 3-pole 3RF34 AC-1 / 30 A / 40 Â°C 48-600 V / 230 V AC 2-pole controlled screw terminal blocking voltage 1200 V | 8350 | 1 | Z9 | 1
3RF3430-1AC45 |  | solid-state contactor 3-pole 3RF34 AC-1 / 30 A / 40 Â°C 48-600 V / 4-30 V DC 3-pole controlled screw terminal blocking voltage 1200 V | 9740 | 1 | Z9 | 1
3RF3430-1AC55 |  | solid-state contactor 3-pole 3RF34 AC-1 / 30 A / 40 Â°C 48-600 V / 230 V AC 3-pole controlled screw terminal blocking voltage 1200 V | 10400 | 1 | Z9 | 1
3RF3900-0BA88 |  | spare part DIN busbar adapter for 3RF33/34..-.A. 45 mm width | 153 | 1 | Z9 | 5
3RF3900-0EA18 |  | converter control voltage 24 V AC/DC for semiconductor relay/contactor | 2190 | 1 | Z9 | 1
3RF3900-0QA88 |  | link adapter for 3RF34..-.B for mounting 3RB3 and 3RR2 | 92 | 1 | Z9 | 1
3RF3900-1TA88 |  | replacement control connector for 3RF30/31/32/33/34 screw-type connection system color black identifying marking A1 A2 | 101 | 1 | Z9 | 50
3RF3900-2TB88 |  | replacement control connector for 3RF30/ 31/32/33/34 spring-loaded connection system two clamping points per contact color black identifying marking A1 A2 | 403 | 1 | Z9 | 10
3RF3904-0KA13-0KC0 |  | power controller current range 4 A / 40 Â°C 110 â€¦ 230 V / 24 V AC/DC no teach current for semiconductor relay/contactor | 9830 | 1 | Z9 | 1
3RF3904-0KA13-0KT0 |  | power controller current range 4 A / 40 Â°C 110 â€¦ 230 V / 24 V AC/DC without partial load monitoring for semiconductor relay/contactor | 9830 | 1 | Z9 | 1
3RF3906-0FA08 |  | load monitoring basis current range 6 A / 40 Â°C control voltage 24 V DC for semiconductor relay/contactor | 3690 | 1 | Z9 | 1
3RF3906-0FA08-0KH0 |  | load monitoring basis current range 6 A / 40 Â°C control voltage 24 V DC with mounted cover cap for semiconductor relay/contactor | 3780 | 1 | Z9 | 1
3RF3916-0JA13 |  | heating current monitoring current range 16 A / 40 Â°C 110 â€¦ 230 V / 24 V AC/DC remote teach for semiconductor relay/contactor | 5850 | 1 | Z9 | 1
3RF3916-0JA13-1KK0 |  | heating current monitoring current range 16 A / 40 Â°C 110 â€¦ 230 V / 24 V AC/DC remote teach with standby mode for semiconductor relay/contactor | 5850 | 1 | Z9 | 1
3RF3916-0JA16-1KK0 |  | heating current monitoring current range 16 A / 40 Â°C 400 â€¦ 600 V / 24 V AC/DC remote teach with standby mode for semiconductor relay/contactor | 6160 | 1 | Z9 | 1
3RF3920-0FA08 |  | load monitoring basis current range 20 A / 40 Â°C control voltage 24 V DC output NO for semiconductor relay/contactor | 3780 | 1 | Z9 | 1
3RF3920-0FA08-0KH0 |  | load monitoring basis current range 20 A / 40 Â°C control voltage 24 V DC with mounted cover cap for semiconductor relay/contactor | 3920 | 1 | Z9 | 1
3RF3920-0GA13 |  | extended load monitoring current range 20 A / 40 Â°C 110 â€¦ 230 V / 24 V AC/DC for semiconductor relay/contactor | 4910 | 1 | Z9 | 1
3RF3920-0GA16 |  | extended load monitoring current range 20 A / 40 Â°C 400 â€¦ 600 V / 24 V AC/DC for semiconductor relay/contactor | 5480 | 1 | Z9 | 1
3RF3920-0HA13 |  | power regulator current range 20 A / 40 Â°C 110 â€¦ 230 V / 24 V AC/DC for semiconductor relay/contactor | 10700 | 1 | Z9 | 1
3RF3920-0HA16 |  | power regulator current range 20 A / 40 Â°C 400 â€¦ 600 V / 24 V AC/DC for semiconductor relay/contactor | 11400 | 1 | Z9 | 1
3RF3920-0KA13 |  | power controller current range 20 A / 40 Â°C 110 â€¦ 230 V / 24 V AC/DC with partial load monitoring for semiconductor relay/contactor | 10900 | 1 | Z9 | 1
3RF3920-0KA16 |  | power controller current range 20 A / 40 Â°C 400 â€¦ 600 V / 24 V AC/DC with partial load monitoring for semiconductor relay/contactor | 11600 | 1 | Z9 | 1
3RF3932-0JA13-1KK0 |  | heating current monitoring current range 32 A / 40 Â°C 110 â€¦ 230 V / 24 V AC/DC remote teach with standby mode for semiconductor relay/contactor | 6300 | 1 | Z9 | 1
3RF3932-0JA16 |  | heating current monitoring current range 32 A / 40 Â°C 400 â€¦ 600 V / 24 V AC/DC remote teach for semiconductor relay/contactor | 6650 | 1 | Z9 | 1
3RF3932-0JA16-1KK0 |  | heating current monitoring current range 32 A / 40 Â°C 400 â€¦ 600 V / 24 V AC/DC for semiconductor relay/contactor remote teach/without control connector with standby mode | 6650 | 1 | Z9 | 1
3RF3950-0GA13 |  | extended load monitoring current range 50 A / 40 Â°C 110 â€¦ 230 V / 24 V AC/DC for semiconductor relay/contactor | 5590 | 1 | Z9 | 1
3RF3950-0GA16 |  | extended load monitoring current range 50 A / 40 Â°C 400 â€¦ 600 V / 24 V AC/DC for semiconductor relay/contactor | 6220 | 1 | Z9 | 1
3RF3950-0HA13 |  | power regulator current range 50 A / 40 Â°C 110 â€¦ 230 V / 24 V AC/DC for semiconductor relay/contactor | 13000 | 1 | Z9 | 1
3RF3950-0HA16 |  | power regulator current range 50 A / 40 Â°C 400 â€¦ 600 V / 24 V AC/DC for semiconductor relay/contactor | 13600 | 1 | Z9 | 1
3RF3950-0KA13 |  | power controller current range 50 A / 40 Â°C 110 â€¦ 230 V / 24 V AC/DC with partial load monitoring for semiconductor relay/contactor | 13300 | 1 | Z9 | 1
3RF3950-0KA16 |  | power controller current range 50 A / 40 Â°C 400 â€¦ 600 V / 24 V AC/DC with partial load monitoring for semiconductor relay/contactor | 13900 | 1 | Z9 | 1
3RF3950-0KA16-0KT0 |  | power controller current range 50 A / 40 Â°C 400 â€¦ 600 V / 24 V AC/DC without partial load monitoring for semiconductor relay/contactor | 13900 | 1 | Z9 | 1
3RF3990-0GA13 |  | extended load monitoring current range 90 A / 40 Â°C 110 â€¦ 230 V / 24 V AC/DC for semiconductor relay/contactor | 6300 | 1 | Z9 | 1
3RF3990-0GA16 |  | extended load monitoring current range 90 A / 40 Â°C 400 â€¦ 600 V / 24 V AC/DC for semiconductor relay/contactor | 7040 | 1 | Z9 | 1
3RF3990-0HA13 |  | power regulator current range 90 A / 40 Â°C 110 â€¦ 230 V / 24 V AC/DC for semiconductor relay/contactor | 14700 | 1 | Z9 | 1
3RF3990-0HA16 |  | power regulator current range 90 A / 40 Â°C 400 â€¦ 600 V / 24 V AC/DC for semiconductor relay/contactor | 15400 | 1 | Z9 | 1
3RF3990-0KA13 |  | power controller current range 90 A / 40 Â°C 110 â€¦ 230 V / 24 V AC/DC with partial load monitoring for semiconductor relay/contactor | 15100 | 1 | Z9 | 1
3RF3990-0KA16 |  | power controller current range 90 A / 40 Â°C 400 â€¦ 600 V / 24 V AC/DC with partial load monitoring for semiconductor relay/contactor | 15800 | 1 | Z9 | 1
3RG9002-0DA00 |  | AS-Interface module F90, digital 4 DI/4 DQ, IP20 4 x inputs for 3-wire sensor 4 x output, 2 A, 24 V DC maximal 6 A for all outputs Connection via screw terminals Width 90 mm | 5370 | 1 | ZA | 1
3RG9002-0DB00 |  | AS-Interface module F90, digital 4 DI/4 DQ, IP20 4 x inputs for 3-wire sensor 4 x output, 1 A, 24 V DC maximal 6 A for all outputs Connection via screw terminals Width 90 mm | 4430 | 1 | ZA | 1
3RG9002-0DC00 |  | AS-Interface module F90, digital 4 DI/4 DQ, IP20 4 x inputs for 3-wire sensor External sensor supply 4 x output, 2 A, 24 V DC maximal 6 A for all outputs Connection via screw terminals Width 90 mm | 5370 | 1 | ZA | 1
3RG9004-0DA00 |  | AS-Interface module F90, digital 4 DI/4 DQ, IP20 4 x inputs for 3-wire sensor 4 x output, 2 A, 24 V DC maximal 6 A for all outputs Connection via Combicon Width 90 mm Combicon connector set 3RX9810-0AA00 must be ordered . | 5550 | 1 | ZA | 1
3RG9004-0DB00 |  | AS-Interface module F90, digital 4 DI/4 DQ, IP20 4 x inputs for 3-wire sensor 4 x output, 1 A, 24 V DC maximal 6 A for all outputs Connection via Combicon Width 90 mm Combicon connector set 3RX9810-0AA00 must be ordered . | 4580 | 1 | ZA | 1
3RG9004-0DC00 |  | AS-Interface module F90, digital 4 DI/4 DQ, IP20 4 x inputs for 3-wire sensor External sensor supply 4 x output, 2 A, 24 V DC maximal 6 A for all outputs Connection via Combicon Width 90 mm Combicon connector set 3RX9810-0AA00 must be ordered . | 5550 | 1 | ZA | 1
3RH1921-1CA01 |  | front-side auxiliary switch, 1 NC contact, screw terminal, for contactors 3RT1 | 135 | 1 | Z9 | 1
3RH1921-1CA10 |  | front-side auxiliary switch, 1 NO contact, screw terminal, for contactors 3RT1 | 135 | 1 | Z9 | 1
3RH1921-1DA11 |  | first lateral auxiliary switch 1 NO, 1 NC, screw terminal, for contactors 3RT1 | 352 | 1 | Z9 | 1
3RH1921-1JA11 |  | second lateral Auxiliary switch, 1 NO, 1 NC, screw terminal, for contactors 3RT1 | 352 | 1 | Z9 | 1
3RH1921-1XA22-0MA0 |  | front-side auxiliary switch, 2 NO contacts, 2 NC contacts, screw terminal, for contactors 3RT1, sequence numbers 5â€¦8 | 462 | 1 | Z9 | 1
3RH1921-2CA01 |  | front-side auxiliary switch, 1 NC contact, spring-type terminal, for contactors 3RT1 | 135 | 1 | Z9 | 1
3RH1921-2CA10 |  | front-side auxiliary switch, 1 NO contact, spring-type terminal, for contactors 3RT1 | 135 | 1 | Z9 | 1
3RH1921-2XA22-0MA0 |  | front-side auxiliary switch, 2 NO contacts, 2 NC contacts, spring-type terminal, for contactors 3RT1, sequence numbers 5â€¦8 | 462 | 1 | Z9 | 1
3RH1981-1DA11 |  | 1st lateral auxiliary switch 1 NO contact 1 NC contact, screw terminal, for contactors 3RT148 | 371 | 1 | Z9 | 1
3RH1981-1JA11 |  | 2nd lateral auxiliary switch 1 NO, 1 NC, screw terminal for contactor 3RT148 | 371 | 1 | Z9 | 1
3RH2122-1AB00 |  | contactor relay, 2 NO + 2 NC, 24 V AC, 50/60 Hz, screw terminal, frame size S00 | 1090 | 1 | Z9 | 1
3RH2122-1AB00-1AA0 |  | contactor relay, 2 NO + 2 NC, 24 V AC, 50/60 Hz, screw terminal, frame size S00, upright mounting position | 1190 | 1 | Z9 | 1
3RH2122-1AC60 |  | contactor relay, 2 NO + 2 NC, 32 V AC, 50 Hz / 38 V, 60 Hz, screw terminal, frame size S00 | 1200 | 1 | Z9 | 1
3RH2122-1AD00 |  | contactor relay, 2 NO + 2 NC, 42 V AC, 50/60 Hz, screw terminal, frame size S00 | 1200 | 1 | Z9 | 1
3RH2122-1AE00 |  | contactor relay, 2 NO + 2 NC, 60 V AC, 50/60 Hz, screw terminal, frame size S00 | 1200 | 1 | Z9 | 1
3RH2122-1AF00 |  | contactor relay, 2 NO + 2 NC, 110 V AC, 50/60 Hz, screw terminal, frame size S00 | 1090 | 1 | Z9 | 1
3RH2122-1AF00-1AA0 |  | contactor relay, 2 NO + 2 NC, 110 V AC, 50/60 Hz, screw terminal, frame size S00, upright mounting position | 1190 | 1 | Z9 | 1
3RH2122-1AG60 |  | contactor relay, 2 NO + 2 NC, 100 V AC, 50 Hz / 100-110 V, 60 Hz, screw terminal, frame size S00 | 1200 | 1 | Z9 | 1
3RH2122-1AH00 |  | contactor relay, 2 NO + 2 NC, 48 V AC, 50/60 Hz, screw terminal, frame size S00 | 1090 | 1 | Z9 | 1
3RH2122-1AK20 |  | contactor relay, 2 NO + 2 NC, 120 V AC, 50/60 Hz, screw terminal, frame size S00 | 1200 | 1 | Z9 | 1
3RH2122-1AK60 |  | contactor relay, 2 NO + 2 NC, 110 V AC, 50 Hz / 120 V, 60 Hz, screw terminal, frame size S00 | 1090 | 1 | Z9 | 1
3RH2122-1AL00 |  | contactor relay, 2 NO + 2 NC, 125 V AC, 50/60 Hz, screw terminal, frame size S00 | 1200 | 1 | Z9 | 1
3RH2122-1AM20 |  | contactor relay, 2 NO + 2 NC, 208 V AC, 50/60 Hz, screw terminal, frame size S00 | 1200 | 1 | Z9 | 1
3RH2122-1AN20 |  | contactor relay, 2 NO + 2 NC, 220 V AC, 50/60 Hz, screw terminal, frame size S00 | 1090 | 1 | Z9 | 1
3RH2122-1AN60 |  | contactor relay, 2 NO + 2 NC, 200 V AC, 50 Hz / 200-220 V, 60 Hz, screw terminal, frame size S00 | 1200 | 1 | Z9 | 1
3RH2122-1AP00 |  | contactor relay, 2 NO + 2 NC, 230 V AC, 50/60 Hz, screw terminal, frame size S00 | 1090 | 1 | Z9 | 1
3RH2122-1AP60 |  | contactor relay, 2 NO + 2 NC, 220 V AC, 50 Hz / 240 V, 60 Hz, screw terminal, frame size S00 | 1090 | 1 | Z9 | 1
3RH2122-1AQ00 |  | contactor relay, 2 NO + 2 NC, 380 V AC, 50/60 Hz, screw terminal, frame size S00 | 1200 | 1 | Z9 | 1
3RH2122-1AR60 |  | contactor relay, 2 NO + 2 NC, 400 V AC, 50 Hz / 400-440 V, 60 Hz, screw terminal, frame size S00 | 1200 | 1 | Z9 | 1
3RH2122-1AT60 |  | contactor relay, 2 NO + 2 NC, 600 V AC, 60 Hz, screw terminal, frame size S00 | 1200 | 1 | Z9 | 1
3RH2122-1AU00 |  | contactor relay, 2 NO + 2 NC, 240 V AC, 50/60 Hz, screw terminal, frame size S00 | 1090 | 1 | Z9 | 1
3RH2122-1AU60 |  | contactor relay, 2 NO + 2 NC, 277 V AC, 60 Hz, screw terminal, frame size S00 | 1200 | 1 | Z9 | 1
3RH2122-1AU60-1AA0 |  | contactor relay, 2 NO + 2 NC, 277 V AC, 60 Hz, screw terminal, frame size S00, upright mounting position | 1300 | 1 | Z9 | 1
3RH2122-1AV00 |  | contactor relay, 2 NO + 2 NC, 400 V AC, 50/60 Hz, screw terminal, frame size S00 | 1200 | 1 | Z9 | 1
3RH2122-1AV60 |  | contactor relay, 2 NO + 2 NC, 480 V AC, 60 Hz, screw terminal, frame size S00 | 1200 | 1 | Z9 | 1
3RH2122-1BA40 |  | contactor relay, 2 NO + 2 NC, 12 V DC, screw terminal, frame size S00 | 1400 | 1 | Z9 | 1
3RH2122-1BB40 |  | contactor relay, 2 NO + 2 NC, 24 V DC, screw terminal, frame size S00 | 1260 | 1 | Z9 | 1
3RH2122-1BB40-1AA0 |  | contactor relay, 2 NO + 2 NC, 24 V DC, screw terminal, frame size S00, upright mounting position | 1350 | 1 | Z9 | 1
3RH2122-1BC40 |  | contactor relay, 2 NO + 2 NC, 30 V DC, screw terminal, frame size S00 | 1400 | 1 | Z9 | 1
3RH2122-1BD40 |  | contactor relay, 2 NO + 2 NC, 42 V DC, screw terminal, frame size S00 | 1400 | 1 | Z9 | 1
3RH2122-1BE40 |  | contactor relay, 2 NO + 2 NC, 60 V DC, screw terminal, frame size S00 | 1400 | 1 | Z9 | 1
3RH2122-1BE80 |  | contactor relay, 2 NO + 2 NC, 80 V DC, screw terminal, frame size S00 | 1400 | 1 | Z9 | 1
3RH2122-1BF40 |  | contactor relay, 2 NO + 2 NC, 110 V DC, screw terminal, frame size S00 | 1260 | 1 | Z9 | 1
3RH2122-1BF40-1AA0 |  | contactor relay, 2 NO + 2 NC, 110 V DC, screw terminal, frame size S00, upright mounting position | 1350 | 1 | Z9 | 1
3RH2122-1BG40 |  | contactor relay, 2 NO + 2 NC, 125 V DC, screw terminal, frame size S00 | 1400 | 1 | Z9 | 1
3RH2122-1BJ80 |  | contactor relay, 2 NO + 2 NC, 72 V DC, screw terminal, frame size S00 | 1400 | 1 | Z9 | 1
3RH2122-1BM40 |  | contactor relay, 2 NO + 2 NC, 220 V DC, screw terminal, frame size S00 | 1260 | 1 | Z9 | 1
3RH2122-1BN40 |  | contactor relay, 2 NO + 2 NC, 250 V DC, screw terminal, frame size S00 | 1400 | 1 | Z9 | 1
3RH2122-1BP40 |  | contactor relay, 2 NO + 2 NC, 230 V DC, screw terminal, frame size S00 | 1400 | 1 | Z9 | 1
3RH2122-1BW40 |  | contactor relay, 2 NO + 2 NC, 48 V DC, screw terminal, frame size S00 | 1260 | 1 | Z9 | 1
3RH2122-1FB40 |  | contactor relay, 2 NO + 2 NC, 24 V DC, with integrated diode, screw terminal, frame size S00, | 1460 | 1 | Z9 | 1
3RH2122-1HB40 |  | coupling contactor relay, 2 NO + 2 NC, 24 V DC, 0.7-1.25*Us, screw terminal, frame size S00, suitable for PLC outputs, not expandable with auxiliary switch | 1260 | 1 | Z9 | 1
3RH2122-1JB40 |  | coupling contactor relay, 2 NO + 2 NC, 24 V DC, 0.7-1.25*Us, with integrated diode, screw terminal, frame size S00, suitable for PLC outputs, not expandable with auxiliary switch | 1460 | 1 | Z9 | 1
3RH2122-1KB40 |  | coupling contactor relay, 2 NO + 2 NC, 24 V DC, 0.7-1.25*Us, with integrated suppressor diode, screw terminal, frame size S00, suitable for PLC outputs, not expandable with auxiliary switch | 1420 | 1 | Z9 | 1
3RH2122-1KE40 |  | coupling contactor relay, 2 NO + 2 NC, 60 V DC, 0.7-1.25*Us, with integrated suppressor diode, screw terminal, frame size S00, suitable for PLC outputs, not expandable with auxiliary switch | 1550 | 1 | Z9 | 1
3RH2122-1KF40 |  | coupling contactor relay, 2 NO + 2 NC, 110 V DC, 0.7-1.25*Us, with integrated suppressor diode, screw terminal, frame size S00, suitable for PLC outputs, not expandable with auxiliary switch | 1420 | 1 | Z9 | 1
3RH2122-1KF40-0LA4 |  | contactor relay railway, 2 NO + 1 NC, 110 V DC, 0.7-1.25*Us, with integrated suppressor diode, screw terminal, frame size S00, DIN-rail mounting optimized for transport (20 G) | 2270 | 1 | Z9 | 1
3RH2122-1KG40-0LA4 |  | contactor relay railway, 2 NO + 1 NC, 125 V DC, 0.7-1.25*Us, with integrated suppressor diode, screw terminal, frame size S00, DIN-rail mounting optimized for transport (20 G) | 2430 | 1 | Z9 | 1
3RH2122-1KJ80 |  | coupling contactor relay, 2 NO + 2 NC, 72 V DC, 0.7-1.25*Us, with integrated suppressor diode, screw terminal, frame size S00, suitable for PLC outputs, not expandable with auxiliary switch | 1550 | 1 | Z9 | 1
3RH2122-1KM40-0LA4 |  | contactor relay railway, 2 NO + 1 NC, 220 V DC, 0.7-1.25*Us, with integrated suppressor diode, screw terminal, frame size S00, DIN-rail mounting optimized for transport (20 G) | 2270 | 1 | Z9 | 1
3RH2122-1MB40-0KT0 |  | coupling contactor relay, 2 NO + 2 NC, 24 V DC, 0.85-1.85*Us, screw terminal, frame size S00, suitable for PLC outputs, not expandable with auxiliary switch | 1260 | 1 | Z9 | 1
3RH2122-1QB40 |  | coupling contactor relay, 2 NO + 2 NC, 24 V DC, 0.7-1.25*Us, with varistor plugged on, screw terminal, frame size S00 | 1420 | 1 | Z9 | 1
3RH2122-1SB40 |  | coupling contactor relay, 2 NO + 2 NC, 24 V DC, 0.85-1.85*Us, with integrated suppressor diode, screw terminal, frame size S00, suitable for PLC outputs, not expandable with auxiliary switch | 1420 | 1 | Z9 | 1
3RH2122-1UB40-0KV0 |  | contactor relay, 2 NO + 2 NC, 24 V DC, with integrated varistor, screw terminal, frame size S00, package label according to VW equipment specification | 1510 | 1 | Z9 | 1
3RH2122-1VB40 |  | coupling contactor relay, 2 NO + 2 NC, 24 V DC, 0.85-1.85*Us, with integrated diode, screw terminal, frame size S00 | 1460 | 1 | Z9 | 1
3RH2122-1VB40-1AA0 |  | coupling contactor relay, 2 NO + 2 NC, 24 V DC, 0.85-1.85* Us, with integrated diode, screw terminal, frame size S00, upright mounting position | 1560 | 1 | Z9 | 1
3RH2122-1WB40 |  | coupling contactor relay, 2 NO + 2 NC, 24 V DC, 0.85-1.85*Us, with varistor plugged on, screw terminal, frame size S00 | 1420 | 1 | Z9 | 1
3RH2122-1XF40-0LA2 |  | contactor relay railway, 2 NO + 2 NC, 72-125 V DC, 0.7-1.25*Us, with integrated varistor, screw terminal, frame size S00 | 2250 | 1 | Z9 | 1
3RH2122-2AB00 |  | contactor relay, 2 NO + 2 NC, 24 V AC, 50/60 Hz, spring-loaded terminal, frame size S00 | 1090 | 1 | Z9 | 1
3RH2122-2AD00 |  | contactor relay, 2 NO + 2 NC, 42 V AC, 50/60 Hz, spring-loaded terminal, frame size S00 | 1200 | 1 | Z9 | 1
3RH2122-2AF00 |  | contactor relay, 2 NO + 2 NC, 110 V AC, 50/60 Hz, spring-loaded terminal, frame size S00 | 1090 | 1 | Z9 | 1
3RH2122-2AH00 |  | contactor relay, 2 NO + 2 NC, 48 V AC, 50/60 Hz, spring-loaded terminal, frame size S00 | 1090 | 1 | Z9 | 1
3RH2122-2AK60 |  | contactor relay, 2 NO + 2 NC, 110 V AC, 50 Hz / 120 V, 60 Hz, spring-loaded terminal, frame size S00 | 1090 | 1 | Z9 | 1
3RH2122-2AN20 |  | contactor relay, 2 NO + 2 NC, 220 V AC, 50/60 Hz, spring-loaded terminal, frame size S00 | 1090 | 1 | Z9 | 1
3RH2122-2AP00 |  | contactor relay, 2 NO + 2 NC, 230 V AC, 50/60 Hz, spring-loaded terminal, frame size S00 | 1090 | 1 | Z9 | 1
3RH2122-2AP00-1AA0 |  | contactor relay, 2 NO + 2 NC, 230 V AC, 50/60 Hz, spring-loaded terminal, frame size S00, upright mounting position | 1190 | 1 | Z9 | 1
3RH2122-2AP60 |  | contactor relay, 2 NO + 2 NC, 220 V AC, 50 Hz / 240 V, 60 Hz, spring-loaded terminal, frame size S00 | 1090 | 1 | Z9 | 1
3RH2122-2AR60 |  | contactor relay, 2 NO + 2 NC, 400 V AC, 50 Hz / 400-440 V, 60 Hz, spring-loaded terminal, frame size S00 | 1200 | 1 | Z9 | 1
3RH2122-2AT60 |  | contactor relay, 2 NO + 2 NC, 600 V AC, 60 Hz, screw terminal, frame size S00 | 1200 | 1 | Z9 | 1
3RH2122-2AV00 |  | contactor relay, 2 NO + 2 NC, 400 V AC, 50/60 Hz, spring-loaded terminal, frame size S00 | 1200 | 1 | Z9 | 1
3RH2122-2AV60 |  | contactor relay, 2 NO + 2 NC, 480 V AC, 60 Hz, spring-loaded terminal, frame size S00 | 1200 | 1 | Z9 | 1
3RH2122-2BA40 |  | contactor relay, 2 NO + 2 NC, 12 V DC, spring-loaded terminal, frame size S00 | 1400 | 1 | Z9 | 1
3RH2122-2BB40 |  | contactor relay, 2 NO + 2 NC, 24 V DC, spring-loaded terminal, frame size S00 | 1260 | 1 | Z9 | 1
3RH2122-2BE40 |  | contactor relay, 2 NO + 2 NC, 60 V DC, spring-loaded terminal, frame size S00 | 1400 | 1 | Z9 | 1
3RH2122-2BF40 |  | contactor relay, 2 NO + 2 NC, 110 V DC, spring-loaded terminal, frame size S00 | 1260 | 1 | Z9 | 1
3RH2122-2BG40 |  | contactor relay, 2 NO + 2 NC, 125 V DC, spring-loaded terminal, frame size S00 | 1400 | 1 | Z9 | 1
3RH2122-2BM40 |  | contactor relay, 2 NO + 2 NC, 220 V DC, spring-loaded terminal, frame size S00 | 1260 | 1 | Z9 | 1
3RH2122-2BN40 |  | contactor relay, 2 NO + 2 NC, 250 V DC, spring-loaded terminal, frame size S00 | 1400 | 1 | Z9 | 1
3RH2122-2BW40 |  | contactor relay, 2 NO + 2 NC, 48 V DC, spring-loaded terminal, frame size S00 | 1260 | 1 | Z9 | 1
3RH2122-2EP00 |  | contactor relay, 2 NO + 2 NC, 230 V AC, 50/60 Hz, with plugged-on RC element, spring-loaded terminal, frame size S00 | 1540 | 1 | Z9 | 1
3RH2122-2EP00-1AA0 |  | contactor relay, 2 NO + 2 NC, 230 V AC, 50/60 Hz, with plugged-on RC element, spring-loaded terminal, frame size S00, upright mounting position | 1640 | 1 | Z9 | 1
3RH2122-2FB40 |  | contactor relay, 2 NO + 2 NC, 24 V DC, with integrated diode, spring-loaded terminal, frame size S00, | 1460 | 1 | Z9 | 1
3RH2122-2FB40-1AA0 |  | contactor relay, 2 NO + 2 NC, 24 V DC, with integrated diode, spring-loaded terminal, frame size S00, upright mounting position | 1550 | 1 | Z9 | 1
3RH2122-2FW40 |  | contactor relay, 2 NO + 2 NC, 48 V DC, with integrated diode, spring-loaded terminal, frame size S00, | 1460 | 1 | Z9 | 1
3RH2122-2GG20 |  | contactor relay, 2 NO + 2 NC, 110 V AC, 50/60 Hz, with integrated full-wave rectifier, spring-loaded terminal, frame size S00 | 1460 | 1 | Z9 | 1
3RH2122-2HB40 |  | coupling contactor relay, 2 NO + 2 NC, 24 V DC, 0.7-1.25*Us, spring-loaded terminal, frame size S00, suitable for PLC outputs, not expandable with auxiliary switch | 1260 | 1 | Z9 | 1
3RH2122-2JB40 |  | coupling contactor relay, 2 NO + 2 NC, 24 V DC, 0.7-1.25*Us, with integrated diode, spring-loaded terminal, frame size S00, suitable for PLC outputs, not expandable with auxiliary switch | 1460 | 1 | Z9 | 1
3RH2122-2JC40 |  | coupling contactor relay, 2 NO + 2 NC, 30 V DC, 0.7-1.25*Us with integrated diode, spring-loaded terminal, frame size S00, suitable for PLC outputs, not expandable with auxiliary switch | 1590 | 1 | Z9 | 1
3RH2122-2KB40 |  | coupling contactor relay, 2 NO + 2 NC, 24 V DC, 0.7-1.25*Us, with integrated suppressor diode, spring-loaded terminal, frame size S00, suitable for PLC outputs, not expandable with auxiliary switch | 1420 | 1 | Z9 | 1
3RH2122-2KB40-0LA0 |  | contactor relay railway, 2 NO + 1 NC, 24 V DC, 0.7-1.25*Us, with integrated suppressor diode, spring-loaded terminal, frame size S00 | 2170 | 1 | Z9 | 1
3RH2122-2KF40 |  | coupling contactor relay, 2 NO + 2 NC, 110 V DC, 0.7-1.25*Us, with integrated suppressor diode, spring-loaded terminal, frame size S00, suitable for PLC outputs, not expandable with auxiliary switch | 1420 | 1 | Z9 | 1
3RH2122-2KF40-0LA0 |  | contactor relay railway, 2 NO + 1 NC, 110 V DC, 0.7-1.25*Us, with integrated suppressor diode, spring-loaded terminal, frame size S00 | 2270 | 1 | Z9 | 1
3RH2122-2KF40-1AA0 |  | coupling contactor relay, 2 NO + 2 NC, 110 V DC, 0.7-1.25*Us, with integrated suppressor diode, spring-loaded terminal, frame size S00, suitable for PLC outputs, not expandable with auxiliary switch , upright mounting position | 1510 | 1 | Z9 | 1
3RH2122-2KG40-0LA4 |  | contactor relay railway, 2 NO + 1 NC, 125 V DC, 0.7-1.25*Us, with integrated suppressor diode, spring-loaded terminal, frame size S00, DIN-rail mounting optimized for transport (20 G) | 2430 | 1 | Z9 | 1
3RH2122-2KJ80 |  | coupling contactor relay, 2 NO + 2 NC, 72 V DC, 0.7-1.25*Us, with integrated suppressor diode, spring-loaded terminal, frame size S00, suitable for PLC outputs, not expandable with auxiliary switch | 1550 | 1 | Z9 | 1
3RH2122-2KJ80-0LA0 |  | contactor relay railway, 2 NO + 1 NC, 72 V DC, 0.7-1.25*Us, with integrated suppressor diode, spring-loaded terminal, frame size S00 | 2430 | 1 | Z9 | 1
3RH2122-2LB40 |  | coupling contactor relay, 2 NO + 2 NC, 24 V DC, 0.7-1.25*Us, with integrated varistor, spring-loaded terminal, frame size S00, suitable for PLC outputs, not expandable with auxiliary switch | 1420 | 1 | Z9 | 1
3RH2122-2LB40-0LA0 |  | contactor relay railway, 2 NO + 1 NC, 24 V DC, 0.7-1.25*Us, with integrated varistor, spring-loaded terminal, frame size S00 | 2170 | 1 | Z9 | 1
3RH2122-2LB40-1AA0 |  | coupling contactor relay, 2 NO + 2 NC, 24 V DC, 0.7-1.25*Us, with integrated varistor, spring-loaded terminal, frame size S00, suitable for PLC outputs, not expandable with auxiliary switch , upright mounting position | 1520 | 1 | Z9 | 1
3RH2122-2LB40-1LA0 |  | contactor relay railway, 2 NO + 1 NC, 24 V DC, 0.7-1.25*Us, with integrated varistor, spring-loaded terminal, frame size S00, upright mounting position | 2270 | 1 | Z9 | 1
3RH2122-2LB40-2LA0 |  | contactor relay railway, 2 NO + 1 NC, 24 V DC, 0.7-1.25*Us, with integrated varistor, spring-loaded terminal, frame size S00, suspended mounting position | 2270 | 1 | Z9 | 1
3RH2122-2LF40 |  | coupling contactor relay, 2 NO + 2 NC, 110 V DC, 0.7-1.25*Us, with integrated varistor, spring-loaded terminal, frame size S00, suitable for PLC outputs, not expandable with auxiliary switch | 1420 | 1 | Z9 | 1
3RH2122-2LF40-0LA0 |  | contactor relay railway, 2 NO + 1 NC, 110 V DC, 0.7-1.25*Us, with integrated varistor, spring-loaded terminal, frame size S00 | 2170 | 1 | Z9 | 1
3RH2122-2LF40-1AA0 |  | coupling contactor relay, 2 NO + 2 NC, 110 V DC, 0.7-1.25*Us, with integrated varistor, spring-loaded terminal, frame size S00, suitable for PLC outputs, not expandable with auxiliary switch , upright mounting position | 1520 | 1 | Z9 | 1
3RH2122-2LF40-1LA0 |  | contactor relay railway, 2 NO + 1 NC, 110 V DC, 0.7-1.25*Us, with integrated varistor, spring-loaded terminal, frame size S00, upright mounting position | 2470 | 1 | Z9 | 1
3RH2122-2LJ80 |  | coupling contactor relay, 2 NO + 2 NC, 72 V DC, 0.7-1.25*Us, with integrated varistor, spring-loaded terminal, frame size S00, suitable for PLC outputs, not expandable with auxiliary switch | 1560 | 1 | Z9 | 1
3RH2122-2LJ80-0LA0 |  | contactor relay railway, 2 NO + 1 NC, 72 V DC, 0.7-1.25*Us, with integrated varistor, spring-loaded terminal, frame size S00 | 2320 | 1 | Z9 | 1
3RH2122-2MB40-0KT0 |  | coupling contactor relay, 2 NO + 2 NC, 24 V DC, 0.85-1.85*Us, spring-loaded terminal, frame size S00, suitable for PLC outputs, not expandable with auxiliary switch | 1260 | 1 | Z9 | 1
3RH2122-2QB40 |  | coupling contactor relay, 2 NO + 2 NC, 24 V DC, 0.7-1.25*Us, with varistor plugged on, spring-loaded terminal, frame size S00 | 1420 | 1 | Z9 | 1
3RH2122-2SB40 |  | coupling contactor relay, 2 NO + 2 NC, 24 V DC, 0.85-1.85*Us, with integrated suppressor diode, spring-loaded terminal, frame size S00, suitable for PLC outputs, not expandable with auxiliary switch | 1420 | 1 | Z9 | 1
3RH2122-2UB40 |  | contactor relay, 2 NO + 2 NC, 24 V DC, with integrated varistor, spring-loaded terminal, frame size S00 | 1460 | 1 | Z9 | 1
3RH2122-2VB40 |  | coupling contactor relay, 2 NO + 2 NC, 24 V DC, 0.85-1.85*Us, with integrated diode, spring-loaded terminal, frame size S00 | 1460 | 1 | Z9 | 1
3RH2122-2WB40 |  | coupling contactor relay, 2 NO + 2 NC, 24 V DC, 0.85-1.85*Us, with varistor plugged on, spring-loaded terminal, frame size S00 | 1420 | 1 | Z9 | 1
3RH2122-2XB40-0LA2 |  | contactor relay railway, 2 NO + 2 NC, 24-34 V DC, 0.7-1.25*Us, with integrated varistor, spring-loaded terminal, frame size S00 | 2250 | 1 | Z9 | 1
3RH2122-2XB40-0LB2 |  | contactor relay railway, 2 NO + 2 NC, 24-34 V DC, 0.7-1.25*Us, with integrated varistor, spring-loaded terminal, frame size S00 | 2250 | 1 | Z9 | 1
3RH2122-2XB40-2LA2 |  | contactor relay railway, 2 NO + 2 NC, 24-34 V DC, 0.7-1.25*Us, with integrated varistor, spring-loaded terminal, frame size S00, suspended mounting position | 2360 | 1 | Z9 | 1
3RH2122-2XF40-0LA2 |  | contactor relay railway, 2 NO + 2 NC, 72-125 V DC, 0.7-1.25*Us, with integrated varistor, spring-loaded terminal, frame size S00 | 2250 | 1 | Z9 | 1
3RH2122-2XF40-0LB2 |  | contactor relay railway, 2 NO + 2 NC, 72-125 V DC, 0.7-1.25*Us, with integrated varistor, spring-loaded terminal, frame size S00 | 2250 | 1 | Z9 | 1
3RH2122-2XF40-2LA2 |  | contactor relay railway, 2 NO + 2 NC, 72-125 V DC, 0.7-1.25*Us, with integrated varistor, spring-loaded terminal, frame size S00, suspended mounting position | 2360 | 1 | Z9 | 1
3RH2122-4LV80-0LA0 |  | contactor relay railway, 2 NO + 1 NC, 34 V DC, 0.7-1.25* Us, with integrated varistor, ring cable lug connection, frame size S00 | 2920 | 1 | Z9 | 1
3RH2131-1AB00 |  | contactor relay, 3 NO + 1 NC, 24 V AC, 50/60 Hz, screw terminal, frame size S00 | 1090 | 1 | Z9 | 1
3RH2131-1AD00 |  | contactor relay, 3 NO + 1 NC, 42 V AC, 50/60 Hz, screw terminal, frame size S00 | 1200 | 1 | Z9 | 1
3RH2131-1AF00 |  | contactor relay, 3 NO + 1 NC, 110 V AC, 50/60 Hz, screw terminal, frame size S00 | 1090 | 1 | Z9 | 1
3RH2131-1AH00 |  | contactor relay, 3 NO + 1 NC, 48 V AC, 50/60 Hz, screw terminal, frame size S00 | 1090 | 1 | Z9 | 1
3RH2131-1AK20 |  | contactor relay, 3 NO + 1 NC, 120 V AC, 50/60 Hz, screw terminal, frame size S00 | 1200 | 1 | Z9 | 1
3RH2131-1AK60 |  | contactor relay, 3 NO + 1 NC, 110 V AC, 50 Hz / 120 V, 60 Hz, screw terminal, frame size S00 | 1090 | 1 | Z9 | 1
3RH2131-1AM20 |  | contactor relay, 3 NO + 1 NC, 208 V AC, 50/60 Hz, screw terminal, frame size S00 | 1200 | 1 | Z9 | 1
3RH2131-1AN00 |  | contactor relay, 3 NO + 1 NC, 220 V AC, 50 Hz, screw terminal, frame size S00 | 1200 | 1 | Z9 | 1
3RH2131-1AN20 |  | contactor relay, 3 NO + 1 NC, 220 V AC, 50/60 Hz, screw terminal, frame size S00 | 1090 | 1 | Z9 | 1
3RH2131-1AN60 |  | contactor relay, 3 NO + 1 NC, 200 V AC, 50 Hz / 200-220 V, 60 Hz, screw terminal, frame size S00 | 1200 | 1 | Z9 | 1
3RH2131-1AP00 |  | contactor relay, 3 NO + 1 NC, 230 V AC, 50/60 Hz, screw terminal, frame size S00 | 1090 | 1 | Z9 | 1
3RH2131-1AP00-1AA0 |  | contactor relay, 3 NO + 1 NC, 230 V AC, 50/60 Hz, screw terminal, frame size S00, upright mounting position | 1190 | 1 | Z9 | 1
3RH2131-1AP60 |  | contactor relay, 3 NO + 1 NC, 220 V AC, 50 Hz / 240 V, 60 Hz, screw terminal, frame size S00 | 1090 | 1 | Z9 | 1
3RH2131-1AQ00 |  | contactor relay, 3 NO + 1 NC, 380 V AC, 50/60 Hz, screw terminal, frame size S00 | 1200 | 1 | Z9 | 1
3RH2131-1AR60 |  | contactor relay, 3 NO + 1 NC, 400 V AC, 50 Hz / 400-440 V, 60 Hz, screw terminal, frame size S00 | 1200 | 1 | Z9 | 1
3RH2131-1AU00 |  | contactor relay, 3 NO + 1 NC, 240 V AC, 50/60 Hz, screw terminal, frame size S00 | 1090 | 1 | Z9 | 1
3RH2131-1AU60 |  | contactor relay, 3 NO + 1 NC, 277 V AC, 60 Hz, screw terminal, frame size S00 | 1200 | 1 | Z9 | 1
3RH2131-1AV00 |  | contactor relay, 3 NO + 1 NC, 400 V AC, 50/60 Hz, screw terminal, frame size S00 | 1200 | 1 | Z9 | 1
3RH2131-1AV60 |  | contactor relay, 3 NO + 1 NC, 480 V AC, 60 Hz, screw terminal, frame size S00 | 1200 | 1 | Z9 | 1
3RH2131-1BA40 |  | contactor relay, 3 NO + 1 NC, 12 V DC, screw terminal, frame size S00 | 1400 | 1 | Z9 | 1
3RH2131-1BB40 |  | contactor relay, 3 NO + 1 NC, 24 V DC, screw terminal, frame size S00 | 1260 | 1 | Z9 | 1
3RH2131-1BB40-1AA0 |  | contactor relay, 3 NO + 1 NC, 24 V DC, screw terminal, frame size S00, upright mounting position | 1350 | 1 | Z9 | 1
3RH2131-1BC40 |  | contactor relay, 3 NO + 1 NC, 30 V DC, screw terminal, frame size S00 | 1400 | 1 | Z9 | 1
3RH2131-1BE40 |  | contactor relay, 3 NO + 1 NC, 60 V DC, screw terminal, frame size S00 | 1400 | 1 | Z9 | 1
3RH2131-1BE80 |  | contactor relay, 3 NO + 1 NC, 80 V DC, screw terminal, frame size S00 | 1400 | 1 | Z9 | 1
3RH2131-1BF40 |  | contactor relay, 3 NO + 1 NC, 110 V DC, screw terminal, frame size S00 | 1260 | 1 | Z9 | 1
3RH2131-1BF40-1AA0 |  | contactor relay, 3 NO + 1 NC, 110 V DC, screw terminal, frame size S00, upright mounting position | 1350 | 1 | Z9 | 1
3RH2131-1BG40 |  | contactor relay, 3 NO + 1 NC, 125 V DC, screw terminal, frame size S00 | 1400 | 1 | Z9 | 1
3RH2131-1BM40 |  | contactor relay, 3 NO + 1 NC, 220 V DC, screw terminal, frame size S00 | 1260 | 1 | Z9 | 1
3RH2131-1BP40 |  | contactor relay, 3 NO + 1 NC, 230 V DC, screw terminal, frame size S00 | 1400 | 1 | Z9 | 1
3RH2131-1BW40 |  | contactor relay, 3 NO + 1 NC, 48 V DC, screw terminal, frame size S00 | 1260 | 1 | Z9 | 1
3RH2131-1FB40 |  | contactor relay, 3 NO + 1 NC, 24 V DC, with integrated diode, screw terminal, frame size S00, | 1460 | 1 | Z9 | 1
3RH2131-1HB40 |  | coupling contactor relay, 3 NO + 1 NC, 24 V DC, 0.7-1.25*Us, screw terminal, frame size S00, suitable for PLC outputs, not expandable with auxiliary switch | 1260 | 1 | Z9 | 1
3RH2131-1JB40 |  | coupling contactor relay, 3 NO + 1 NC, 24 V DC, 0.7-1.25*Us, with integrated diode, screw terminal, frame size S00, suitable for PLC outputs, not expandable with auxiliary switch | 1460 | 1 | Z9 | 1
3RH2131-1KB40 |  | coupling contactor relay, 3 NO + 1 NC, 24 V DC, 0.7-1.25*Us, with integrated suppressor diode, screw terminal, frame size S00, suitable for PLC outputs, not expandable with auxiliary switch | 1420 | 1 | Z9 | 1
3RH2131-1KF40 |  | coupling contactor relay, 3 NO + 1 NC, 110 V DC, 0.7-1.25*Us, with integrated suppressor diode, screw terminal, frame size S00, suitable for PLC outputs, not expandable with auxiliary switch | 1420 | 1 | Z9 | 1
3RH2131-1KG40-0LA4 |  | contactor relay railway, 3 NO, 125 V DC, 0.7-1.25*Us, with integrated suppressor diode, screw terminal, frame size S00, DIN-rail mounting optimized for transport (20 G) | 2430 | 1 | Z9 | 1
3RH2131-1MB40-0KT0 |  | coupling contactor relay, 3 NO + 1 NC, 24 V DC, 0.85-1.85*Us, screw terminal, frame size S00, suitable for PLC outputs, not expandable with auxiliary switch | 1260 | 1 | Z9 | 1
3RH2131-1SB40 |  | coupling contactor relay, 3 NO + 1 NC, 24 V DC, 0.85-1.85*Us, with integrated suppressor diode, screw terminal, frame size S00, suitable for PLC outputs, not expandable with auxiliary switch | 1420 | 1 | Z9 | 1
3RH2131-1VB40 |  | coupling contactor relay, 3 NO + 1 NC, 24 V DC, 0.85-1.85*Us, with integrated diode, screw terminal, frame size S00 | 1460 | 1 | Z9 | 1
3RH2131-1VB40-1AA0 |  | coupling contactor relay, 3 NO + 1 NC, 24 V DC, 0.85-1.85* Us, with integrated diode, screw terminal, frame size S00, upright mounting position | 1560 | 1 | Z9 | 1
3RH2131-1WB40 |  | coupling contactor relay, 3 NO + 1 NC, 24 V DC, 0.85-1.85*Us, with varistor plugged on, screw terminal, frame size S00 | 1420 | 1 | Z9 | 1
3RH2131-1XB40-0LA2 |  | contactor relay railway, 3 NO + 1 NC, 24-34 V DC, 0.7-1.25*Us, with integrated varistor, screw terminal, frame size S00 | 2250 | 1 | Z9 | 1
3RH2131-1XF40-0LA2 |  | contactor relay railway, 3 NO + 1 NC, 72-125 V DC, 0.7-1.25*Us, with integrated varistor, screw terminal, frame size S00 | 2250 | 1 | Z9 | 1
3RH2131-2AB00 |  | contactor relay, 3 NO + 1 NC, 24 V AC, 50/60 Hz, spring-loaded terminal, frame size S00 | 1090 | 1 | Z9 | 1
3RH2131-2AD00 |  | contactor relay, 3 NO + 1 NC, 42 V AC, 50/60 Hz, spring-loaded terminal, frame size S00 | 1200 | 1 | Z9 | 1
3RH2131-2AF00 |  | contactor relay, 3 NO + 1 NC, 110 V AC, 50/60 Hz, spring-loaded terminal, frame size S00 | 1090 | 1 | Z9 | 1
3RH2131-2AH00 |  | contactor relay, 3 NO + 1 NC, 48 V AC, 50/60 Hz, spring-loaded terminal, frame size S00 | 1090 | 1 | Z9 | 1
3RH2131-2AK60 |  | contactor relay, 3 NO + 1 NC, 110 V AC, 50 Hz / 120 V, 60 Hz, spring-loaded terminal, frame size S00 | 1090 | 1 | Z9 | 1
3RH2131-2AN20 |  | contactor relay, 3 NO + 1 NC, 220 V AC, 50/60 Hz, screw terminal, frame size S00 | 1090 | 1 | Z9 | 1
3RH2131-2AP00 |  | contactor relay, 3 NO + 1 NC, 230 V AC, 50/60 Hz, spring-loaded terminal, frame size S00 | 1090 | 1 | Z9 | 1
3RH2131-2AP60 |  | contactor relay, 3 NO + 1 NC, 220 V AC, 50 Hz / 240 V, 60 Hz, spring-loaded terminal, frame size S00 | 1090 | 1 | Z9 | 1
3RH2131-2BA40 |  | contactor relay, 3 NO + 1 NC, 12 V DC, spring-loaded terminal, frame size S00 | 1400 | 1 | Z9 | 1
3RH2131-2BB40 |  | contactor relay, 3 NO + 1 NC, 24 V DC, spring-loaded terminal, frame size S00 | 1260 | 1 | Z9 | 1
3RH2131-2BB40-1AA0 |  | contactor relay, 3 NO + 1 NC, 24 V DC, spring-loaded terminal, frame size S00, upright mounting position | 1350 | 1 | Z9 | 1
3RH2131-2BE40 |  | contactor relay, 3 NO + 1 NC, 60 V DC, spring-loaded terminal, frame size S00 | 1400 | 1 | Z9 | 1
3RH2131-2BF40 |  | contactor relay, 3 NO + 1 NC, 110 V DC, spring-loaded terminal, frame size S00 | 1260 | 1 | Z9 | 1
3RH2131-2BG40 |  | contactor relay, 3 NO + 1 NC, 125 V DC, spring-loaded terminal, frame size S00 | 1400 | 1 | Z9 | 1
3RH2131-2BM40 |  | contactor relay, 3 NO + 1 NC, 220 V DC, spring-loaded terminal, frame size S00 | 1260 | 1 | Z9 | 1
3RH2131-2BW40 |  | contactor relay, 3 NO + 1 NC, 48 V DC, spring-loaded terminal, frame size S00 | 1260 | 1 | Z9 | 1
3RH2131-2EP00 |  | contactor relay, 3 NO + 1 NC, 230 V AC, 50/60 Hz, with plugged-on RC element, spring-loaded terminal, frame size S00 | 1520 | 1 | Z9 | 1
3RH2131-2EP00-1AA0 |  | contactor relay, 3 NO + 1 NC, 230 V AC, 50/60 Hz, with plugged-on RC element, spring-loaded terminal, frame size S00, upright mounting position | 1640 | 1 | Z9 | 1
3RH2131-2FB40 |  | contactor relay, 3 NO + 1 NC, 24 V DC, with integrated diode, spring-loaded terminal, frame size S00, | 1460 | 1 | Z9 | 1
3RH2131-2FB40-1AA0 |  | contactor relay, 3 NO + 1 NC, 24 V DC, with integrated diode, spring-loaded terminal, frame size S00, upright mounting position | 1550 | 1 | Z9 | 1
3RH2131-2GG20 |  | contactor relay, 3 NO + 1 NC, 110 V AC, 50/60 Hz, with integrated full-wave rectifier, spring-loaded terminal, frame size S00 | 1460 | 1 | Z9 | 1
3RH2131-2HB40 |  | coupling contactor relay, 3 NO + 1 NC, 24 V DC, 0.7-1.25*Us, spring-loaded terminal, frame size S00, suitable for PLC outputs, not expandable with auxiliary switch | 1260 | 1 | Z9 | 1
3RH2131-2JB40 |  | coupling contactor relay, 3 NO + 1 NC, 24 V DC, 0.7-1.25*Us, with integrated diode, spring-loaded terminal, frame size S00, suitable for PLC outputs, not expandable with auxiliary switch | 1460 | 1 | Z9 | 1
3RH2131-2JC40 |  | coupling contactor relay, 3 NO + 1 NC, 30 V DC, 0.7-1.25*Us with integrated diode, spring-loaded terminal, frame size S00, suitable for PLC outputs, not expandable with auxiliary switch | 1590 | 1 | Z9 | 1
3RH2131-2KB40 |  | coupling contactor relay, 3 NO + 1 NC, 24 V DC, 0.7-1.25*Us, with integrated suppressor diode, spring-loaded terminal, frame size S00, suitable for PLC outputs, not expandable with auxiliary switch | 1420 | 1 | Z9 | 1
3RH2131-2KF40 |  | coupling contactor relay, 3 NO + 1 NC, 110 V DC, 0.7-1.25*Us, with integrated suppressor diode, spring-loaded terminal, frame size S00, suitable for PLC outputs, not expandable with auxiliary switch | 1420 | 1 | Z9 | 1
3RH2131-2KF40-0LA0 |  | contactor relay railway, 3 NO, 110 V DC, 0.7-1.25*Us, with integrated suppressor diode, spring-loaded terminal, frame size S00 | 2170 | 1 | Z9 | 1
3RH2131-2KV40 |  | coupling contactor relay, 3 NO + 1 NC, 36 V DC, 0.7-1.25*Us, with integrated suppressor diode, spring-loaded terminal, frame size S00, suitable for PLC outputs, not expandable with auxiliary switch | 1530 | 1 | Z9 | 1
3RH2131-2LB40 |  | coupling contactor relay, 3 NO + 1 NC, 24 V DC, 0.7-1.25*Us, with integrated varistor, spring-loaded terminal, frame size S00, suitable for PLC outputs, not expandable with auxiliary switch | 1420 | 1 | Z9 | 1
3RH2131-2LB40-1AA0 |  | coupling contactor relay, 3 NO + 1 NC, 24 V DC, 0.7-1.25*Us, with integrated varistor, spring-loaded terminal, frame size S00, suitable for PLC outputs, not expandable with auxiliary switch , upright mounting position | 1520 | 1 | Z9 | 1
3RH2131-2LF40 |  | coupling contactor relay, 3 NO + 1 NC, 110 V DC, 0.7-1.25*Us, with integrated varistor, spring-loaded terminal, frame size S00, suitable for PLC outputs, not expandable with auxiliary switch | 1420 | 1 | Z9 | 1
3RH2131-2LF40-0LA0 |  | contactor relay railway, 3 NO, 110 V DC, 0.7-1.25*Us, with integrated varistor, spring-loaded terminal, frame size S00 | 2170 | 1 | Z9 | 1
3RH2131-2MB40-0KT0 |  | coupling contactor relay, 3 NO + 1 NC, 24 V DC, 0.85-1.85*Us, spring-loaded terminal, frame size S00, suitable for PLC outputs, not expandable with auxiliary switch | 1260 | 1 | Z9 | 1
3RH2131-2SB40 |  | coupling contactor relay, 3 NO + 1 NC, 24 V DC, 0.85-1.85*Us, with integrated suppressor diode, spring-loaded terminal, frame size S00, suitable for PLC outputs, not expandable with auxiliary switch | 1420 | 1 | Z9 | 1
3RH2131-2UB40 |  | contactor relay, 3 NO + 1 NC, 24 V DC, with integrated varistor, spring-loaded terminal, frame size S00 | 1460 | 1 | Z9 | 1
3RH2131-2VB40 |  | coupling contactor relay, 3 NO + 1 NC, 24 V DC, 0.85-1.85*Us, with integrated diode, spring-loaded terminal, frame size S00 | 1460 | 1 | Z9 | 1
3RH2131-2WB40 |  | coupling contactor relay, 3 NO + 1 NC, 24 V DC, 0.85-1.85*Us, with varistor plugged on, spring-loaded terminal, frame size S00 | 1420 | 1 | Z9 | 1
3RH2131-2XB40-0LA2 |  | contactor relay railway, 3 NO + 1 NC, 24-34 V DC, 0.7-1.25*Us, with integrated varistor, spring-loaded terminal, frame size S00 | 2250 | 1 | Z9 | 1
3RH2131-2XF40-0LA2 |  | contactor relay railway, 3 NO + 1 NC, 72-125 V DC, 0.7-1.25*Us, with integrated varistor, spring-loaded terminal, frame size S00 | 2250 | 1 | Z9 | 1
3RH2131-4AG60 |  | contactor relay, 3 NO + 1 NC, 100 V AC, 50 Hz / 100-110 V, 60 Hz, ring cable lug connection, frame size S00 | 1500 | 1 | Z9 | 1
3RH2140-1AB00 |  | contactor relay, 4 NO, 24 V AC, 50/60 Hz, screw terminal, frame size S00 | 1090 | 1 | Z9 | 1
3RH2140-1AB00-1AA0 |  | contactor relay, 4 NO, 24 V AC, 50/60 Hz, screw terminal, frame size S00, upright mounting position | 1190 | 1 | Z9 | 1
3RH2140-1AD00 |  | contactor relay, 4 NO, 42 V AC, 50/60 Hz, screw terminal, frame size S00 | 1200 | 1 | Z9 | 1
3RH2140-1AF00 |  | contactor relay, 4 NO, 110 V AC, 50/60 Hz, screw terminal, frame size S00 | 1090 | 1 | Z9 | 1
3RH2140-1AH00 |  | contactor relay, 4 NO, 48 V AC, 50/60 Hz, screw terminal, frame size S00 | 1090 | 1 | Z9 | 1
3RH2140-1AK20 |  | contactor relay, 4 NO, 120 V AC, 50/60 Hz screw terminal, frame size S00 | 1200 | 1 | Z9 | 1
3RH2140-1AK60 |  | contactor relay, 4 NO, 110 V AC, 50 Hz / 120 V, 60 Hz, screw terminal, frame size S00 | 1090 | 1 | Z9 | 1
3RH2140-1AL00 |  | contactor relay, 4 NO, 125 V AC, 50/60 Hz, screw terminal, frame size S00 | 1200 | 1 | Z9 | 1
3RH2140-1AM20 |  | contactor relay, 4 NO, 208 V AC, 50/60 Hz, screw terminal, frame size S00 | 1200 | 1 | Z9 | 1
3RH2140-1AN00 |  | contactor relay, 4 NO, 220 V AC, 50 Hz, screw terminal, frame size S00 | 1200 | 1 | Z9 | 1
3RH2140-1AN20 |  | contactor relay, 4 NO, 220 V AC, 50/60 Hz, screw terminal, frame size S00 | 1090 | 1 | Z9 | 1
3RH2140-1AN60 |  | contactor relay, 4 NO, 200 V AC, 50 Hz / 200-220 V, 60 Hz, screw terminal, frame size S00 | 1200 | 1 | Z9 | 1
3RH2140-1AP00 |  | contactor relay, 4 NO, 230 V AC, 50/60 Hz, screw terminal, frame size S00 | 1090 | 1 | Z9 | 1
3RH2140-1AP60 |  | contactor relay, 4 NO, 220 V AC, 50 Hz / 240 V, 60 Hz, screw terminal, frame size S00 | 1090 | 1 | Z9 | 1
3RH2140-1AQ00 |  | contactor relay, 4 NO, 380 V AC, 50/60 Hz, screw terminal, frame size S00 | 1200 | 1 | Z9 | 1
3RH2140-1AT60 |  | contactor relay, 4 NO, 600 V AC, 60 Hz, screw terminal, frame size S00 | 1200 | 1 | Z9 | 1
3RH2140-1AU00 |  | contactor relay, 4 NO, 240 V AC, 50/60 Hz, screw terminal, frame size S00 | 1090 | 1 | Z9 | 1
3RH2140-1AU60 |  | contactor relay, 4 NO, 277 V AC, 60 Hz, screw terminal, frame size S00 | 1200 | 1 | Z9 | 1
3RH2140-1AV00 |  | contactor relay, 4 NO, 400 V AC, 50/60 Hz, screw terminal, frame size S00 | 1200 | 1 | Z9 | 1
3RH2140-1AV60 |  | contactor relay, 4 NO, 480 V AC, 60 Hz, screw terminal, frame size S00 | 1200 | 1 | Z9 | 1
3RH2140-1BA40 |  | contactor relay, 4 NO, 12 V DC, screw terminal, frame size S00 | 1400 | 1 | Z9 | 1
3RH2140-1BB40 |  | contactor relay, 4 NO, 24 V DC, screw terminal, frame size S00 | 1260 | 1 | Z9 | 1
3RH2140-1BB40-1AA0 |  | contactor relay, 4 NO, 24 V DC, screw terminal, frame size S00, upright mounting position | 1350 | 1 | Z9 | 1
3RH2140-1BC40 |  | contactor relay, 4 NO, 30 V DC, screw terminal, frame size S00 | 1400 | 1 | Z9 | 1
3RH2140-1BD40 |  | contactor relay, 4 NO, 42 V DC, screw terminal, frame size S00 | 1400 | 1 | Z9 | 1
3RH2140-1BE40 |  | contactor relay, 4 NO, 60 V DC, screw terminal, frame size S00 | 1400 | 1 | Z9 | 1
3RH2140-1BE80 |  | contactor relay, 4 NO, 80 V DC, screw terminal, frame size S00 | 1400 | 1 | Z9 | 1
3RH2140-1BF40 |  | contactor relay, 4 NO, 110 V DC, screw terminal, frame size S00 | 1260 | 1 | Z9 | 1
3RH2140-1BG40 |  | contactor relay, 4 NO, 125 V DC, screw terminal, frame size S00 | 1400 | 1 | Z9 | 1
3RH2140-1BM40 |  | contactor relay, 4 NO, 220 V DC, screw terminal, frame size S00, | 1260 | 1 | Z9 | 1
3RH2140-1BN40 |  | contactor relay, 4 NO, 250 V DC, screw terminal, frame size S00 | 1400 | 1 | Z9 | 1
3RH2140-1BP40 |  | contactor relay, 4 NO, 230 V DC, screw terminal, frame size S00 | 1400 | 1 | Z9 | 1
3RH2140-1BW40 |  | contactor relay, 4 NO, 48 V DC, screw terminal, frame size S00 | 1260 | 1 | Z9 | 1
3RH2140-1FB40 |  | contactor relay, 4 NO, 24 V DC, with integrated diode, screw terminal, frame size S00, | 1460 | 1 | Z9 | 1
3RH2140-1HB40 |  | coupling contactor relay, 4 NO, 24 V DC, 0.7-1.25*Us, screw terminal, frame size S00, suitable for PLC outputs, not expandable with auxiliary switch | 1260 | 1 | Z9 | 1
3RH2140-1JB40 |  | coupling contactor relay, 4 NO, 24 V DC, 0.7-1.25*Us, with integrated diode, screw terminal, frame size S00, suitable for PLC outputs, not expandable with auxiliary switch | 1460 | 1 | Z9 | 1
3RH2140-1KB40 |  | coupling contactor relay, 4 NO, 24 V DC, 0.7-1.25*Us, with integrated suppressor diode, screw terminal, frame size S00, suitable for PLC outputs, not expandable with auxiliary switch | 1420 | 1 | Z9 | 1
3RH2140-1KF40 |  | coupling contactor relay, 4 NO, 110 V DC, 0.7-1.25*Us, with integrated suppressor diode, screw terminal, frame size S00, suitable for PLC outputs, not expandable with auxiliary switch | 1420 | 1 | Z9 | 1
3RH2140-1MB40-0KT0 |  | coupling contactor relay, 4 NO, 24 V DC, 0.85-1.85*Us, screw terminal, frame size S00, suitable for PLC outputs, not expandable with auxiliary switch | 1260 | 1 | Z9 | 1
3RH2140-1SB40 |  | coupling contactor relay, 4 NO, 24 V DC, 0.85-1.85*Us, with integrated suppressor diode, screw terminal, frame size S00, suitable for PLC outputs, not expandable with auxiliary switch | 1420 | 1 | Z9 | 1
3RH2140-1VB40 |  | coupling contactor relay, 4 NO, 24 V DC, 0.85-1.85*Us, with integrated diode, screw terminal, frame size S00 | 1460 | 1 | Z9 | 1
3RH2140-1WB40 |  | coupling contactor relay, 4 NO, 24 V DC, 0.85-1.85*Us, with varistor plugged on, screw terminal, frame size S00 | 1420 | 1 | Z9 | 1
3RH2140-2AB00 |  | contactor relay, 4 NO, 24 V AC, 50/60 Hz, spring-loaded terminal, frame size S00 | 1090 | 1 | Z9 | 1
3RH2140-2AD00 |  | contactor relay, 4 NO, 42 V AC, 50/60 Hz, spring-loaded terminal, frame size S00 | 1200 | 1 | Z9 | 1
3RH2140-2AF00 |  | contactor relay, 4 NO, 110 V AC, 50/60 Hz, spring-loaded terminal, frame size S00 | 1090 | 1 | Z9 | 1
3RH2140-2AH00 |  | contactor relay, 4 NO, 48 V AC, 50/60 Hz, spring-loaded terminal, frame size S00 | 1090 | 1 | Z9 | 1
3RH2140-2AK60 |  | contactor relay, 4 NO, 110 V AC, 50 Hz / 120 V, 60 Hz, spring-loaded terminal, frame size S00 | 1090 | 1 | Z9 | 1
3RH2140-2AN20 |  | contactor relay, 4 NO, 220 V AC, 50/60 Hz, spring-loaded terminal, frame size S00 | 1090 | 1 | Z9 | 1
3RH2140-2AP00 |  | contactor relay, 4 NO, 230 V AC, 50/60 Hz, spring-loaded terminal, frame size S00 | 1090 | 1 | Z9 | 1
3RH2140-2AP00-1AA0 |  | contactor relay, 4 NO, 230 V AC, 50/60 Hz, spring-loaded terminal, frame size S00, | 1190 | 1 | Z9 | 1
3RH2140-2AP60 |  | contactor relay, 4 NO, 220 V AC, 50 Hz / 240 V, 60 Hz, spring-loaded terminal, frame size S00 | 1090 | 1 | Z9 | 1
3RH2140-2AV00 |  | contactor relay, 4 NO, 400 V AC, 50/60 Hz, spring-loaded terminal, frame size S00 | 1200 | 1 | Z9 | 1
3RH2140-2AV60 |  | contactor relay, 4 NO, 480 V AC, 60 Hz, spring-loaded terminal, frame size S00 | 1200 | 1 | Z9 | 1
3RH2140-2BA40 |  | contactor relay, 4 NO, 12 V DC, spring-loaded terminal, frame size S00 | 1400 | 1 | Z9 | 1
3RH2140-2BB40 |  | contactor relay, 4 NO, 24 V DC, spring-loaded terminal, frame size S00 | 1260 | 1 | Z9 | 1
3RH2140-2BE40 |  | contactor relay, 4 NO, 60 V DC, spring-loaded terminal, frame size S00 | 1400 | 1 | Z9 | 1
3RH2140-2BF40 |  | contactor relay, 4 NO, 110 V DC, spring-loaded terminal, frame size S00 | 1260 | 1 | Z9 | 1
3RH2140-2BG40 |  | contactor relay, 4 NO, 125 V DC, spring-loaded terminal, frame size S00 | 1400 | 1 | Z9 | 1
3RH2140-2BM40 |  | contactor relay, 4 NO, 220 V DC, spring-loaded terminal, frame size S00 | 1260 | 1 | Z9 | 1
3RH2140-2BM40-1AA0 |  | contactor relay, 4 NO, 220 V DC, spring-loaded terminal, frame size S00, upright mounting position | 1350 | 1 | Z9 | 1
3RH2140-2BP40 |  | contactor relay, 4 NO, 230 V DC, spring-loaded terminal, frame size S00 | 1400 | 1 | Z9 | 1
3RH2140-2BW40 |  | contactor relay, 4 NO, 48 V DC, spring-loaded terminal, frame size S00 | 1260 | 1 | Z9 | 1
3RH2140-2EP00 |  | contactor relay, 4 NO, 230 V AC, 50/60 Hz, with plugged-on RC element, spring-loaded terminal, frame size S00 | 1540 | 1 | Z9 | 1
3RH2140-2FB40 |  | contactor relay, 4 NO, 24 V DC, with integrated diode, spring-loaded terminal, frame size S00, | 1460 | 1 | Z9 | 1
3RH2140-2FB40-1AA0 |  | contactor relay, 4 NO, 24 V DC, with integrated diode, spring-loaded terminal, frame size S00, upright mounting position | 1550 | 1 | Z9 | 1
3RH2140-2GG20 |  | contactor relay, 4 NO, 110 V AC, 50/60 Hz, with integrated full-wave rectifier, spring-loaded terminal, frame size S00 | 1460 | 1 | Z9 | 1
3RH2140-2HB40 |  | coupling contactor relay, 4 NO, 24 V DC, 0.7-1.25*Us, spring-loaded terminal, frame size S00, suitable for PLC outputs, not expandable with auxiliary switch | 1260 | 1 | Z9 | 1
3RH2140-2JB40 |  | coupling contactor relay, 4 NO, 24 V DC, 0.7-1.25*Us, with integrated diode, spring-loaded terminal, frame size S00, suitable for PLC outputs, not expandable with auxiliary switch | 1460 | 1 | Z9 | 1
3RH2140-2JC40 |  | coupling contactor relay, 4 NO, 30 V DC, 0.7-1.25*Us with integrated diode, spring-loaded terminal, frame size S00, suitable for PLC outputs, not expandable with auxiliary switch | 1590 | 1 | Z9 | 1
3RH2140-2KB40 |  | coupling contactor relay, 4 NO, 24 V DC, 0.7-1.25*Us, with integrated suppressor diode, spring-loaded terminal, frame size S00, suitable for PLC outputs, not expandable with auxiliary switch | 1420 | 1 | Z9 | 1
3RH2140-2KF40 |  | coupling contactor relay, 4 NO, 110 V DC, 0.7-1.25*Us, with integrated suppressor diode, spring-loaded terminal, frame size S00, suitable for PLC outputs, not expandable with auxiliary switch | 1420 | 1 | Z9 | 1
3RH2140-2LB40 |  | coupling contactor relay, 4 NO, 24 V DC, 0.7-1.25*Us, with integrated varistor, spring-loaded terminal, frame size S00, suitable for PLC outputs, not expandable with auxiliary switch | 1460 | 1 | Z9 | 1
3RH2140-2LF40 |  | coupling contactor relay, 4 NO, 110 V DC, 0.7-1.25*Us, with integrated varistor, spring-loaded terminal, frame size S00, suitable for PLC outputs, not expandable with auxiliary switch | 1460 | 1 | Z9 | 1
3RH2140-2LJ80 |  | coupling contactor relay, 4 NO, 72 V DC, 0.7-1.25*Us, with integrated varistor, spring-loaded terminal, frame size S00, suitable for PLC outputs, not expandable with auxiliary switch | 1600 | 1 | Z9 | 1
3RH2140-2MB40-0KT0 |  | coupling contactor relay, 4 NO, 24 V DC, 0.85-1.85*Us, spring-loaded terminal, frame size S00, suitable for PLC outputs, not expandable with auxiliary switch | 1260 | 1 | Z9 | 1
3RH2140-2SB40 |  | coupling contactor relay, 4 NO, 24 V DC, 0.85-1.85*Us, with integrated suppressor diode, spring-loaded terminal, frame size S00, suitable for PLC outputs, not expandable with auxiliary switch | 1420 | 1 | Z9 | 1
3RH2140-2VB40 |  | coupling contactor relay, 4 NO, 24 V DC, 0.85-1.85*Us, with integrated diode, spring-loaded terminal, frame size S00 | 1460 | 1 | Z9 | 1
3RH2140-2WB40 |  | coupling contactor relay, 4 NO, 24 V DC, 0.85-1.85*Us, with varistor plugged on, spring-loaded terminal, frame size S00 | 1420 | 1 | Z9 | 1
3RH2140-2XB40-0LA2 |  | contactor relay railway 4 NO, 24-34 V DC, 0.7-1.25*Us, with integrated varistor, spring-loaded terminal, frame size S00 | 2250 | 1 | Z9 | 1
3RH2140-2XF40-0LA2 |  | contactor relay railway 4 NO, 72-125 V DC, 0.7-1.25*Us, with integrated varistor, spring-loaded terminal, frame size S00 | 2250 | 1 | Z9 | 1
3RH2140-4AG60 |  | contactor relay, 4 NO, 100 V AC, 50 Hz / 100-110 V, 60 Hz, ring cable lug connection, frame size S00 | 1500 | 1 | Z9 | 1
3RH2140-4AR60 |  | contactor relay, 4 NO, 400 V AC, 50 Hz / 400-440 V, 60 Hz, ring cable lug connection, frame size S00 | 1500 | 1 | Z9 | 1
3RH2244-1AK60 |  | contactor relay, 4 NO + 4 NC, 110 V AC, 50 Hz / 120 V, 60 Hz, screw terminal, frame size S00, captive auxiliary switch | 1780 | 1 | Z9 | 1
3RH2244-1AP00 |  | contactor relay, 4 NO + 4 NC, 230 V AC, 50/60 Hz, screw terminal, frame size S00, captive auxiliary switch | 1780 | 1 | Z9 | 1
3RH2244-1AP60 |  | contactor relay, 4 NO + 4 NC, 220 V AC, 50 Hz / 240 V, 60 Hz, screw terminal, frame size S00, captive auxiliary switch | 1780 | 1 | Z9 | 1
3RH2244-1BB40 |  | contactor relay, 4 NO + 4 NC, 24 V DC, screw terminal, frame size S00, captive auxiliary switch | 1930 | 1 | Z9 | 1
3RH2244-1BF40 |  | contactor relay, 4 NO + 4 NC, 110 V DC, screw terminal, frame size S00, captive auxiliary switch | 1930 | 1 | Z9 | 1
3RH2244-2AK60 |  | contactor relay, 4 NO + 4 NC, 110 V AC, 50 Hz / 120 V, 60 Hz, spring-loaded terminal, frame size S00, captive auxiliary switch | 1780 | 1 | Z9 | 1
3RH2244-2AP00 |  | contactor relay, 4 NO + 4 NC, 230 V AC, 50/60 Hz, spring-loaded terminal, frame size S00, captive auxiliary switch | 1780 | 1 | Z9 | 1
3RH2244-2BB40 |  | contactor relay, 4 NO + 4 NC, 24 V DC, spring-loaded terminal, frame size S00, captive auxiliary switch | 1930 | 1 | Z9 | 1
3RH2244-2BE40 |  | contactor relay, 4 NO + 4 NC, 60 V DC, spring-loaded terminal, frame size S00 captive auxiliary switch | 2070 | 1 | Z9 | 1
3RH2244-4AM20 |  | contactor relay, 4 NO + 4 NC, 208 V AC, 50/60 Hz, ring cable lug connection, frame size S00, captive auxiliary switch | 2380 | 1 | Z9 | 1
3RH2244-4AW20 |  | contactor relay, 4 NO + 4 NC, 480 V AC, 50/60 Hz, ring cable lug connection, frame size S00, captive auxiliary switch | 2380 | 1 | Z9 | 1
3RH2244-4BG40 |  | contactor relay, 4 NO + 4 NC, 125 V DC, ring cable lug connection, frame size S00, captive auxiliary switch | 2600 | 1 | Z9 | 1
3RH2244-4BN40 |  | contactor relay, 4 NO + 4 NC, 250 V DC, ring cable lug connection, frame size S00, captive auxiliary switch | 2600 | 1 | Z9 | 1
3RH2244-4BW40 |  | contactor relay, 4 NO + 4 NC, 48 V DC, ring cable lug connection, frame size S00, captive auxiliary switch | 2430 | 1 | Z9 | 1
3RH2253-1BB40 |  | contactor relay, 5 NO + 3 NC, 24 V DC, screw terminal, frame size S00, captive auxiliary switch | 1970 | 1 | Z9 | 1
3RH2262-1AK60 |  | contactor relay, 6 NO + 2 NC, 110 V AC, 50 Hz / 120 V, 60 Hz, screw terminal, frame size S00, captive auxiliary switch | 1780 | 1 | Z9 | 1
3RH2262-1AP00 |  | contactor relay, 6 NO + 2 NC, 230 V AC, 50/60 Hz, screw terminal, frame size S00, captive auxiliary switch | 1780 | 1 | Z9 | 1
3RH2262-1AP60 |  | contactor relay, 6 NO + 2 NC, 220 V AC, 50 Hz / 240 V, 60 Hz, screw terminal, frame size S00, captive auxiliary switch | 1780 | 1 | Z9 | 1
3RH2262-1BB40 |  | contactor relay, 6 NO + 2 NC, 24 V DC, screw terminal, frame size S00, captive auxiliary switch | 1930 | 1 | Z9 | 1
3RH2262-2AK60 |  | contactor relay, 6 NO + 2 NC, 110 V AC, 50 Hz / 120 V, 60 Hz, spring-loaded terminal, frame size S00, captive auxiliary switch, | 1780 | 1 | Z9 | 1
3RH2262-2AP00 |  | contactor relay, 6 NO + 2 NC, 230 V AC, 50/60 Hz, spring-loaded terminal, frame size S00, captive auxiliary switch | 1780 | 1 | Z9 | 1
3RH2262-2AP60 |  | contactor relay, 6 NO + 2 NC, 220 V AC, 50 Hz / 240 V, 60 Hz, spring-loaded terminal, frame size S00, captive auxiliary switch | 1780 | 1 | Z9 | 1
3RH2262-2BB40 |  | contactor relay, 6 NO + 2 NC, 24 V DC, spring-loaded terminal, frame size S00, captive auxiliary switch | 1930 | 1 | Z9 | 1
3RH2262-4AM20 |  | contactor relay, 6 NO + 2 NC, 208 V AC, 50/60 Hz, ring cable lug connection, frame size S00, captive auxiliary switch | 2380 | 1 | Z9 | 1
3RH2262-4BG40 |  | contactor relay, 6 NO + 2 NC, 125 V DC, ring cable lug connection, frame size S00, captive auxiliary switch, | 2600 | 1 | Z9 | 1
3RH2262-4BN40 |  | contactor relay, 6 NO + 2 NC, 250 V DC, ring cable lug connection, frame size S00, captive auxiliary switch, | 2600 | 1 | Z9 | 1
3RH2262-4BW40 |  | contactor relay, 6 NO + 2 NC, 48 V DC, ring cable lug connection, frame size S00, captive auxiliary switch, | 2430 | 1 | Z9 | 1
3RH2271-1AK60 |  | contactor relay, 7 NO + 1 NC, 110 V AC, 50 Hz / 120 V, 60 Hz, screw terminal, frame size S00, captive auxiliary switch | 1800 | 1 | Z9 | 1
3RH2271-1AP60 |  | contactor relay, 7 NO + 1 NC, 220 V AC, 50 Hz / 240 V, 60 Hz, screw terminal, frame size S00, captive auxiliary switch | 1800 | 1 | Z9 | 1
3RH2271-1BB40 |  | contactor relay, 7 NO + 1 NC, 24 V DC, screw terminal, frame size S00, captive auxiliary switch | 1930 | 1 | Z9 | 1
3RH2271-2BB40 |  | contactor relay, 7 NO + 1 NC, 24 V DC, spring-loaded terminal, frame size S00, captive auxiliary switch | 1930 | 1 | Z9 | 1
3RH2344-1AF00 |  | contactor relay, 4 NO + 4 NC, 110 V AC, 50/60 Hz, screw terminal, frame size S00, removable auxiliary switch | 1780 | 1 | Z9 | 1
3RH2344-1AK20-0KA0 |  | contactor relay, 4 NO + 4 NC, 120 V AC, 50/60 Hz, screw terminal, frame size S00, removable auxiliary switch | 1870 | 1 | Z9 | 1
3RH2344-1AP00-0KA0 |  | contactor relay, 4 NO + 4 NC, 230 V AC, 50/60 Hz, screw terminal, frame size S00, removable auxiliary switch | 1770 | 1 | Z9 | 1
3RH2344-1BG40 |  | contactor relay, 4 NO + 4 NC, 125 V DC, screw terminal, frame size S00, removable auxiliary switch | 2050 | 1 | Z9 | 1
3RH2344-1CK20-0KA0 |  | contactor relay, 4 NO + 4 NC, 120 V AC, 50/60 Hz, with varistor plugged on, screw terminal, frame size S00, removable auxiliary switch, basic device: 2 NO + 2 NC auxiliary switch: 2 NO + 2 NC | 2210 | 1 | Z9 | 1
3RH2344-2AF00 |  | contactor relay, 4 NO + 4 NC, 110 V AC, 50/60 Hz, spring-loaded terminal, frame size S00, removable auxiliary switch | 1780 | 1 | Z9 | 1
3RH2344-2AP00-0KA0 |  | contactor relay, 4 NO + 4 NC, 230 V AC, 50/60 Hz, spring-loaded terminal, frame size S00, removable auxiliary switch | 1770 | 1 | Z9 | 1
3RH2344-2BB40 |  | contactor relay, 4 NO + 4 NC, 24 V DC, spring-loaded terminal, frame size S00, removable auxiliary switch | 1960 | 1 | Z9 | 1
3RH2353-1CK20-0KA0 |  | contactor relay, 5 NO + 3 NC, 120 V AC, 50/60 Hz, with varistor plugged on, screw terminal, frame size S00, removable auxiliary switch, basic device: 2 NO + 2 NC auxiliary switch: 3 NO + 1 NC | 2210 | 1 | Z9 | 1
3RH2362-2AF00 |  | contactor relay, 6 NO + 2 NC, 110 V AC, 50/60 Hz, spring-loaded terminal, frame size S00, removable auxiliary switch | 1790 | 1 | Z9 | 1
3RH2362-2BB40 |  | contactor relay, 6 NO + 2 NC, 24 V DC, spring-loaded terminal, frame size S00, removable auxiliary switch | 1960 | 1 | Z9 | 1
3RH2362-2BC40 |  | contactor relay, 6 NO + 2 NC, 30 V DC, spring-loaded terminal, frame size S00, removable auxiliary switch | 2090 | 1 | Z9 | 1
3RH2362-2GG20 |  | contactor relay, 6 NO + 2 NC, 110 V AC, 50/60 Hz, with integrated full-wave rectifier, spring-loaded terminal, frame size S00, removable auxiliary switch | 2230 | 1 | Z9 | 1
3RH2371-2FB40 |  | contactor relay, 7 NO + 1 NC, 24 V DC, with integrated diode, spring-loaded terminal, frame size S00, removable auxiliary switch | 2220 | 1 | Z9 | 1
3RH2422-1AB00 |  | contactor relay, latched, 2 NO + 2 NC, 24 V AC, 50/60 Hz, screw terminal, frame size S00 | 3740 | 1 | Z9 | 1
3RH2422-1AD00 |  | contactor relay, latched, 2 NO + 2 NC, 42 V AC, 50/60 Hz, screw terminal, frame size S00 | 3870 | 1 | Z9 | 1
3RH2422-1AF00 |  | contactor relay, latched, 2 NO + 2 NC, 110 V AC, 50/60 Hz, screw terminal, frame size S00 | 3740 | 1 | Z9 | 1
3RH2422-1AK60 |  | contactor relay, latched, 2 NO + 2 NC, 110 V AC, 50 Hz / 120 V, 60 Hz, screw terminal, frame size S00 | 3740 | 1 | Z9 | 1
3RH2422-1AN20 |  | contactor relay, latched, 2 NO + 2 NC, 220 V AC, 50/60 Hz, screw terminal, frame size S00 | 3740 | 1 | Z9 | 1
3RH2422-1AP00 |  | contactor relay, latched, 2 NO + 2 NC, 230 V AC, 50/60 Hz, screw terminal, frame size S00 | 3740 | 1 | Z9 | 1
3RH2422-1AP60 |  | contactor relay, latched, 2 NO + 2 NC, 220 V AC, 50 Hz / 240 V, 60 Hz, screw terminal, frame size S00 | 3740 | 1 | Z9 | 1
3RH2422-1AU00 |  | contactor relay, latched, 2 NO + 2 NC, 240 V AC, 50/60 Hz, screw terminal, frame size S00 | 3740 | 1 | Z9 | 1
3RH2422-1BB40 |  | contactor relay, latched, 2 NO + 2 NC, 24 V DC, screw terminal, frame size S00 | 3920 | 1 | Z9 | 1
3RH2422-1BC40 |  | contactor relay, latched, 2 NO + 2 NC, 30 V DC, screw terminal, frame size S00 | 4050 | 1 | Z9 | 1
3RH2422-1BF40 |  | contactor relay, latched, 2 NO + 2 NC, 110 V DC, screw terminal, frame size S00 | 3920 | 1 | Z9 | 1
3RH2422-1BG40 |  | contactor relay, latched, 2 NO + 2 NC, 125 V DC, screw terminal, frame size S00 | 4070 | 1 | Z9 | 1
3RH2422-1BJ80 |  | contactor relay, latched, 2 NO + 2 NC, 72 V DC, screw terminal, frame size S00 | 4070 | 1 | Z9 | 1
3RH2422-1BM40 |  | contactor relay, latched, 2 NO + 2 NC, 220 V DC, screw terminal, frame size S00 | 3920 | 1 | Z9 | 1
3RH2422-1BW40 |  | contactor relay, latched, 2 NO + 2 NC, 48 V DC, screw terminal, frame size S00 | 3920 | 1 | Z9 | 1
3RH2422-1LB40-0LA0 |  | contactor relay, latched, railway, 2 NO + 1 NC, 24 V DC, 0.7-1.25*Us, with integrated varistor, screw terminal, frame size S00 | 5320 | 1 | Z9 | 1
3RH2422-1LF40-0LA0 |  | contactor relay, latched, railway, 2 NO + 1 NC, 110 V DC, 0.7-1.25*Us, with integrated varistor, screw terminal, frame size S00 | 5320 | 1 | Z9 | 1
3RH2422-1XB40-0LA2 |  | contactor relay, latched, railway, 2 NO + 2 NC, 24-34 V DC, 0.7-1.25* Us, with integrated varistor, screw terminal, frame size S00 | 5540 | 1 | Z9 | 1
3RH2422-1XF40-0LA2 |  | contactor relay, latched, railway, 2 NO + 2 NC, 72-125 V DC, 0.7-1.25*Us, with integrated varistor, screw terminal, frame size S00 | 5540 | 1 | Z9 | 1
3RH2431-1AB00 |  | contactor relay, latched, 3 NO + 1 NC, 24 V AC, 50/60 Hz, screw terminal, frame size S00 | 3740 | 1 | Z9 | 1
3RH2431-1AF00 |  | contactor relay, latched, 3 NO + 1 NC, 110 V AC, 50/60 Hz, screw terminal, frame size S00 | 3740 | 1 | Z9 | 1
3RH2431-1AK60 |  | contactor relay, latched, 3 NO + 1 NC, 110 V AC, 50 Hz / 120 V, 60 Hz, screw terminal, frame size S00 | 3740 | 1 | Z9 | 1
3RH2431-1AP00 |  | contactor relay, latched, 3 NO + 1 NC, 230 V AC, 50/60 Hz, screw terminal, frame size S00 | 3740 | 1 | Z9 | 1
3RH2431-1AP60 |  | contactor relay, latched, 3 NO + 1 NC, 220 V AC, 50 Hz / 240 V, 60 Hz, screw terminal, frame size S00 | 3740 | 1 | Z9 | 1
3RH2431-1AU00 |  | contactor relay, latched, 3 NO + 1 NC, 240 V AC, 50/60 Hz, screw terminal, frame size S00 | 3740 | 1 | Z9 | 1
3RH2431-1BB40 |  | contactor relay, latched, 3 NO + 1 NC, 24 V DC, screw terminal, frame size S00 | 3920 | 1 | Z9 | 1
3RH2431-1BF40 |  | contactor relay, latched, 3 NO + 1 NC, 110 V DC, screw terminal, frame size S00 | 3920 | 1 | Z9 | 1
3RH2431-1BG40 |  | contactor relay, latched, 3 NO + 1 NC, 125 V DC, screw terminal, frame size S00 | 4070 | 1 | Z9 | 1
3RH2431-1BM40 |  | contactor relay, latched, 3 NO + 1 NC, 220 V DC, screw terminal, frame size S00 | 3920 | 1 | Z9 | 1
3RH2431-1UW80 |  | contactor relay, latched, 3 NO + 1 NC, 32 V DC, with integrated varistor, screw terminal, frame size S00 | 5080 | 1 | Z9 | 1
3RH2431-1XF40-0LA2 |  | contactor relay, latched, railway, 3 NO + 1 NC, 72-125 V DC, 0.7-1.25* Us, with integrated varistor, screw terminal, frame size S00 | 5540 | 1 | Z9 | 1
3RH2440-1AB00 |  | contactor relay, latched, 4 NO, 24 V AC, 50/60 Hz, screw terminal, frame size S00 | 3740 | 1 | Z9 | 1
3RH2440-1AF00 |  | contactor relay, latched, 4 NO, 110 V AC, 50/60 Hz, screw terminal, frame size S00 | 3740 | 1 | Z9 | 1
3RH2440-1AK60 |  | contactor relay, latched, 4 NO, 110 V AC, 50 Hz / 120 V, 60 Hz, screw terminal, frame size S00 | 3740 | 1 | Z9 | 1
3RH2440-1AN20 |  | contactor relay, latched, 4 NO, 220 V AC, 50/60 Hz, screw terminal, frame size S00 | 3720 | 1 | Z9 | 1
3RH2440-1AP00 |  | contactor relay, latched, 4 NO, 230 V AC, 50/60 Hz, screw terminal, frame size S00 | 3740 | 1 | Z9 | 1
3RH2440-1AP60 |  | contactor relay, latched, 4 NO, 220 V AC, 50 Hz / 240 V, 60 Hz, screw terminal, frame size S00 | 3740 | 1 | Z9 | 1
3RH2440-1AU00 |  | contactor relay, latched, 4 NO, 240 V AC, 50/60 Hz, screw terminal, frame size S00 | 3740 | 1 | Z9 | 1
3RH2440-1BB40 |  | contactor relay, latched, 4 NO, 24 V DC, screw terminal, frame size S00 | 3920 | 1 | Z9 | 1
3RH2440-1BF40 |  | contactor relay, latched, 4 NO, 110 V DC, screw terminal, frame size S00 | 3920 | 1 | Z9 | 1
3RH2440-1BG40 |  | contactor relay, latched, 4 NO, 125 V DC, screw terminal, frame size S00 | 4070 | 1 | Z9 | 1
3RH2440-1BM40 |  | contactor relay, latched, 4 NO, 220 V DC, screw terminal, frame size S00 | 3920 | 1 | Z9 | 1
3RH2440-1BN40 |  | contactor relay, latched, 4 NO, 250 V DC, screw terminal, frame size S00 | 4070 | 1 | Z9 | 1
3RH2440-1BW40 |  | contactor relay, latched, 4 NO, 48 V DC, screw terminal, frame size S00 | 3920 | 1 | Z9 | 1
3RH2911-1AA01 |  | auxiliary switch, on the front, 1 NC, 71/72, current path: 1 NC, cable entry from the top, screw terminal, for contactors 3RT2 and contactor relays 3RH2 | 179 | 1 | Z9 | 1
3RH2911-1AA10 |  | auxiliary switch, on the front, 1 NO, 73/74, current path: 1 NO, cable entry from the top, screw terminal, for contactors 3RT2 and contactor relays 3RH2 | 179 | 1 | Z9 | 1
3RH2911-1BA01 |  | auxiliary switch, on the front, 1 NC, 71/72, current path: 1 NC, cable entry from below, screw terminal, for contactors 3RT2 and contactor relays 3RH2 | 179 | 1 | Z9 | 1
3RH2911-1BA10 |  | auxiliary switch, on the front, 1 NO, 73/74, current path: 1 NO, cable entry from below, screw terminal, for contactors 3RT2 and contactor relays 3RH2 | 179 | 1 | Z9 | 1
3RH2911-1DA02 |  | auxiliary switch, lateral, 2 NC, on the left: 41/42, 51/52, on the right: 21/22, 31/32, current path: 1 NC, 1 NC, screw terminal, for contactors 3RT2.1 | 346 | 1 | Z9 | 1
3RH2911-1DA11 |  | auxiliary switch, lateral, 1 NO + 1 NC, on the left: 41/42, 53/54, on the right: 21/22, 33/34, current path: 1 NC, 1 NO, screw terminal, for contactors 3RT2.1 | 346 | 1 | Z9 | 1
3RH2911-1DA20 |  | auxiliary switch, lateral, 2 NO, on the left: 43/44, 53/54, on the right: 23/24, 33/34, current path: 1 NO, 1 NO, screw terminal, for contactors 3RT2.1 | 346 | 1 | Z9 | 1
3RH2911-1FA04 |  | auxiliary switch, on the front, 4 NC, .1/.2, .1/.2, .1/.2, .1/.2, current path: 1 NC, 1 NC, 1 NC, 1 NC, screw terminal, for contactors 3RT2 and contactor relays 3RH2 | 384 | 1 | Z9 | 1
3RH2911-1FA22 |  | auxiliary switch, on the front, 2 NO + 2 NC, .3/.4, .1/.2, .1/.2, .3/.4, current path: 1 NO, 1 NC, 1 NC, 1 NO, screw terminal, for contactors 3RT2 and contactor relays 3RH2 | 384 | 1 | Z9 | 1
3RH2911-1FA22-0MA0 |  | auxiliary switch, on the front, 2 NO + 2 NC, .3/.4, .3/.4, .1/.2, .1/.2, current path: 1 NO, 1 NO, 1 NC, 1 NC, screw terminal, for contactors 3RT2 and contactor relays 3RH2 | 384 | 1 | Z9 | 1
3RH2911-1FA40 |  | auxiliary switch, on the front, 4 NO, .3/.4, .3/.4, .3/.4, .3/.4, current path: 1 NO, 1 NO, 1 NO, 1 NO, screw terminal, for contactors 3RT2 and contactor relays 3RH2 | 384 | 1 | Z9 | 1
3RH2911-1FB11 |  | auxiliary switch, on the front, 1 NO + 1 NC, 11 U, .7/.8, --/--, .5/.6, --/--, current path: 1 NO (leading), --, 1 NC (lagging), --, screw terminal, for contactors 3RT2 and contactor relays 3RH2 | 458 | 1 | Z9 | 1
3RH2911-1FB22 |  | auxiliary switch, on the front, 2 NO + 2 NC, 11 U, .3/.4, .1/.2, .5/.6, .7/.8, current path: 1 NO, 1 NC, 1 NC (lagging), 1 NO (leading), screw terminal, for contactors 3RT2 and contactor relays 3RH2 | 686 | 1 | Z9 | 1
3RH2911-1FC22 |  | auxiliary switch, on the front, 2 NO + 2 NC, 22 U, .7/.8, .7/.8, .5/.6, .5/.6, current path: 1 NO (leading), 1 NO (leading), 1 NC (lagging), 1 NC (lagging), screw terminal, for contactors 3RT2 and contactor relays 3RH2 | 613 | 1 | Z9 | 1
3RH2911-1FC30 |  | auxiliary switch, on the front, 3 NO, 30 U, 57/58, 67/68, 77/78, -/-, current path: 1 NO (leading), 1 NO (leading), 1 NO (leading), --, screw terminal, for contactors 3RT2 and contactor relays 3RH2 | 646 | 1 | Z9 | 1
3RH2911-1GA04 |  | auxiliary switch, on the front, 4 NC, 51/52, 61/62, 71/72, 81/82, current path: 1 NC, 1 NC, 1 NC, 1 NC, screw terminal, physically coded, only with contactor relays 3RH2140 and 3RH2440 combinable (according to EN 50011) | 384 | 1 | Z9 | 1
3RH2911-1GA13 |  | auxiliary switch, on the front, 1 NO + 3 NC, 53/54, 61/62, 71/72, 81/82, current path: 1 NO, 1 NC, 1 NC, 1 NC, screw terminal, physically coded, only with contactor relays 3RH2140 and 3RH2440 combinable (according to EN 50011) | 384 | 1 | Z9 | 1
3RH2911-1GA22 |  | auxiliary switch, on the front, 2 NO + 2 NC, 53/54, 61/62, 71/72, 83/84, current path: 1 NO, 1 NC, 1 NC, 1 NO, screw terminal, physically coded, only with contactor relays 3RH2140 and 3RH2440 combinable (according to EN 50011) | 384 | 1 | Z9 | 1
3RH2911-1GA31 |  | auxiliary switch, on the front, 3 NO + 1 NC, 53/54, 61/62, 73/74, 83/84, current path: 1 NO, 1 NC, 1 NO, 1 NO, screw terminal, physically coded, only with contactor relays 3RH2140 and 3RH2440 combinable (according to EN 50011) | 384 | 1 | Z9 | 1
3RH2911-1GA40 |  | auxiliary switch, on the front, 4 NO, 53/54, 63/64, 73/74, 83/84, current path: 1 NO, 1 NO, 1 NO, 1 NO, screw terminal, physically coded, only with contactor relays 3RH2140 and 3RH2440 combinable (according to EN 50011) | 384 | 1 | Z9 | 1
3RH2911-1HA01 |  | auxiliary switch, on the front, 1 NC, .1/.2, --/--, --/--, --/--, current path: 1 NC, --, --, --, screw terminal, for contactors 3RT2 and contactor relays 3RH2 | 182 | 1 | Z9 | 1
3RH2911-1HA02 |  | auxiliary switch, on the front, 2 NC, .1/.2, .1/.2, --/--, --/--, current path: 1 NC, 1 NC, --, --, screw terminal, for contactors 3RT2 and contactor relays 3RH2 | 229 | 1 | Z9 | 1
3RH2911-1HA03 |  | auxiliary switch, on the front, 3 NC, .1/.2, .1/.2, .1/.2, --/--, current path: 1 NC, 1 NC, 1 NC, --, screw terminal, for contactors 3RT2 and contactor relays 3RH2 | 312 | 1 | Z9 | 1
3RH2911-1HA10 |  | auxiliary switch, on the front, 1 NO, .3/.4, --/--, --/--, --/--, current path: 1 NO, --, --, --, screw terminal, for contactors 3RT2 and contactor relays 3RH2 | 182 | 1 | Z9 | 1
3RH2911-1HA11 |  | auxiliary switch, on the front, 1 NO + 1 NC, .1/.2, .3/.4, --/--, --/--, current path: 1 NC, 1 NO, --, --, screw terminal, for contactors 3RT2 and contactor relays 3RH2 | 229 | 1 | Z9 | 1
3RH2911-1HA12 |  | auxiliary switch, on the front, 1 NO + 2 NC, .1/.2, .1/.2, .3/.4, --/--, current path: 1 NC, 1 NC, 1 NO, --, screw terminal, for contactors 3RT2 and contactor relays 3RH2 | 312 | 1 | Z9 | 1
3RH2911-1HA13 |  | auxiliary switch, on the front, 1 NO + 3 NC, .1/.2, .1/.2, .1/.2, .3/.4, current path: 1 NC, 1 NC, 1 NC, 1 NO, screw terminal, for contactors 3RT2 and contactor relays 3RH2 | 384 | 1 | Z9 | 1
3RH2911-1HA20 |  | auxiliary switch, on the front, 2 NO, .3/.4, .3/.4, --/--, --/--, current path: 1 NO, 1 NO, --, --, screw terminal, for contactors 3RT2 and contactor relays 3RH2 | 229 | 1 | Z9 | 1
3RH2911-1HA21 |  | auxiliary switch, on the front, 2 NO + 1 NC, .1/.2, .3/.4, .3/.4, --/--, current path: 1 NC, 1 NO, 1 NO, --, screw terminal, for contactors 3RT2 and contactor relays 3RH2 | 312 | 1 | Z9 | 1
3RH2911-1HA22 |  | auxiliary switch, on the front, 2 NO + 2 NC, .1/.2, .1/.2, .3/.4, .3/.4, current path: 1 NC, 1 NC, 1 NO, 1 NO, screw terminal, for contactors 3RT2 and contactor relays 3RH2 | 384 | 1 | Z9 | 1
3RH2911-1HA30 |  | auxiliary switch, on the front, 3 NO, .3/.4, .3/.4, .3/.4, --/--, current path: 1 NO, 1 NO, 1 NO, --, screw terminal, for contactors 3RT2 and contactor relays 3RH2 | 312 | 1 | Z9 | 1
3RH2911-1HA31 |  | auxiliary switch, on the front, 3 NO + 1 NC, .1/.2, .3/.4, .3/.4, .3/.4, current path: 1 NC, 1 NO, 1 NO, 1 NO screw terminal, for contactors 3RT2 and contactor relays 3RH2 | 384 | 1 | Z9 | 1
3RH2911-1LA11 |  | auxiliary switch, on the front, 1 NO + 1 NC, 73/74, 81/82, current path: 1 NO, 1 NC, cable entry from the top, screw terminal, for contactors 3RT2 and contactor relays 3RH2 | 249 | 1 | Z9 | 1
3RH2911-1LA20 |  | auxiliary switch, on the front, 2 NO, 73/74, 83/84, current path: 1 NO, 1 NO, cable entry from the top, screw terminal, for contactors 3RT2 and contactor relays 3RH2 | 249 | 1 | Z9 | 1
3RH2911-1MA02 |  | auxiliary switch, on the front, 2 NC, 71/72, 81/82, current path: 1 NC, 1 NC, cable entry from below, screw terminal, for contactors 3RT2 and contactor relays 3RH2 | 249 | 1 | Z9 | 1
3RH2911-1MA11 |  | auxiliary switch, on the front, 1 NO + 1 NC, 73/74, 81/82, current path: 1 NO, 1 NC, cable entry from below, screw terminal, for contactors 3RT2 and contactor relays 3RH2 | 249 | 1 | Z9 | 1
3RH2911-1MA20 |  | auxiliary switch, on the front, 2 NO, 73/74, 83/84, current path: 1 NO, 1 NO, cable entry from below, screw terminal, for contactors 3RT2 and contactor relays 3RH2 | 249 | 1 | Z9 | 1
3RH2911-1NE22 |  | auxiliary switch, solid-state compatible, on the front, 2 NO + 2 NC, .3/.4, .3/.4, .1/.2, .1/.2, current path: 1 NO (solid-state compatible), 1 NO, 1 NC, 1 NC (solid-state compatible), screw terminal, for contactors 3RT2 and contactor relays 3RH2 | 1090 | 1 | Z9 | 1
3RH2911-1NF02 |  | auxiliary switch, solid-state compatible, on the front, 2 NC, .1/.2, --/--, --/--, .1/.2, current path: 1 NC (solid-state compatible), --, --, 1 NC (solid-state compatible), screw terminal, for contactors 3RT2 and contactor relays 3RH2 | 879 | 1 | Z9 | 1
3RH2911-1NF11 |  | auxiliary switch, solid-state compatible, on the front, 1 NO + 1 NC, .3/.4, --/--, --/--, .1/.2, current path: 1 NO (solid-state compatible), --, --, 1 NC (solid-state compatible), screw terminal, for contactors 3RT2 and contactor relays 3RH2 | 879 | 1 | Z9 | 1
3RH2911-1NF20 |  | auxiliary switch, solid-state compatible, on the front, 2 NO, .3/.4, --/--, --/--, .3/.4, current path: 1 NO (solid-state compatible), --, --, 1 NO (solid-state compatible), screw terminal, for contactors 3RT2 and contactor relays 3RH2 | 879 | 1 | Z9 | 1
3RH2911-1XA04-0MA0 |  | auxiliary switch, on the front, 4 NC, 51/52, 61/62, 71/72, 81/82, current path: 1 NC, 1 NC, 1 NC, 1 NC, screw terminal, for contactors 3RT2 and contactor relays 3RH2 | 384 | 1 | Z9 | 1
3RH2911-1XA22-0MA0 |  | auxiliary switch, on the front, 2 NO + 2 NC, 53/54, 61/62, 71/72, 83/84, current path: 1 NO, 1 NC, 1 NC, 1 NO, screw terminal, for contactors 3RT2 and contactor relays 3RH2 | 384 | 1 | Z9 | 1
3RH2911-1XA31-0MA0 |  | auxiliary switch, on the front, 3 NO + 1 NC, 53/54, 61/62, 73/74, 83/84, current path: 1 NO, 1 NC, 1 NO, 1 NO, screw terminal, for contactors 3RT2 and contactor relays 3RH2 | 384 | 1 | Z9 | 1
3RH2911-1XA40-0MA0 |  | auxiliary switch, on the front, 4 NO, 53/54, 63/64, 73/74, 83/84, current path: 1 NO, 1 NO, 1 NO, 1 NO, screw terminal, for contactors 3RT2 and contactor relays 3RH2 | 384 | 1 | Z9 | 1
3RH2911-1YA21-0MA0 |  | auxiliary switch, on the front, 2 NO + 1 NC, 31/32, 43/44, 53/54, --/--, current path 1 NC, 1 NO, 1 NO, --, screw terminal, for contactors 3RT2 and contactor relays 3RH2 | 312 | 1 | Z9 | 1
3RH2911-2DA02 |  | auxiliary switch, lateral, 2 NC, on the left: 41/42, 51/52, on the right: 21/22, 31/32, current path: 1 NC, 1 NC, spring-loaded terminal, for contactors 3RT2.1 | 346 | 1 | Z9 | 1
3RH2911-2DA11 |  | auxiliary switch, lateral, 1 NO + 1 NC, on the left: 41/42, 53/54, on the right: 21/22, 33/34, current path: 1 NC, 1 NO, spring-loaded terminal, for contactors 3RT2.1 | 346 | 1 | Z9 | 1
3RH2911-2DA20 |  | auxiliary switch, lateral, 2 NO, on the left: 43/44, 53/54, on the right: 23/24, 33/34, current path: 1 NO, 1 NO, spring-loaded terminal, for contactors 3RT2.1 | 346 | 1 | Z9 | 1
3RH2911-2DE11 |  | auxiliary switch, solid-state compatible, lateral, 1 NO + 1 NC, on the left: 41/42, 53/54, current path: 1 NC, 1 NO, on the right: 23/24, 31/32, current path: 1 NO, 1 NC, spring-loaded terminal, for contactors 3RT2.1 | 857 | 1 | Z9 | 1
3RH2911-2FA04 |  | auxiliary switch, on the front, 4 NC, .1/.2, .1/.2, .1/.2, .1/.2, current path: 1 NC, 1 NC, 1 NC, 1 NC, spring-loaded terminal, for contactors 3RT2 and contactor relays 3RH2 | 384 | 1 | Z9 | 1
3RH2911-2FA22 |  | auxiliary switch, on the front, 2 NO + 2 NC, .3/.4, .1/.2, .1/.2, .3/.4, current path: 1 NO, 1 NC, 1 NC, 1 NO, spring-loaded terminal, for contactors 3RT2 and contactor relays 3RH2 | 384 | 1 | Z9 | 1
3RH2911-2FA40 |  | auxiliary switch, on the front, 4 NO, .3/.4, .3/.4, .3/.4, .3/.4, current path: 1 NO, 1 NO, 1 NO, 1 NO, spring-loaded terminal, for contactors 3RT2 and contactor relays 3RH2 | 384 | 1 | Z9 | 1
3RH2911-2FB11 |  | auxiliary switch, on the front, 1 NO + 1 NC, 11 U, .7/.8, --/--, .5/.6, --/--, current path: 1 NO (leading), --, 1 NC (lagging), --, spring-loaded terminal, for contactors 3RT2 and contactor relays 3RH2 | 458 | 1 | Z9 | 1
3RH2911-2FB22 |  | auxiliary switch, on the front, 2 NO + 2 NC, 11 U, .3/.4, .1/.2, .5/.6, .7/.8, current path: 1 NO, 1 NC, 1 NC (lagging), 1 NO (leading), spring-loaded terminal, for contactors 3RT2 and contactor relays 3RH2 | 686 | 1 | Z9 | 1
3RH2911-2FB22-0MA0 |  | auxiliary switch, on the front, 2 NO + 2 NC, 11 U, 53/54, 61/62, 75/76, 87/88, current path: 1 NO, 1 NC, 1 NC (lagging), 1 NO (leading), spring-loaded terminal, for contactors 3RT2 and contactor relays 3RH2 | 686 | 1 | Z9 | 1
3RH2911-2FC22 |  | auxiliary switch, on the front, 2 NO + 2 NC, 22 U, .7/.8, .7/.8, .5/.6, .5/.6, current path: 1 NO (leading), 1 NO (leading), 1 NC (lagging), 1 NC (lagging), spring-loaded terminal, for contactors 3RT2 and contactor relays 3RH2 | 613 | 1 | Z9 | 1
3RH2911-2GA04 |  | auxiliary switch, on the front, 4 NC, 51/52, 61/62, 71/72, 81/82, current path: 1 NC, 1 NC, 1 NC, 1 NC, spring-loaded terminal, physically coded, only with contactor relays 3RH2140 and 3RH2440 combinable (according to EN 50011) | 384 | 1 | Z9 | 1
3RH2911-2GA13 |  | auxiliary switch, on the front, 1 NO + 3 NC, 53/54, 61/62, 71/72, 81/82, current path: 1 NO, 1 NC, 1 NC, 1 NC, spring-loaded terminal, physically coded, only with contactor relays 3RH2140 and 3RH2440 combinable (according to EN 50011) | 384 | 1 | Z9 | 1
3RH2911-2GA22 |  | auxiliary switch, on the front, 2 NO + 2 NC, 53/54, 61/62, 71/72, 83/84, current path: 1 NO, 1 NC, 1 NC, 1 NO, spring-loaded terminal, physically coded, only with contactor relays 3RH2140 and 3RH2440 combinable (according to EN 50011) | 384 | 1 | Z9 | 1
3RH2911-2GA31 |  | auxiliary switch, on the front, 3 NO + 1 NC, 53/54, 61/62, 73/74, 83/84, current path: 1 NO, 1 NC, 1 NO, 1 NO, spring-loaded terminal, physically coded, only with contactor relays 3RH2140 and 3RH2440 combinable (according to EN 50011) | 384 | 1 | Z9 | 1
3RH2911-2GA40 |  | auxiliary switch, on the front, 4 NO, 53/54, 63/64, 73/74, 83/84, current path: 1 NO, 1 NO, 1 NO, 1 NO, spring-loaded terminal, physically coded, only with contactor relays 3RH2140 and 3RH2440 combinable (according to EN 50011) | 384 | 1 | Z9 | 1
3RH2911-2HA01 |  | auxiliary switch, on the front, 1 NC, .1/.2, --/--, --/--, --/--, current path: 1 NC, --, --, --, spring-loaded terminal, for contactors 3RT2 and contactor relays 3RH2 | 182 | 1 | Z9 | 1
3RH2911-2HA02 |  | auxiliary switch, on the front, 2 NC, .1/.2, .1/.2, --/--, --/--, current path: 1 NC, 1 NC, --, --, spring-loaded terminal, for contactors 3RT2 and contactor relays 3RH2 | 229 | 1 | Z9 | 1
3RH2911-2HA03 |  | auxiliary switch, on the front, 3 NC, .1/.2, .1/.2, .1/.2, --/--, current path: 1 NC, 1 NC, 1 NC, --, spring-loaded terminal, for contactors 3RT2 and contactor relays 3RH2 | 312 | 1 | Z9 | 1
3RH2911-2HA10 |  | auxiliary switch, on the front, 1 NO, .3/.4, --/--, --/--, --/--, current path: 1 NO, --, --, --, spring-loaded terminal, for contactors 3RT2 and contactor relays 3RH2 | 182 | 1 | Z9 | 1
3RH2911-2HA11 |  | auxiliary switch, on the front, 1 NO + 1 NC, .1/.2, .3/.4, --/--, --/--, current path: 1 NC, 1 NO, --, --, spring-loaded terminal, for contactors 3RT2 and contactor relays 3RH2 | 229 | 1 | Z9 | 1
3RH2911-2HA12 |  | auxiliary switch, on the front, 1 NO + 2 NC, .1/.2, .1/.2, .3/.4, --/--, current path: 1 NC, 1 NC, 1 NO, --, spring-loaded terminal, for contactors 3RT2 and contactor relays 3RH2 | 312 | 1 | Z9 | 1
3RH2911-2HA12-0KT0 |  | auxiliary switch, on the front, 1 NO + 2 NC, 21/22, 31/32, 43/44, --/--, current path: 1 NC, 1 NC, 1 NO, --, spring-loaded terminal, for contactors 3RT2 and contactor relays 3RH2 | 312 | 1 | Z9 | 1
3RH2911-2HA13 |  | auxiliary switch, on the front, 1 NO + 3 NC, .1/.2, .1/.2, .1/.2, .3/.4, current path: 1 NC, 1 NC, 1 NC, 1 NO, spring-loaded terminal, for contactors 3RT2 and contactor relays 3RH2 | 384 | 1 | Z9 | 1
3RH2911-2HA13-0KT0 |  | auxiliary switch, on the front, 1 NO + 3 NC, 31/32, 41/42, 51/52, 63/64, current path: 1 NC, 1 NC, 1 NC, 1 NO, spring-loaded terminal, for contactors 3RT2 and contactor relays 3RH2 | 384 | 1 | Z9 | 1
3RH2911-2HA13-0KT1 |  | AUX.SWITCH BLOCK,FRONT,1NO+3NC, CURR.PATH: 1NC, 1NC, 1NC, 1NO, F. CONT. RELAYS A. MOTOR CONT., 3RT2 SPRING-LOADED TERMINAL 21/22, 31/32, 41/42, 53/54 | 384 | 1 | Z9 | 1
3RH2911-2HA20 |  | auxiliary switch, on the front, 2 NO, .3/.4, .3/.4, --/--, --/--, current path: 1 NO, 1 NO, --, --, spring-loaded terminal, for contactors 3RT2 and contactor relays 3RH2 | 229 | 1 | Z9 | 1
3RH2911-2HA21 |  | auxiliary switch, on the front, 2 NO + 1 NC, .1/.2, .3/.4, .3/.4, --/--, current path: 1 NC, 1 NO, 1 NO, --, spring-loaded terminal, for contactors 3RT2 and contactor relays 3RH2 | 312 | 1 | Z9 | 1
3RH2911-2HA22 |  | auxiliary switch, on the front, 2 NO + 2 NC, .1/.2, .1/.2, .3/.4, .3/.4, current path: 1 NC, 1 NC, 1 NO, 1 NO, spring-loaded terminal, for contactors 3RT2 and contactor relays 3RH2 | 384 | 1 | Z9 | 1
3RH2911-2HA30 |  | auxiliary switch, on the front, 3 NO, .3/.4, .3/.4, .3/.4, --/--, current path: 1 NO, 1 NO, 1 NO, --, spring-loaded terminal, for contactors 3RT2 and contactor relays 3RH2 | 312 | 1 | Z9 | 1
3RH2911-2HA31 |  | auxiliary switch, on the front, 3 NO + 1 NC, .1/.2, .3/.4, .3/.4, .3/.4, current path: 1 NC, 1 NO, 1 NO, 1 NO spring-loaded terminal, for contactors 3RT2 and contactor relays 3RH2 | 384 | 1 | Z9 | 1
3RH2911-2NE21 |  | auxiliary switch, solid-state compatible, on the front, 2 NO + 1 NC, .3/.4, --/--, .3/.4, .1/.2, current path: 1 NO (solid-state compatible), --, 1 NO, 1 NC (solid-state compatible), spring-loaded terminal, for contactors 3RT2 and contactor relays 3RH2 | 1880 | 1 | Z9 | 1
3RH2911-2NF02 |  | auxiliary switch, solid-state compatible, on the front, 2 NC, .1/.2, --/--, --/--, .1/.2, current path: 1 NC (solid-state compatible), --, --, 1 NC (solid-state compatible), spring-loaded terminal, for contactors 3RT2 and contactor relays 3RH2 | 879 | 1 | Z9 | 1
3RH2911-2NF11 |  | auxiliary switch, solid-state compatible, on the front, 1 NO + 1 NC, .3/.4, --/--, --/--, .1/.2, current path: 1 NO (solid-state compatible), --, --, 1 NC (solid-state compatible), spring-loaded terminal, for contactors 3RT2 and contactor relays 3RH2 | 879 | 1 | Z9 | 1
3RH2911-2NF20 |  | auxiliary switch, solid-state compatible, on the front, 2 NO, .3/.4, --/--, --/--, .3/.4, current path: 1 NO (solid-state compatible), --, --, 1 NO (solid-state compatible), spring-loaded terminal, for contactors 3RT2 and contactor relays 3RH2 | 879 | 1 | Z9 | 1
3RH2911-2NF22 |  | auxiliary switch, solid-state compatible, on the front, 2 NO + 2 NC, .1/.2, .3/.4, .3/.4, .1/.2, current path: 1 NC (solid-state compatible), 1 NO, 1 NO, 1 NC (solid-state compatible), spring-loaded terminal, for contactors 3RT2 and contactor relays 3RH2 | 1980 | 1 | Z9 | 1
3RH2911-2XA04-0MA0 |  | auxiliary switch, on the front, 4 NC, 51/52, 61/62, 71/72, 81/82, current path: 1 NC, 1 NC, 1 NC, 1 NC, spring-loaded terminal, for contactors 3RT2 and contactor relays 3RH2 | 384 | 1 | Z9 | 1
3RH2911-2XA11-0MA0 |  | auxiliary switch, on the front, 1 NO + 1 NC, 51/52, 63/64, --/--, --/--, current path: 1 NC, 1 NO, --, --, spring-loaded terminal, for contactors 3RT2 and contactor relays 3RH2 | 229 | 1 | Z9 | 1
3RH2911-2XA13-0MA0 |  | auxiliary switch, on the front, 1 NO + 3 NC, 51/52, 61/62, 71/72, 83/84, current path: 1 NC, 1 NC, 1 NC, 1 NO, spring-loaded terminal, for contactors 3RT2 and contactor relays 3RH2 | 384 | 1 | Z9 | 1
3RH2911-2XA20-0MA0 |  | auxiliary switch, on the front, 2 NO, 53/54, 63/64, --/--, --/--, current path: 1 NO, 1 NO, --, --, spring-loaded terminal, for contactors 3RT2 and contactor relays 3RH2 | 229 | 1 | Z9 | 1
3RH2911-2XA22-0MA0 |  | auxiliary switch, on the front, 2 NO + 2 NC, 53/54, 61/62, 71/72, 83/84, current path: 1 NO, 1 NC, 1 NC, 1 NO, spring-loaded terminal, for contactors 3RT2 and contactor relays 3RH2 | 384 | 1 | Z9 | 1
3RH2911-2XA31-0MA0 |  | auxiliary switch, on the front, 3 NO + 1 NC, 53/54, 61/62, 73/74, 83/84, current path: 1 NO, 1 NC, 1 NO, 1 NO, spring-loaded terminal, for contactors 3RT2 and contactor relays 3RH2 | 384 | 1 | Z9 | 1
3RH2911-2XA40-0MA0 |  | auxiliary switch, on the front, 4 NO, 53/54, 63/64, 73/74, 83/84, current path: 1 NO, 1 NO, 1 NO, 1 NO, spring-loaded terminal, for contactors 3RT2 and contactor relays 3RH2 | 384 | 1 | Z9 | 1
3RH2911-2XB22-0MA0 |  | auxiliary switch, on the front, 2 NO + 2 NC, 11 U, 53/54, 61/62, 75/76, 87/88, current path: 1 NO, 1 NC, 1 NC (lagging), 1 NO (leading), spring-loaded terminal, for contactors 3RT2 and contactor relays 3RH2 | 689 | 1 | Z9 | 1
3RH2914-1GP11 |  | coupling link 24 V DC, screw terminal, for front-side mounting on contactors 3RT20 and auxiliary contactors 3RH2 | 1630 | 1 | Z9 | 1
3RH2914-2GP11 |  | coupling link 24 V DC, spring-loaded terminal, for front-side mounting on contactors 3RT20 and auxiliary contactors 3RH2 | 1630 | 1 | Z9 | 1
3RH2916-1FA22 |  | auxiliary switch, on the front, 2 NO + 2 NC, .3/.4, .1/.2, .1/.2, .3/.4, current path: 1 NO, 1 NC, 1 NC, 1 NO, screw terminal, for contactors 3RT2 and contactor relays 3RH2 | 424 | 1 | Z9 | 1
3RH2916-1XA22-0MA0 |  | auxiliary switch, on the front, 2 NO + 2 NC, 53/54, 61/62, 71/72, 83/84, current path: 1 NO, 1 NC, 1 NC, 1 NO, screw terminal, for contactors 3RT2 and contactor relays 3RH2 | 424 | 1 | Z9 | 1
3RH2916-2DA11 |  | auxiliary switch, lateral, 1 NO + 1 NC, on the left: 41/42, 53/54, on the right: 21/22, 33/34, current path: 1 NC, 1 NO, spring-loaded terminal, for contactors 3RT2 and contactor relays 3RH2 | 373 | 1 | Z9 | 1
3RH2916-2FA22 |  | auxiliary switch, on the front, 2 NO + 2 NC, .3/.4, .1/.2, .1/.2, .3/.4, current path: 1 NO, 1 NC, 1 NC, 1 NO, spring-loaded terminal, for contactors 3RT2 and contactor relays 3RH2 | 424 | 1 | Z9 | 1
3RH2916-2XA22-0MA0 |  | auxiliary switch, on the front, 2 NO + 2 NC, 53/54, 61/62, 71/72, 83/84, current path: 1 NO, 1 NC, 2 NC, 1 NO, spring-loaded terminal, for contactors 3RT2 and contactor relays 3RH2 | 424 | 1 | Z9 | 1
3RH2921-1DA02 |  | auxiliary switch, lateral, 2 NC, on the left: 51/52, 61/62, on the right: 31/32, 41/42, current path: 1 NC, 1 NC, screw terminal, for contactors 3RT2 and contactor relays 3RH2 | 346 | 1 | Z9 | 1
3RH2921-1DA11 |  | auxiliary switch, lateral, 1 NO + 1 NC, on the left: 51/52, 63/64, on the right: 31/32, 43/44, current path: 1 NC, 1 NO, screw terminal, for contactors 3RT2 and contactor relays 3RH2 | 346 | 1 | Z9 | 1
3RH2921-1DA20 |  | auxiliary switch, lateral, 2 NO, on the left: 53/54, 63/64, on the right: 33/34, 43/44, current path: 1 NO, 1 NO, screw terminal, for contactors 3RT2 and contactor relays 3RH2 | 346 | 1 | Z9 | 1
3RH2921-2DA02 |  | auxiliary switch, lateral, 2 NC, on the left: 51/52, 61/62, on the right: 31/32, 41/42, current path: 1 NC, 1 NC, spring-loaded terminal, for contactors 3RT2 and contactor relays 3RH2 | 346 | 1 | Z9 | 1
3RH2921-2DA11 |  | auxiliary switch, lateral, 1 NO + 1 NC, on the left: 51/52, 63/64, on the right: 31/32, 43/44, current path: 1 NC, 1 NO, spring-loaded terminal, for contactors 3RT2 and contactor relays 3RH2 | 346 | 1 | Z9 | 1
3RH2921-2DA20 |  | auxiliary switch, lateral, 2 NO, on the left: 53/54, 63/64, on the right: 33/34, 43/44, current path: 1 NO, 1 NO, spring-loaded terminal, for contactors 3RT2 and contactor relays 3RH2 | 346 | 1 | Z9 | 1
3RH2921-2DE11 |  | auxiliary switch, solid-state compatible, lateral, 1 NO + 1 NC, on the left: 51/52, 63/64, current path: 1 NC, 1 NO, on the right: 33/34, 41/42, current path: 1 NO, 1 NC, spring-loaded terminal, for contactors 3RT2 and contactor relays 3RH2 | 857 | 1 | Z9 | 1
3RH2921-2HA22-0KT0 |  | auxiliary switch, on the front, 2 NO + 2 NC, 31/32, 41/42, 53/54, 63/64, current path: 1 NC, 1 NC, 1 NO, 1 NO, spring-loaded terminal, for contactors 3RT2 and contactor relays 3RH2 | 384 | 1 | Z9 | 1
3RH2924-1GP11 |  | coupling link 24 V DC, screw terminal, for mounting on coil connections of the contactors 3RT2.2 connection B1/B2 for 1 NO | 1500 | 1 | Z9 | 1
3RK1100-1CQ00-0AA3 |  | AS-i compact module K60 digital 4 DQ, IP67 4 x output, 2 A 24 V DC maximal 4 A for all outputs 4 x M12 socket Y-II assignment Mounting plate 3RK1901-0CA00 must be ordered separately | 4880 | 1 | ZA | 1
3RK1100-1CQ20-0AA3 |  | AS-i compact module K45 digital 4 DQ, IP67 4 x output, 1 A 24 V DC maximal 3 A for all outputs 4 x M12 socket Mounting plate 3RK1901-2EA00 or 3RK1901-2DA00 must be ordered separately | 4350 | 1 | ZA | 1
3RK1105-1AE04-0CA0 |  | ASIsafe Basis Safety monitor 1 F-RO 1 enabling circuit IP20, with screw terminal removable terminals Safe output relay Response time maximum 40 ms Monitor type 1, Version 3 Can be used up to Category 4 (EN954-1) up to PL E (EN ISO 13849-1) up to SIL 3 (IEC 61508) | 21000 | 1 | ZA | 1
3RK1105-1AE04-1CA0 |  | ASIsafe Basis Safety monitor 1 F-RO 1 enabling circuit IP20, with screw terminal removable terminals Safe output relay Response time max. 50 ms Monitor type 1, Version 3 Can be used up to Category 4 (EN954-1) up to PL E (EN ISO 13849-1) up to SIL 3 (IEC 61508) | 21000 | 1 | ZA | 1
3RK1105-1AE04-2CA0 |  | ASIsafe extended Safety monitor 1 F-RO 1 enabling circuit IP20, with screw terminal removable terminals Safe output relay Response time maximum 40 ms Monitor type 3, Version 3 Can be used up to Category 4 (EN954-1) up to PL E (EN ISO 13849-1) up to SIL 3 (IEC 61508) | 23800 | 1 | ZA | 1
3RK1105-1AE04-3CA0 |  | ASIsafe extended Safety monitor 1 F-RO 1 enabling circuit IP20, with screw terminal removable terminals Safe output relay Response time max. 50 ms Monitor type 3, Version 3 Can be used up to Category 4 (EN954-1) up to PL E (EN ISO 13849-1) up to SIL 3 (IEC 61508) | 23800 | 1 | ZA | 1
3RK1105-1AG04-0CA0 |  | ASIsafe Basis Safety monitor 1 F-RO 1 enabling circuit IP20, with spring-type terminal removable terminals Safe output relay Response time maximum 40 ms Monitor type 1, Version 3 Can be used up to Category 4 (EN954-1) up to PL E (EN ISO 13849-1) up to SIL 3 (IEC 61508) | 21000 | 1 | ZA | 1
3RK1105-1AG04-2CA0 |  | ASIsafe extended Safety monitor 1 F-RO 1 enabling circuit IP20, with spring-type terminal removable terminals Safe output relay Response time maximum 40 ms Monitor type 3, Version 3 Can be used up to Category 4 (EN954-1) up to PL E (EN ISO 13849-1) up to SIL 3 (IEC 61508) | 23800 | 1 | ZA | 1
3RK1105-1BE04-0CA0 |  | ASIsafe Basis Safety monitor 2 F-RO 2 enabling circuits IP20, with screw terminal removable terminals Safe output relay Response time maximum 40 ms Monitor type 2, Version 3 Can be used up to Category 4 (EN954-1) up to PL E (EN ISO 13849-1) up to SIL 3 (IEC 61508) | 28000 | 1 | ZA | 1
3RK1105-1BE04-1CA0 |  | ASIsafe Basis Safety monitor 2 F-RO 2 enabling circuits IP20, with screw terminal removable terminals Safe output relay Response time max. 50 ms Monitor type 2, Version 3 Can be used up to Category 4 (EN954-1) up to PL E (EN ISO 13849-1) up to SIL 3 (IEC 61508) | 28000 | 1 | ZA | 1
3RK1105-1BE04-2CA0 |  | ASIsafe extended Safety monitor 2 F-RO 2 enabling circuits IP20, with screw terminal removable terminals Safe output relay Response time maximum 40 ms Monitor type 4, Version 3 Can be used up to Category 4 (EN954-1) up to PL E (EN ISO 13849-1) up to SIL 3 (IEC 61508) | 31500 | 1 | ZA | 1
3RK1105-1BE04-3CA0 |  | ASIsafe extended Safety monitor 2 F-RO 2 enabling circuits IP20, with screw terminal removable terminals Safe output relay Response time max. 50 ms Monitor type 4, Version 3 Can be used up to Category 4 (EN954-1) up to PL E (EN ISO 13849-1) up to SIL 3 (IEC 61508) | 31500 | 1 | ZA | 1
3RK1105-1BE04-4CA0 |  | ASIsafe extended Safety monitor 2 F-RO with integrated safe slave 2 enabling circuits included Control of a safe AS-i output Safe coupling IP20, with screw terminal removable terminals Safe output relay Response time max. 40 ms Monitor type 6, Version 3 Can be used up to Category 4 (EN954-1) up to PL E (EN ISO 13849-1) up to SIL 3 (IEC 61508) | 35400 | 1 | ZA | 1
3RK1105-1BG04-0CA0 |  | ASIsafe Basis Safety monitor 2 F-RO 2 enabling circuits IP20, with spring-type terminal removable terminals Safe output relay Response time maximum 40 ms Monitor type 2, Version 3 Can be used up to Category 4 (EN954-1) up to PL E (EN ISO 13849-1) up to SIL 3 (IEC 61508) | 28000 | 1 | ZA | 1
3RK1105-1BG04-2CA0 |  | ASIsafe extended Safety monitor 2 F-RO 2 enabling circuits IP20, with spring-type terminal removable terminals Safe output relay Response time maximum 40 ms Monitor type 4, Version 3 Can be used up to Category 4 (EN954-1) up to PL E (EN ISO 13849-1) up to SIL 3 (IEC 61508) | 31500 | 1 | ZA | 1
3RK1105-1BG04-4CA0 |  | ASIsafe extended Safety monitor 2 F-RO with integrated safe slave 2 enabling circuits included Control of a safe AS-i output Safe coupling IP20, with spring-type terminal removable terminals Safe output relay Response time max. 40 ms Monitor type 6, Version 3 Can be used up to Category 4 (EN954-1) up to PL E (EN ISO 13849-1) up to SIL 3 (IEC 61508) | 35400 | 1 | ZA | 1
3RK1107-0BE00-2AA2 |  | AS-i SlimLine Compact module SC22.5, IP20, analog 2AQ-C/V screw terminals 2 x analog output outputs switchable C/V overall width 22.5 mm | 7120 | 1 | ZA | 1
3RK1107-0BG00-2AA2 |  | AS-i SlimLine Compact module SC22.5, IP20, analog 2AQ-C/V spring-loaded terminals 2 x analog output outputs switchable C/V overall width 22.5 mm | 7120 | 1 | ZA | 1
3RK1107-1BQ40-0AA3 |  | AS-i compact module K60 analog 2 AQ, IP67 2 x 1 output, current 0..20 mA, 4..20 mA, +/- 20 mA for 2-wire actuators 2 x M12 socket Mounting plate 3RK1901-0CA00 must be ordered separately | 8620 | 1 | ZA | 1
3RK1107-2BQ40-0AA3 |  | AS-i compact module K60 analog 2 AQ, IP67 2x 1 output, Voltage +/- 10 V 1..5 V for 2-wire actuators 2 x M12 socket Mounting plate 3RK1901-0CA00 must be ordered separately | 8620 | 1 | ZA | 1
3RK1200-0CE03-0AA2 |  | AS-Interface counter module S22.5, 1 DI, counter, IP20 1x 1 counter input, 90 mA, PNP Screw terminal connection Overall width 22.5 mm | 4530 | 1 | ZA | 1
3RK1200-0CG03-0AA2 |  | AS-Interface counter module S22.5, 1 DI, counter, IP20 1x 1 counter input, 90 mA, PNP Spring-type terminal Overall width 22.5 mm | 4530 | 1 | ZA | 1
3RK1200-0CQ00-0AA3 |  | AS-i compact module K60 digital 4 DI, IP67 4 x input, maximum 200 mA 4 x M12 socket Y-II assignment Mounting plate 3RK1901-0CA00 must be ordered separately | 3710 | 1 | ZA | 1
3RK1200-0CQ20-0AA3 |  | AS-i compact module K45 digital 4 DI, IP67 4 x input, maximum 200 mA 4 x M12 socket Mounting plate 3RK1901-2EA00 or 3RK1901-2DA00 must be ordered separately | 3560 | 1 | ZA | 1
3RK1200-0CT20-0AA3 |  | AS-i compact module K45 digital 4 DI, IP67 4 x input, maximum 200 mA 4 x M8 socket Screw version Mounting plate 3RK1901-2EA00 or 3RK1901-2DA00 must be ordered separately | 3770 | 1 | ZA | 1
3RK1200-0DQ00-0AA3 |  | AS-i compact module K60 digital 8 DI, IP67 8 x inputs, maximum 200 mA 8 x M12 socket Y-II assignment Mounting plate 3RK1901-0CA00 must be ordered separately | 7200 | 1 | ZA | 1
3RK1205-0BE00-2AA2 |  | ASIsafe SlimLine Compact module SC17.5F digital safety 2 F-DI, IP20 2 x input for mechanical sensors Screw terminals Width 17.5 mm | 3990 | 1 | ZA | 1
3RK1205-0BG00-2AA2 |  | ASIsafe SlimLine Compact module SC17.5F digital safety 2 F-DI, IP20 2 x input for mechanical sensors spring-type terminals Overall width 17.5 mm | 3990 | 1 | ZA | 1
3RK1205-0BQ00-0AA3 |  | ASIsafe compact module K45F digital safety, 2 F-DI, IP67 2 x input for mechanical sensors 2 x M12 socket Mounting plate 3RK1901-2EA00 or 3RK1901-2DA00 must be ordered separately | 4400 | 1 | ZA | 1
3RK1205-0BQ21-0AA3 |  | ASIsafe compact module K45F LS Type 2 (light sensor) for testing semiconductor output Sensor supply from AS-i Maximum current carrying capacity 200 mA Mounting plate 3RK1901-2EA00 or 3RK1901-2DA00 must be ordered separately | 7070 | 1 | ZA | 1
3RK1205-0BQ24-0AA3 |  | ASIsafe compact module K45F LS Type 4 (light sensor) for testing semiconductor output Sensor supply from AS-i Maximum current carrying capacity 200 mA Mounting plate 3RK1901-2EA00 or 3RK1901-2DA00 must be ordered separately | 7070 | 1 | ZA | 1
3RK1205-0BQ30-0AA3 |  | ASIsafe compact module K20F digital safety, 2 F-DI, IP67 2 x input for mechanical sensors 2 x M12 socket | 4430 | 1 | ZA | 1
3RK1205-0CQ00-0AA3 |  | ASIsafe compact module K45F digital safety, 4 F-DI, IP67 4 x input for mechanical sensors 4 x M12 socket Mounting plate 3RK1901-2EA00 or 3RK1901-2DA00 must be ordered separately | 6230 | 1 | ZA | 1
3RK1207-0CE00-2AA2 |  | AS-i SlimLine Compact module SC22.5, IP20, analog, 4AI-C/V Screw terminals 4 x analog input Inputs switchable C/V Overall width 22.5 mm | 7430 | 1 | ZA | 1
3RK1207-0CG00-2AA2 |  | AS-i SlimLine Compact module SC22.5, IP20, analog, 4AI-C/V spring-type terminals 4 x analog input Inputs switchable C/V Overall width 22.5 mm | 7430 | 1 | ZA | 1
3RK1207-1BQ40-0AA3 |  | AS-i compact module K60 analog 2 AI, IP67 2 x input, current 4..20 mA, +/- 20 mA for 4-wire sensors 2 x M12 socket Mounting plate 3RK1901-0CA00 must be ordered separately | 8170 | 1 | ZA | 1
3RK1207-1BQ44-0AA3 |  | AS-i compact module K60 analog 4 AI, IP67 4 x input, current 4..20 mA, +/- 20 mA for 4-wire sensors 4 x M12 socket Mounting plate 3RK1901-0CA00 must be ordered separately | 9360 | 1 | ZA | 1
3RK1207-2BQ40-0AA3 |  | AS-i compact module K60 analog 2 AI, IP67 2 x input, Voltage +/- 10 V 1..5 V for 4-wire sensors 2 x M12 socket Mounting plate 3RK1901-0CA00 must be ordered separately | 8170 | 1 | ZA | 1
3RK1207-2BQ44-0AA3 |  | AS-i compact module K60 analog 4 AI, IP67 4 x input, Voltage +/- 10 V 1..5 V for 4-wire sensors 4 x M12 socket Mounting plate 3RK1901-0CA00 must be ordered separately | 9360 | 1 | ZA | 1
3RK1207-3BQ40-0AA3 |  | AS-i Compact Module K60 analog 2 AI, IP67 2 x input, resistor Pt100, Ni100, 0-600 ohm for 4-wire sensors 2 x M12 socket mounting plate 3RK1901-0CA00 must be ordered separately | 8170 | 1 | ZA | 1
3RK1207-3BQ44-0AA3 |  | AS-i Compact Module K60 analog 4 AI, IP67 4 x input, resistor Pt100, Ni100, 0-600 ohm for 4-wire sensors 4 x M12 socket mounting plate 3RK1901-0CA00 must be ordered separately | 9360 | 1 | ZA | 1
3RK1207-3CE00-2AA2 |  | AS-i SlimLine Compact module SC22.5, IP20, analog, 4AI-RTD Screw terminals 4 x analog input Thermal resistance/resistor Overall width 22.5 mm | 7430 | 1 | ZA | 1
3RK1207-3CG00-2AA2 |  | AS-i SlimLine Compact module SC22.5, IP20, analog, 4AI-RTD spring-type terminals 4 x analog input Thermal resistance/resistor Overall width 22.5 mm | 7430 | 1 | ZA | 1
3RK1304-0HS00-6AA0 |  | ET 200 RSM Maintenance switch module Up to 25 A Up to 25 A Disconnector function for Main circuit Han Q4/2 | 12000 | 1 | ZA | 1
3RK1304-0HS00-8AA0 |  | ET 200pro ASM 400 V disconnecting module 400 V to 25 A for safe disconnection up to category 3/4 Han Q4/2 | 13100 | 1 | ZA | 1
3RK1304-5KS40-2AA0 |  | ET 200pro DSE HF DOL starter High Feature Mechanical switching Electronic overload protection AC-3, 0.9 kW / 400 V 0.15 A...2.00 A without brake contact 4 DI Han Q4/2 - Han Q8/0 | 18300 | 1 | ZA | 1
3RK1304-5KS40-2AA3 |  | ET 200pro DSE HF DOL starter High Feature Mechanical switching Electronic overload protection AC-3, 0.9 kW / 400 V 0.15 A...2.00 A Brake contact 400 V AC 4 DI Han Q4/2 - Han Q8/0 | 20400 | 1 | ZA | 1
3RK1304-5KS40-3AA0 |  | ET 200pro RSE HF Reversing starter High Feature Mechanical switching Electronic overload protection AC-3, 0.9 kW / 400 V 0.15 A...2.00 A without brake contact 4 DI Han Q4/2 - Han Q8/0 | 20400 | 1 | ZA | 1
3RK1304-5KS40-3AA3 |  | ET 200pro RSE HF Reversing starter High Feature Mechanical switching Electronic overload protection AC-3, 0.9 kW / 400 V 0.15 A...2.00 A Brake contact 400 V AC 4 DI Han Q4/2 - Han Q8/0 | 22700 | 1 | ZA | 1
3RK1304-5KS40-4AA0 |  | ET 200pro DSE ST DOL starter Standard Mechanical switching Electronic overload protection AC-3, 0.9 kW / 400 V 0.15 A...2.00 A without brake contact Han Q4/2 - Han Q8/0 | 14200 | 1 | ZA | 1
3RK1304-5KS40-4AA3 |  | ET 200pro DSE ST DOL starter Standard Mechanical switching Electronic overload protection AC-3, 0.9 kW / 400 V 0.15 A...2.00 A Brake contact 400 V AC Han Q4/2 - Han Q8/0 | 15800 | 1 | ZA | 1
3RK1304-5KS40-5AA0 |  | ET 200pro RSE ST Reversing starter standard Mechanical switching Electronic overload protection AC-3, 0.9 kW / 400 V 0.15 A...2.00 A without brake contact Han Q4/2 - Han Q8/0 | 15800 | 1 | ZA | 1
3RK1304-5KS40-5AA3 |  | ET 200pro RSE ST Reversing starter standard Mechanical switching Electronic overload protection AC-3, 0.9 kW / 400 V 0.15 A...2.00 A Brake contact 400 V AC Han Q4/2 - Han Q8/0 | 18300 | 1 | ZA | 1
3RK1304-5KS70-2AA0 |  | ET 200pro EDSE/DSSE HF electronic direct-on-line starter electronic (soft-) switching full motor protection consisting of: electronic overload protection + thermistor 400 V 3 AC/0.9 kW 0.15 A...2.00 A without brake contact 4 DI Han Q4/2 - Han Q8/0 | 22700 | 1 | ZA | 1
3RK1304-5KS70-2AA3 |  | ET 200pro EDSE/DSSE HF electronic DOL starter electronic (soft-) switching Full motor protection consisting of: electronic overload protection + thermistor 400 V 3 AC/0.9 kW 0.15 A...2.00 A Brake contact 400 V AC 4 DI Han Q4/2 - Han Q8/0 | 25000 | 1 | ZA | 1
3RK1304-5KS70-3AA0 |  | ET 200pro ERSE/RSSE HF electronic reversing starter electronic (soft-) switching Full motor protection consisting of: electronic overload protection + thermistor 400 V 3 AC/0.9 kW 0.15 A...2.00 A without brake contact 4 DI Han Q4/2 - Han Q8/0 | 25000 | 1 | ZA | 1
3RK1304-5KS70-3AA3 |  | ET 200pro ERSE/RSSE HF electronic reversing starter electronic (soft-) switching Full motor protection consisting of: electronic overload protection + thermistor 400 V 3 AC/0.9 kW 0.15 A...2.00 A Brake contact 400 V AC 4 DI Han Q4/2 - Han Q8/0 | 27200 | 1 | ZA | 1
3RK1304-5LS40-2AA0 |  | ET 200pro DSE HF DOL starter High Feature Mechanical switching Electronic overload protection AC-3, 5.5 kW / 400 V 1.50 A...12.00 A without brake contact 4 DI Han Q4/2 - Han Q8/0 | 19200 | 1 | ZA | 1
3RK1304-5LS40-2AA3 |  | ET 200pro DSE HF DOL starter High Feature Mechanical switching Electronic overload protection AC-3, 5.5 kW / 400 V 1.50 A...12.00 A Brake contact 400 V AC 4 DI Han Q4/2 - Han Q8/0 | 21400 | 1 | ZA | 1
3RK1304-5LS40-3AA0 |  | ET 200pro RSE HF Reversing starter High Feature Mechanical switching Electronic overload protection AC-3, 5.5 kW / 400 V 1.50 A...12.00 A without brake contact 4 DI Han Q4/2 - Han Q8/0 | 21400 | 1 | ZA | 1
3RK1304-5LS40-3AA3 |  | ET 200pro RSE HF Reversing starter High Feature Mechanical switching Electronic overload protection AC-3, 5.5 kW / 400 V 1.50 A...12.00 A Brake contact 400 V AC 4 DI Han Q4/2 - Han Q8/0 | 23700 | 1 | ZA | 1
3RK1304-5LS40-4AA0 |  | ET 200pro DSE ST DOL starter Standard Mechanical switching Electronic overload protection AC-3, 5.5 kW / 400 V 1.50 A...12.00 A without brake contact Han Q4/2 - Han Q8/0 | 15100 | 1 | ZA | 1
3RK1304-5LS40-4AA3 |  | ET 200pro DSE ST DOL starter Standard Mechanical switching Electronic overload protection AC-3, 5.5 kW / 400 V 1.50 A...12.00 A Brake contact 400 V AC Han Q4/2 - Han Q8/0 | 16900 | 1 | ZA | 1
3RK1304-5LS40-5AA0 |  | ET 200pro RSE ST Reversing starter standard Mechanical switching Electronic overload protection AC-3, 5.5 kW / 400 V 1.50 A...12.00 A without brake contact Han Q4/2 - Han Q8/0 | 16900 | 1 | ZA | 1
3RK1304-5LS40-5AA3 |  | ET 200pro RSE ST Reversing starter standard Mechanical switching Electronic overload protection AC-3, 5.5 kW / 400 V 1.50 A...12.00 A Brake contact 400 V AC Han Q4/2 - Han Q8/0 | 19200 | 1 | ZA | 1
3RK1304-5LS70-2AA0 |  | ET 200pro EDSE/DSSE HF electronic DOL starter electronic (soft-) switching Full motor protection consisting of: electronic Overload protection + thermistor AC-3, 5.5 kW / 400 V 1.5 A...(9 A)12 A without brake contact 4 DI Han Q4/2 - Han Q8/0 | 25300 | 1 | ZA | 1
3RK1304-5LS70-2AA3 |  | ET 200pro EDSE/DSSE HF electronic DOL starter electronic (soft-) switching Full motor protection consisting of: electronic Overload protection + thermistor AC-3, 5.5 kW / 400 V 1.5 A...(9 A)12 A Brake contact 400 V AC 4 DI Han Q4/2 - Han Q8/0 | 27600 | 1 | ZA | 1
3RK1304-5LS70-3AA0 |  | ET 200pro ERSE/RSSE HF electronic reversing starter electronic (soft-) switching Full motor protection consisting of: electronic Overload protection + thermistor AC-3, 5.5 kW / 400 V 1.5 A...(9 A)12 A without brake contact 4 DI Han Q4/2 - Han Q8/0 | 27600 | 1 | ZA | 1
3RK1304-5LS70-3AA3 |  | ET 200pro ERSE/RSSE HF electronic reversing starter electronic (soft-) switching Full motor protection consisting of: electronic Overload protection + thermistor AC-3, 5.5 kW / 400 V 1.5 A...(9 A)12 A Brake contact 400 V AC 4 DI Han Q4/2 - Han Q8/0 | 29900 | 1 | ZA | 1
3RK1305-0AS01-0AA0 |  | SIRIUS motor starter M200D communication module PROFIBUS DP removable Bus connection 2 x M12 with loop-through Power connection 24 V 2 x 7/8" with loop-through Bus terminating resistor integrated via technology module 3RK1395* can be used as Motor starter M200D with communication | 6900 | 1 | ZA | 1
3RK1308-0AA00-0CP0 |  | Direct-on-line starter High Feature; Electronic switching; Electronic overload protection up to 0.09 kW / 400 V; Adjustment range 0.1 .. 0.4 A; PROFIenergy; Option: 3DI/LC module | 7890 | 1 | ZA | 1
3RK1308-0AB00-0CP0 |  | Direct-on-line starter High Feature; Electronic switching; Electronic overload protection up to 0.25 kW / 400 V; Adjustment range 0.3 .. 1 A; PROFIenergy; Option: 3DI/LC module | 8080 | 1 | ZA | 1
3RK1308-0AC00-0CP0 |  | Direct-on-line starter High Feature; Electronic switching; Electronic overload protection up to 1.1 kW / 400 V; Adjustment range 0.9 .. 3 A; PROFIenergy; Option: 3DI/LC module | 8330 | 1 | ZA | 1
3RK1308-0AD00-0CP0 |  | Direct-on-line starter High Feature; Electronic switching; Electronic overload protection up to 4 kW / 400 V; Adjustment range 2.8 .. 9 A; PROFIenergy; Option: 3DI/LC module | 8940 | 1 | ZA | 1
3RK1308-0AE00-0CP0 |  | Direct-on-line starter High Feature; Incl. fan (3RW4928-8VB00); Electronic switching; Electronic overload protection up to 5.5 kW / 400 V; Adjustment range 4.0 .. 12 A; PROFIenergy; Option: 3DI/LC module | 11600 | 1 | ZA | 1
3RK1308-0BA00-0CP0 |  | Reversing starter High Feature; Electronic switching; Electronic overload protection up to 0.09 kW / 400 V; Adjustment range 0.1 .. 0.4 A; PROFIenergy; Option: 3DI/LC module | 10400 | 1 | ZA | 1
3RK1308-0BB00-0CP0 |  | Reversing starter High Feature; Electronic switching; Electronic overload protection up to 0.25 kW / 400 V; Adjustment range 0.3 .. 1 A; PROFIenergy; Option: 3DI/LC module | 10700 | 1 | ZA | 1
3RK1308-0BC00-0CP0 |  | Reversing starter High Feature; Electronic switching; Electronic overload protection up to 1.1 kW / 400 V; Adjustment range 0.9 .. 3 A; PROFIenergy; Option: 3DI/LC module | 10900 | 1 | ZA | 1
3RK1308-0BD00-0CP0 |  | Reversing starter High Feature; Electronic switching; Electronic overload protection up to 4 kW / 400 V; Adjustment range 2.8 .. 9 A; PROFIenergy; Option: 3DI/LC module | 11400 | 1 | ZA | 1
3RK1308-0BE00-0CP0 |  | Reversing starter High Feature; Incl. fan (3RW4928-8VB00); Electronic switching; Electronic overload protection up to 5.5 kW / 400 V; Adjustment range 4.0 .. 12 A; PROFIenergy; Option: 3DI/LC module | 13900 | 1 | ZA | 1
3RK1308-0CB00-0CP0 |  | Fail-safe direct-on-line starter High Feature; Electronic switching; Electronic overload protection up to 0.25 kW / 400 V; Adjustment range 0.3 .. 1 A; PROFIenergy; Option: 3DI/LC module | 10900 | 1 | ZA | 1
3RK1308-0CC00-0CP0 |  | Fail-safe direct-on-line starter High Feature; Electronic switching; Electronic overload protection up to 1.1 kW / 400 V; Adjustment range 0.9 .. 3 A; PROFIenergy; Option: 3DI/LC module | 11400 | 1 | ZA | 1
3RK1308-0CD00-0CP0 |  | Fail-safe direct-on-line starter High Feature; Electronic switching; Electronic overload protection up to 4 kW / 400 V; Adjustment range 2.8 .. 9 A; PROFIenergy; Option: 3DI/LC module | 11900 | 1 | ZA | 1
3RK1308-0CE00-0CP0 |  | Fail-safe direct-on-line starter High Feature; Incl. fan (3RW4928-8VB00); Electronic switching; Electronic overload protection up to 5.5 kW / 400 V; Adjustment range 4.0 .. 12 A; PROFIenergy; Option: 3DI/LC module | 14800 | 1 | ZA | 1
3RK1308-0DB00-0CP0 |  | Failsafe reversing starter High Feature; Electronic switching; Electronic overload protection up to 0.25 kW / 400 V; Adjustment range 0.3 .. 1 A; PROFIenergy; Option: 3DI/LC module | 14200 | 1 | ZA | 1
3RK1308-0DC00-0CP0 |  | Failsafe reversing starter High Feature; Electronic switching; electronic overload protection up to 1.1 kW / 400 V; Adjustment range 0.9 .. 3 A; PROFIenergy; option: 3DI/LC module | 14700 | 1 | ZA | 1
3RK1308-0DD00-0CP0 |  | Failsafe reversing starter High Feature; Electronic switching; Electronic overload protection up to 4 kW / 400 V; Adjustment range 2.8 .. 9 A; PROFIenergy; Option: 3DI/LC module | 15200 | 1 | ZA | 1
3RK1308-0DE00-0CP0 |  | Failsafe reversing starter High Feature; Incl. fan (3RW4928-8VB00); Electronic switching; Electronic overload protection up to 5.5 kW / 400 V; Adjustment range 4.0 .. 12 A; PROFIenergy; Option: 3DI/LC module | 17900 | 1 | ZA | 1
3RK1315-6KS41-0AA0 |  | SIRIUS motor starter M200D AS-i communication: AS-Interface direct-on-line starter basic mechanical switching AC-3, 0.75 kW/400 V 0.15 A...2.00 A electronic overload protection thermistor: thermoclick / PTC without brake contact 2 DI AS-i + 2 DI / 1 DO on device Han Q4/2 - Han Q8/0 | 19200 | 1 | ZA | 1
3RK1315-6KS41-0AA3 |  | SIRIUS motor starter M200D AS-i communication: AS-Interface direct-on-line starter basic mechanical switching AC-3, 0.75 kW/400 V 0.15 A...2.00 A electronic overload protection thermistor: thermoclick / PTC with brake contact 400 V/230 V AC 2 DI AS-i + 2 DI / 1 DO on device Han Q4/2 - Han Q8/0 | 22100 | 1 | ZA | 1
3RK1315-6KS41-0AA5 |  | SIRIUS motor starter M200D AS-i communication: AS-Interface direct-on-line starter basic mechanical switching AC-3, 0.75 kW/400 V 0.15 A...2.00 A electronic overload protection thermistor: thermoclick / PTC with brake contact 180 V DC 2 DI AS-i + 2 DI / 1 DO on device Han Q4/2 - Han Q8/0 | 24400 | 1 | ZA | 1
3RK1315-6KS41-1AA0 |  | SIRIUS motor starter M200D AS-i communication: AS-Interface reversing starter basic mechanical switching AC-3, 0.75 kW/400 V 0.15 A...2.00 A electronic overload protection thermistor: thermoclick / PTC without brake contact 2 DI AS-i + 2 DI / 1 DO on device Han Q4/2 - Han Q8/0 | 21800 | 1 | ZA | 1
3RK1315-6KS41-1AA3 |  | SIRIUS motor starter M200D AS-i communication: AS-Interface reversing starter basic mechanical switching AC-3, 0.75 kW/400 V 0.15 A...2.00 A electronic overload protection thermistor: thermoclick / PTC with brake contact 400 V AC 2 DI AS-i + 2 DI / 1 DO on device Han Q4/2 - Han Q8/0 | 24700 | 1 | ZA | 1
3RK1315-6KS41-1AA5 |  | SIRIUS motor starter M200D AS-i communication: AS-Interface reversing starter basic mechanical switching AC-3, 0.75 kW/400 V 0.15 A...2.00 A electronic overload protection thermistor: thermoclick / PTC with brake contact 180 V DC 2 DI AS-i + 2 DI / 1 DO on device Han Q4/2 - Han Q8/0 | 27000 | 1 | ZA | 1
3RK1315-6KS41-2AA0 |  | SIRIUS motor starter M200D AS-i communication: AS-Interface direct-on-line starter basic mechanical switching AC-3, 0.75 kW/400 V 0.15 A...2.00 A electronic overload protection thermistor: thermoclick / PTC without brake contact 2 DI AS-i + 2 DI / 1 DO on device Han Q4/2 - Han Q8/0 with manual on-site operation and keyswitch | 21100 | 1 | ZA | 1
3RK1315-6KS41-2AA3 |  | SIRIUS motor starter M200D AS-i communication: AS-Interface direct-on-line starter basic mechanical switching AC-3, 0.75 kW/400 V 0.15 A...2.00 A electronic overload protection thermistor: thermoclick / PTC with brake contact 400 V AC 2 DI AS-i + 2 DI / 1 DO on device Han Q4/2 - Han Q8/0 with manual on-site operation and keyswitch | 24000 | 1 | ZA | 1
3RK1315-6KS41-2AA5 |  | SIRIUS motor starter M200D AS-i communication: AS-Interface direct-on-line starter basic mechanical switching AC-3, 0.75 kW/400 V 0.15 A...2.00 A electronic overload protection thermistor: thermoclick / PTC with brake contact 180 V DC 2 DI AS-i + 2 DI / 1 DO on device Han Q4/2 - Han Q8/0 with manual on-site operation and keyswitch | 26300 | 1 | ZA | 1
3RK1315-6KS41-3AA0 |  | SIRIUS motor starter M200D AS-i communication: AS-Interface reversing starter basic mechanical switching AC-3, 0.75 kW/400 V 0.15 A...2.00 A electronic overload protection thermistor: thermoclick / PTC without brake contact 2 DI AS-i + 2 DI / 1 DO on device Han Q4/2 - Han Q8/0 with manual on-site operation and keyswitch | 23800 | 1 | ZA | 1
3RK1315-6KS41-3AA3 |  | SIRIUS motor starter M200D AS-i communication: AS-Interface reversing starter basic mechanical switching AC-3, 0.75 kW/400 V 0.15 A...2.00 A electronic overload protection thermistor: thermoclick / PTC with brake contact 400 V AC 2 DI AS-i + 2 DI / 1 DO on device Han Q4/2 - Han Q8/0 with manual on-site operation and keyswitch | 26600 | 1 | ZA | 1
3RK1315-6KS41-3AA5 |  | SIRIUS motor starter M200D AS-i communication: AS-Interface reversing starter basic mechanical switching AC-3, 0.75 kW/400 V 0.15 A...2.00 A electronic overload protection thermistor: thermoclick / PTC with brake contact 180 V DC 2 DI AS-i + 2 DI / 1 DO on device Han Q4/2 - Han Q8/0 with manual on-site operation and keyswitch | 28900 | 1 | ZA | 1
3RK1315-6KS71-0AA0 |  | SIRIUS motor starter M200D AS-i communication: AS-Interface direct-on-line starter basic electronic switching AC-3, 0.75 kW/400 V 0.15 A...2.00 A electronic overload protection thermistor: thermoclick / PTC without brake contact 2 DI AS-i + 2 DI / 1 DO on device Han Q4/2 - Han Q8/0 | 23000 | 1 | ZA | 1
3RK1315-6KS71-0AA3 |  | SIRIUS motor starter M200D AS-i communication: AS-Interface direct-on-line starter basic electronic switching AC-3, 0.75 kW/400 V 0.15 A...2.00 A electronic overload protection thermistor: thermoclick / PTC with brake contact 400 V AC 2 DI AS-i + 2 DI / 1 DO on device Han Q4/2 - Han Q8/0 | 25900 | 1 | ZA | 1
3RK1315-6KS71-0AA5 |  | SIRIUS motor starter M200D AS-i communication: AS-Interface direct-on-line starter basic electronic switching AC-3, 0.75 kW/400 V 0.15 A...2.00 A electronic overload protection thermistor: thermoclick / PTC with brake contact 180 V DC 2 DI AS-i + 2 DI / 1 DO on device Han Q4/2 - Han Q8/0 | 28200 | 1 | ZA | 1
3RK1315-6KS71-1AA0 |  | SIRIUS motor starter M200D AS-i communication: AS-Interface reversing starter basic electronic switching AC-3, 0.75 kW/400 V 0.15 A...2.00 A electronic overload protection thermistor: thermoclick / PTC without brake contact 2 DI AS-i + 2 DI / 1 DO on device Han Q4/2 - Han Q8/0 | 25600 | 1 | ZA | 1
3RK1315-6KS71-1AA3 |  | SIRIUS motor starter M200D AS-i communication: AS-Interface reversing starter basic electronic switching AC-3, 0.75 kW/400 V 0.15 A...2.00 A electronic overload protection thermistor: thermoclick / PTC with brake contact 400 V AC 2 DI AS-i + 2 DI / 1 DO on device Han Q4/2 - Han Q8/0 | 28500 | 1 | ZA | 1
3RK1315-6KS71-1AA5 |  | SIRIUS motor starter M200D AS-i communication: AS-Interface reversing starter basic electronic switching AC-3, 0.75 kW/400 V 0.15 A...2.00 A electronic overload protection thermistor: thermoclick / PTC with brake contact 180 V DC 2 DI AS-i + 2 DI / 1 DO on device Han Q4/2 - Han Q8/0 | 30800 | 1 | ZA | 1
3RK1315-6KS71-2AA0 |  | SIRIUS motor starter M200D AS-i communication: AS-Interface direct-on-line starter basic electronic switching AC-3, 0.75 kW/400 V 0.15 A...2.00 A electronic overload protection thermistor: thermoclick / PTC without brake contact 2 DI AS-i + 2 DI / 1 DO on device Han Q4/2 - Han Q8/0 with manual on-site operation and keyswitch | 24800 | 1 | ZA | 1
3RK1315-6KS71-2AA3 |  | SIRIUS motor starter M200D AS-i communication: AS-Interface direct-on-line starter basic electronic switching AC-3, 0.75 kW/400 V 0.15 A...2.00 A electronic overload protection thermistor: thermoclick / PTC with brake contact 400 V AC 2 DI AS-i + 2 DI / 1 DO on device Han Q4/2 - Han Q8/0 with manual on-site operation and keyswitch | 27800 | 1 | ZA | 1
3RK1315-6KS71-2AA5 |  | SIRIUS motor starter M200D AS-i communication: AS-Interface direct-on-line starter basic electronic switching AC-3, 0.75 kW/400 V 0.15 A...2.00 A electronic overload protection thermistor: thermoclick / PTC with brake contact 180 V DC 2 DI AS-i + 2 DI / 1 DO on device Han Q4/2 - Han Q8/0 with manual on-site operation and keyswitch | 30100 | 1 | ZA | 1
3RK1315-6KS71-3AA0 |  | SIRIUS motor starter M200D AS-i communication: AS-Interface reversing starter basic electronic switching AC-3, 0.75 kW/400 V 0.15 A...2.00 A electronic overload protection thermistor: thermoclick / PTC without brake contact 2 DI AS-i + 2 DI / 1 DO on device Han Q4/2 - Han Q8/0 with manual on-site operation and keyswitch | 27500 | 1 | ZA | 1
3RK1315-6KS71-3AA3 |  | SIRIUS motor starter M200D AS-i communication: AS-Interface reversing starter basic electronic switching AC-3, 0.75 kW/400 V 0.15 A...2.00 A electronic overload protection thermistor: thermoclick / PTC with brake contact 400 V AC 2 DI AS-i + 2 DI / 1 DO on device Han Q4/2 - Han Q8/0 with manual on-site operation and keyswitch | 30400 | 1 | ZA | 1
3RK1315-6KS71-3AA5 |  | SIRIUS motor starter M200D AS-i communication: AS-Interface reversing starter basic electronic switching AC-3, 0.75 kW/400 V 0.15 A...2.00 A electronic overload protection thermistor: thermoclick / PTC with brake contact 180 V DC 2 DI AS-i + 2 DI / 1 DO on device Han Q4/2 - Han Q8/0 with manual on-site operation and keyswitch | 32800 | 1 | ZA | 1
3RK1315-6LS41-0AA0 |  | SIRIUS motor starter M200D AS-i communication: AS-Interface direct-on-line starter basic mechanical switching AC-3, 0.75 kW/400 V 1.5 A...12.00 A electronic overload protection thermistor: thermoclick / PTC without brake contact 2 DI AS-i + 2 DI / 1 DO on device Han Q4/2 - Han Q8/0 | 20300 | 1 | ZA | 1
3RK1315-6LS41-0AA3 |  | SIRIUS motor starter M200D AS-i communication: AS-Interface direct-on-line starter basic mechanical switching AC-3, 0.75 kW/400 V 1.5 A...12.00 A electronic overload protection thermistor: thermoclick / PTC with brake contact 400 V AC 2 DI AS-i + 2 DI / 1 DO on device Han Q4/2 - Han Q8/0 | 23200 | 1 | ZA | 1
3RK1315-6LS41-0AA5 |  | SIRIUS motor starter M200D AS-i communication: AS-Interface direct-on-line starter basic mechanical switching AC-3, 0.75 kW/400 V 1.5 A...12.00 A electronic overload protection thermistor: thermoclick / PTC with brake contact 180 V DC 2 DI AS-i + 2 DI / 1 DO on device Han Q4/2 - Han Q8/0 | 25600 | 1 | ZA | 1
3RK1315-6LS41-1AA0 |  | SIRIUS motor starter M200D AS-i communication: AS-Interface reversing starter basic mechanical switching AC-3, 0.75 kW/400 V 1.5 A...12.00 A electronic overload protection thermistor: thermoclick / PTC without brake contact 2 DI AS-i + 2 DI / 1 DO on device Han Q4/2 - Han Q8/0 | 23000 | 1 | ZA | 1
3RK1315-6LS41-1AA3 |  | SIRIUS motor starter M200D AS-i communication: AS-Interface reversing starter basic mechanical switching 400 V 3 AC/5.5 kW 1.5...12.00 A electronic overload protection thermistor: thermoclick / PTC with brake contact 400 V AC 2 DI AS-i + 2 DI / 1 DO on device Han Q4/2 - Han Q8/0 | 25900 | 1 | ZA | 1
3RK1315-6LS41-1AA5 |  | SIRIUS motor starter M200D AS-i communication: AS-Interface reversing starter basic mechanical switching AC-3, 5.5 kW / 400 V 1.5 A...12.00 A electronic overload protection thermistor: thermoclick / PTC with brake contact 180 V DC 2 DI AS-i + 2 DI / 1 DO on device Han Q4/2 - Han Q8/0 | 28200 | 1 | ZA | 1
3RK1315-6LS41-2AA0 |  | SIRIUS motor starter M200D AS-i communication: AS-Interface direct-on-line starter basic mechanical switching AC-3, 5.5 kW / 400 V 1.5 A...12.00 A electronic overload protection thermistor: thermoclick / PTC without brake contact 2 DI AS-i + 2 DI / 1 DO on device Han Q4/2 - Han Q8/0 with manual on-site operation and keyswitch | 22200 | 1 | ZA | 1
3RK1315-6LS41-2AA3 |  | SIRIUS motor starter M200D AS-i communication: AS-Interface direct-on-line starter basic mechanical switching AC-3, 5.5 kW / 400 V 1.5 A...12.00 A electronic overload protection thermistor: thermoclick / PTC with brake contact 400 V AC 2 DI AS-i + 2 DI / 1 DO on device Han Q4/2 - Han Q8/0 with manual on-site operation and keyswitch | 25200 | 1 | ZA | 1
3RK1315-6LS41-2AA5 |  | SIRIUS motor starter M200D AS-i communication: AS-Interface direct-on-line starter basic mechanical switching AC-3, 5.5 kW / 400 V 1.5 A...12.00 A electronic overload protection thermistor: thermoclick / PTC with brake contact 180 V DC 2 DI AS-i + 2 DI / 1 DO on device Han Q4/2 - Han Q8/0 with manual on-site operation and keyswitch | 27500 | 1 | ZA | 1
3RK1315-6LS41-3AA0 |  | SIRIUS motor starter M200D AS-i communication: AS-Interface reversing starter basic mechanical switching AC-3, 5.5 kW / 400 V 1.5 A...12.00 A electronic overload protection thermistor: thermoclick / PTC without brake contact 2 DI AS-i + 2 DI / 1 DO on device Han Q4/2 - Han Q8/0 with manual on-site operation and keyswitch | 24800 | 1 | ZA | 1
3RK1315-6LS41-3AA3 |  | SIRIUS motor starter M200D AS-i communication: AS-Interface reversing starter basic mechanical switching AC-3, 5.5 kW / 400 V 1.5 A...12.00 A electronic overload protection thermistor: thermoclick / PTC with brake contact 400 V AC 2 DI AS-i + 2 DI / 1 DO on device Han Q4/2 - Han Q8/0 with manual on-site operation and keyswitch | 27800 | 1 | ZA | 1
3RK1315-6LS41-3AA5 |  | SIRIUS motor starter M200D AS-i communication: AS-Interface reversing starter basic mechanical switching AC-3, 5.5 kW / 400 V 1.5 A...12.00 A electronic overload protection thermistor: thermoclick / PTC with brake contact 180 V DC 2 DI AS-i + 2 DI / 1 DO on device Han Q4/2 - Han Q8/0 with manual on-site operation and keyswitch | 30100 | 1 | ZA | 1
3RK1315-6NS71-0AA0 |  | SIRIUS motor starter M200D AS-i communication: AS-Interface direct-on-line starter basic electronic switching AC-3, 4 kW / 400 V 1.5 A...9.00 A electronic overload protection thermistor: thermoclick / PTC without brake contact 2 DI AS-i + 2 DI / 1 DO on device Han Q4/2 - Han Q8/0 | 24100 | 1 | ZA | 1
3RK1315-6NS71-0AA3 |  | SIRIUS motor starter M200D AS-i communication: AS-Interface direct-on-line starter basic electronic switching AC-3, 4 kW / 400 V 1.5 A...9.00 A electronic overload protection thermistor: thermoclick / PTC with brake contact 230/400 V AC 2 DI AS-i + 2 DI / 1 DO on device Han Q4/2 - Han Q8/0 | 27000 | 1 | ZA | 1
3RK1315-6NS71-0AA5 |  | SIRIUS motor starter M200D AS-i communication: AS-Interface direct-on-line starter basic electronic switching AC-3, 4 kW / 400 V 1.5 A...9.00 A electronic overload protection thermistor: thermoclick / PTC with brake contact 180 V DC 2 DI AS-i + 2 DI / 1 DO on device Han Q4/2 - Han Q8/0 | 29300 | 1 | ZA | 1
3RK1315-6NS71-1AA0 |  | SIRIUS motor starter M200D AS-i communication: AS-Interface reversing starter basic electronic switching AC-3, 4 kW / 400 V 1.5 A...9.00 A electronic overload protection thermistor: thermoclick / PTC without brake contact 2 DI AS-i + 2 DI / 1 DO on device Han Q4/2 - Han Q8/0 | 26700 | 1 | ZA | 1
3RK1315-6NS71-1AA3 |  | SIRIUS motor starter M200D AS-i communication: AS-Interface reversing starter basic electronic switching AC-3, 4 kW / 400 V 1.5 A...9.00 A electronic overload protection thermistor: thermoclick / PTC with brake contact 230/400 V AC 2 DI AS-i + 2 DI / 1 DO on device Han Q4/2 - Han Q8/0 | 29700 | 1 | ZA | 1
3RK1315-6NS71-1AA5 |  | SIRIUS motor starter M200D AS-i communication: AS-Interface reversing starter basic electronic switching AC-3, 4 kW / 400 V 1.5 A...9.00 A electronic overload protection thermistor: thermoclick / PTC with brake contact 180 V DC 2 DI AS-i + 2 DI / 1 DO on device Han Q4/2 - Han Q8/0 | 31800 | 1 | ZA | 1
3RK1315-6NS71-2AA0 |  | SIRIUS motor starter M200D AS-i communication: AS-Interface direct-on-line starter basic electronic switching AC-3, 4 kW / 400 V 1.5 A...9.00 A electronic overload protection thermistor: thermoclick / PTC without brake contact 2 DI AS-i + 2 DI / 1 DO on device Han Q4/2 - Han Q8/0 with manual on-site operation and keyswitch | 25900 | 1 | ZA | 1
3RK1315-6NS71-2AA3 |  | SIRIUS motor starter M200D AS-i communication: AS-Interface direct-on-line starter basic electronic switching AC-3, 4 kW / 400 V 1.5 A...9.00 A electronic overload protection thermistor: thermoclick / PTC with brake contact 230/400 V AC 2 DI AS-i + 2 DI / 1 DO on device Han Q4/2 - Han Q8/0 with manual on-site operation and keyswitch | 28900 | 1 | ZA | 1
3RK1315-6NS71-2AA5 |  | SIRIUS motor starter M200D AS-i communication: AS-Interface direct-on-line starter basic electronic switching AC-3, 4 kW / 400 V 1.5 A...9.00 A electronic overload protection thermistor: thermoclick / PTC with brake contact 180 V DC 2 DI AS-i + 2 DI / 1 DO on device Han Q4/2 - Han Q8/0 with manual on-site operation and keyswitch | 31200 | 1 | ZA | 1
3RK1315-6NS71-3AA0 |  | SIRIUS motor starter M200D AS-i communication: AS-Interface reversing starter basic electronic switching AC-3, 4 kW / 400 V 1.5 A...9.00 A electronic overload protection thermistor: thermoclick / PTC without brake contact 2 DI AS-i + 2 DI / 1 DO on device Han Q4/2 - Han Q8/0 with manual on-site operation and keyswitch | 28600 | 1 | ZA | 1
3RK1315-6NS71-3AA3 |  | SIRIUS motor starter M200D AS-i communication: AS-Interface reversing starter basic electronic switching AC-3, 4 kW / 400 V 1.5 A...9.00 A electronic overload protection thermistor: thermoclick / PTC with brake contact 230/400 V AC 2 DI AS-i + 2 DI / 1 DO on device Han Q4/2 - Han Q8/0 with manual on-site operation and keyswitch | 31500 | 1 | ZA | 1
3RK1315-6NS71-3AA5 |  | SIRIUS motor starter M200D AS-i communication: AS-Interface reversing starter basic electronic switching AC-3, 4 kW / 400 V 1.5 A...9.00 A electronic overload protection thermistor: thermoclick / PTC with brake contact 180 V DC 2 DI AS-i + 2 DI / 1 DO on device Han Q4/2 - Han Q8/0 with manual on-site operation and keyswitch | 33700 | 1 | ZA | 1
3RK1325-6KS41-0AA0 |  | SIRIUS motor starter M200D AS-i communication: AS-Interface direct-on-line starter standard mechanical switching AC-3, 0.75 kW/400 V 0.15 A...2.00 A electronic overload protection electronic overload protection thermistor: thermoclick / PTC without brake contact 4 DI/1 DO AS-i Han Q4/2 - Han Q8/0 | 21800 | 1 | ZA | 1
3RK1325-6KS41-0AA3 |  | SIRIUS motor starter M200D AS-i communication: AS-Interface direct-on-line starter standard mechanical switching AC-3, 0.75 kW/400 V 0.15 A...2.00 A electronic overload protection thermistor: thermoclick / PTC with brake contact 400 V AC 4 DI / 1 DO AS-i Han Q4/2 - Han Q8/0 | 24700 | 1 | ZA | 1
3RK1325-6KS41-0AA5 |  | SIRIUS motor starter M200D AS-i communication: AS-Interface direct-on-line starter standard mechanical switching AC-3, 0.75 kW/400 V 0.15 A...2.00 A electronic overload protection thermistor: thermoclick / PTC with brake contact 180 V DC 4 DI / 1 DO AS-i Han Q4/2 - Han Q8/0 | 27000 | 1 | ZA | 1
3RK1325-6KS41-1AA0 |  | SIRIUS motor starter M200D AS-i communication: AS-Interface reversing starter standard mechanical switching AC-3, 0.75 kW/400 V 0.15 A...2.00 A electronic overload protection thermistor: thermoclick / PTC without brake contact 4 DI / 1 DO AS-i Han Q4/2 - Han Q8/0 | 24400 | 1 | ZA | 1
3RK1325-6KS41-1AA3 |  | SIRIUS motor starter M200D AS-i communication: AS-Interface reversing starter standard mechanical switching AC-3, 0.75 kW/400 V 0.15 A...2.00 A electronic overload protection thermistor: thermoclick / PTC with brake contact 400 V AC 4 DI / 1 DO AS-i Han Q4/2 - Han Q8/0 | 27300 | 1 | ZA | 1
3RK1325-6KS41-1AA5 |  | SIRIUS motor starter M200D AS-i communication: AS-Interface reversing starter standard mechanical switching AC-3, 0.75 kW/400 V 0.15 A...2.00 A electronic overload protection thermistor: thermoclick / PTC with brake contact 180 V DC 4 DI / 1 DO AS-i Han Q4/2 - Han Q8/0 | 29600 | 1 | ZA | 1
3RK1325-6KS41-2AA0 |  | SIRIUS motor starter M200D AS-i communication: AS-Interface direct-on-line starter standard mechanical switching AC-3, 0.75 kW/400 V 0.15 A...2.00 A electronic overload protection thermistor: thermoclick / PTC without brake contact 4 DI / 1 DO AS-i Han Q4/2 - Han Q8/0 with manual on-site operation and keyswitch | 23700 | 1 | ZA | 1
3RK1325-6KS41-2AA3 |  | SIRIUS motor starter M200D AS-i communication: AS-Interface direct-on-line starter standard mechanical switching AC-3, 0.75 kW/400 V 0.15 A...2.00 A electronic overload protection thermistor: thermoclick / PTC with brake contact 400 V AC 4 DI / 1 DO AS-i Han Q4/2 - Han Q8/0 with manual on-site operation and keyswitch | 26600 | 1 | ZA | 1
3RK1325-6KS41-2AA5 |  | SIRIUS motor starter M200D AS-i communication: AS-Interface direct-on-line starter standard mechanical switching AC-3, 0.75 kW/400 V 0.15 A...2.00 A electronic overload protection thermistor: thermoclick / PTC with brake contact 180 V DC 4 DI / 1 DO AS-i Han Q4/2 - Han Q8/0 with manual on-site operation and keyswitch | 28900 | 1 | ZA | 1
3RK1325-6KS41-3AA0 |  | SIRIUS motor starter M200D AS-i communication: AS-Interface reversing starter standard mechanical switching AC-3, 0.75 kW/400 V 0.15 A...2.00 A electronic overload protection thermistor: thermoclick / PTC without brake contact 4 DI / 1 DO AS-i Han Q4/2 - Han Q8/0 with manual on-site operation and keyswitch | 26300 | 1 | ZA | 1
3RK1325-6KS41-3AA3 |  | SIRIUS motor starter M200D AS-i communication: AS-Interface reversing starter standard mechanical switching AC-3, 0.75 kW/400 V 0.15 A...2.00 A electronic overload protection thermistor: thermoclick / PTC with brake contact 400 V AC 4 DI / 1 DO AS-i Han Q4/2 - Han Q8/0 with manual on-site operation and keyswitch | 29200 | 1 | ZA | 1
3RK1325-6KS41-3AA5 |  | SIRIUS motor starter M200D AS-i communication: AS-Interface reversing starter standard mechanical switching AC-3, 0.75 kW/400 V 0.15 A...2.00 A electronic overload protection thermistor: thermoclick / PTC with brake contact 180 V DC 4 DI / 1 DO AS-i Han Q4/2 - Han Q8/0 with manual on-site operation and keyswitch | 31500 | 1 | ZA | 1
3RK1325-6KS71-0AA0 |  | SIRIUS motor starter M200D AS-i communication: AS-Interface direct-on-line starter standard electronic switching AC-3, 0.75 kW/400 V 0.15 A...2.00 A electronic overload protection thermistor: thermoclick / PTC without brake contact 4 DI / 1 DO AS-i Han Q4/2 - Han Q8/0 | 25200 | 1 | ZA | 1
3RK1325-6KS71-0AA3 |  | SIRIUS motor starter M200D AS-i communication: AS-Interface direct-on-line starter standard electronic switching AC-3, 0.75 kW/400 V 0.15 A...2.00 A electronic overload protection thermistor: thermoclick / PTC with brake contact 400 V AC 4 DI / 1 DO AS-i Han Q4/2 - Han Q8/0 | 28200 | 1 | ZA | 1
3RK1325-6KS71-0AA5 |  | SIRIUS motor starter M200D AS-i communication: AS-Interface direct-on-line starter standard electronic switching AC-3, 0.75 kW/400 V 0.15 A...2.00 A electronic overload protection thermistor: thermoclick / PTC with brake contact 180 V DC 4 DI / 1 DO AS-i Han Q4/2 - Han Q8/0 | 30500 | 1 | ZA | 1
3RK1325-6KS71-1AA0 |  | SIRIUS motor starter M200D AS-i communication: AS-Interface reversing starter standard electronic switching AC-3, 0.75 kW/400 V 0.15 A...2.00 A electronic overload protection thermistor: thermoclick / PTC without brake contact 4 DI / 1 DO AS-i Han Q4/2 - Han Q8/0 | 27900 | 1 | ZA | 1
3RK1325-6KS71-1AA3 |  | SIRIUS motor starter M200D AS-i communication: AS-Interface reversing starter standard electronic switching AC-3, 0.75 kW/400 V 0.15 A...2.00 A electronic overload protection thermistor: thermoclick / PTC with brake contact 400 V AC 4 DI / 1 DO AS-i Han Q4/2 - Han Q8/0 | 30800 | 1 | ZA | 1
3RK1325-6KS71-1AA5 |  | SIRIUS motor starter M200D AS-i communication: AS-Interface reversing starter standard electronic switching AC-3, 0.75 kW/400 V 0.15 A...2.00 A electronic overload protection thermistor: thermoclick / PTC with brake contact 180 V DC 4 DI / 1 DO AS-i Han Q4/2 - Han Q8/0 | 33100 | 1 | ZA | 1
3RK1325-6KS71-2AA0 |  | SIRIUS motor starter M200D AS-i communication: AS-Interface direct-on-line starter standard electronic switching AC-3, 0.75 kW/400 V 0.15 A...2.00 A electronic overload protection thermistor: thermoclick / PTC without brake contact 4 DI / 1 DO AS-i Han Q4/2 - Han Q8/0 with manual on-site operation and keyswitch | 27200 | 1 | ZA | 1
3RK1325-6KS71-2AA3 |  | SIRIUS motor starter M200D AS-i communication: AS-Interface direct-on-line starter standard electronic switching AC-3, 0.75 kW/400 V 0.15 A...2.00 A electronic overload protection thermistor: thermoclick / PTC with brake contact 400 V AC 4 DI / 1 DO AS-i Han Q4/2 - Han Q8/0 with manual on-site operation and keyswitch | 30100 | 1 | ZA | 1
3RK1325-6KS71-2AA5 |  | SIRIUS motor starter M200D AS-i communication: AS-Interface direct-on-line starter standard electronic switching AC-3, 0.75 kW/400 V 0.15 A...2.00 A electronic overload protection thermistor: thermoclick / PTC with brake contact 180 V DC 4 DI / 1 DO AS-i Han Q4/2 - Han Q8/0 with manual on-site operation and keyswitch | 32400 | 1 | ZA | 1
3RK1325-6KS71-3AA0 |  | SIRIUS motor starter M200D AS-i communication: AS-Interface reversing starter standard electronic switching AC-3, 0.75 kW/400 V 0.15 A...2.00 A electronic overload protection thermistor: thermoclick / PTC without brake contact 4 DI / 1 DO AS-i Han Q4/2 - Han Q8/0 with manual on-site operation and keyswitch | 29800 | 1 | ZA | 1
3RK1325-6KS71-3AA3 |  | SIRIUS motor starter M200D AS-i communication: AS-Interface reversing starter standard electronic switching AC-3, 0.75 kW/400 V 0.15 A...2.00 A electronic overload protection thermistor: thermoclick / PTC with brake contact 400 V AC 4 DI / 1 DO AS-i Han Q4/2 - Han Q8/0 with manual on-site operation and keyswitch | 32800 | 1 | ZA | 1
3RK1325-6KS71-3AA5 |  | SIRIUS motor starter M200D AS-i communication: AS-Interface reversing starter standard electronic switching AC-3, 0.75 kW/400 V 0.15 A...2.00 A electronic overload protection thermistor: thermoclick / PTC with brake contact 180 V DC 4 DI / 1 DO AS-i Han Q4/2 - Han Q8/0 with manual on-site operation and keyswitch | 35000 | 1 | ZA | 1
3RK1325-6LS41-0AA0 |  | SIRIUS motor starter M200D AS-i communication: AS-Interface direct-on-line starter standard mechanical switching AC-3, 5.5 kW / 400 V 1.5 A...12.00 A electronic overload protection thermistor: thermoclick / PTC without brake contact 4 DI / 1 DO AS-i Han Q4/2 - Han Q8/0 | 22800 | 1 | ZA | 1
3RK1325-6LS41-0AA3 |  | SIRIUS motor starter M200D AS-i communication: AS-Interface direct-on-line starter standard mechanical switching AC-3, 5.5 kW / 400 V 1.5 A...12.00 A electronic overload protection thermistor: thermoclick / PTC with brake contact 400 V AC 4 DI / 1 DO AS-i Han Q4/2 - Han Q8/0 | 25800 | 1 | ZA | 1
3RK1325-6LS41-0AA5 |  | SIRIUS motor starter M200D AS-i communication: AS-Interface direct-on-line starter standard mechanical switching AC-3, 5.5 kW / 400 V 1.5 A...12.00 A electronic overload protection thermistor: thermoclick / PTC with brake contact 180 V DC 4 DI / 1 DO AS-i Han Q4/2 - Han Q8/0 | 28100 | 1 | ZA | 1
3RK1325-6LS41-1AA0 |  | SIRIUS motor starter M200D AS-i communication: AS-Interface reversing starter standard mechanical switching AC-3, 5.5 kW / 400 V 1.5 A...12.00 A electronic overload protection thermistor: thermoclick / PTC without brake contact 4 DI / 1 DO AS-i Han Q4/2 - Han Q8/0 | 25500 | 1 | ZA | 1
3RK1325-6LS41-1AA3 |  | SIRIUS motor starter M200D AS-i communication: AS-Interface reversing starter standard mechanical switching AC-3, 5.5 kW / 400 V 1.5 A...12.00 A electronic overload protection thermistor: thermoclick / PTC with brake contact 400 V AC 4 DI / 1 DO AS-i Han Q4/2 - Han Q8/0 | 28400 | 1 | ZA | 1
3RK1325-6LS41-1AA5 |  | SIRIUS motor starter M200D AS-i communication: AS-Interface reversing starter standard mechanical switching AC-3, 5.5 kW / 400 V 1.5 A...12.00 A electronic overload protection thermistor: thermoclick / PTC with brake contact 180 V DC 4 DI / 1 DO AS-i Han Q4/2 - Han Q8/0 | 30700 | 1 | ZA | 1
3RK1325-6LS41-2AA0 |  | SIRIUS motor starter M200D AS-i communication: AS-Interface direct-on-line starter standard mechanical switching AC-3, 5.5 kW / 400 V 1.5 A...12.00 A electronic overload protection thermistor: thermoclick / PTC without brake contact 4 DI / 1 DO AS-i Han Q4/2 - Han Q8/0 with manual on-site operation and keyswitch | 24700 | 1 | ZA | 1
3RK1325-6LS41-2AA3 |  | SIRIUS motor starter M200D AS-i communication: AS-Interface direct-on-line starter standard mechanical switching AC-3, 5.5 kW / 400 V 1.5 A...12.00 A electronic overload protection thermistor: thermoclick / PTC with brake contact 400 V AC 4 DI / 1 DO AS-i Han Q4/2 - Han Q8/0 with manual on-site operation and keyswitch | 27700 | 1 | ZA | 1
3RK1325-6LS41-2AA5 |  | SIRIUS motor starter M200D AS-i communication: AS-Interface direct-on-line starter standard mechanical switching AC-3, 5.5 kW / 400 V 1.5 A...12.00 A electronic overload protection thermistor: thermoclick / PTC with brake contact 180 V DC 4 DI / 1 DO AS-i Han Q4/2 - Han Q8/0 with manual on-site operation and keyswitch | 30000 | 1 | ZA | 1
3RK1325-6LS41-3AA0 |  | SIRIUS motor starter M200D AS-i communication: AS-Interface reversing starter standard mechanical switching AC-3, 5.5 kW / 400 V 1.5 A...12.00 A electronic overload protection thermistor: thermoclick / PTC without brake contact 4 DI / 1 DO AS-i Han Q4/2 - Han Q8/0 with manual on-site operation and keyswitch | 27400 | 1 | ZA | 1
3RK1325-6LS41-3AA3 |  | SIRIUS motor starter M200D AS-i communication: AS-Interface reversing starter standard mechanical switching AC-3, 5.5 kW / 400 V 1.5 A...12.00 A electronic overload protection thermistor: thermoclick / PTC with brake contact 400 V AC 4 DI / 1 DO AS-i Han Q4/2 - Han Q8/0 with manual on-site operation and keyswitch | 30300 | 1 | ZA | 1
3RK1325-6LS41-3AA5 |  | SIRIUS motor starter M200D AS-i communication: AS-Interface reversing starter standard mechanical switching AC-3, 5.5 kW / 400 V 1.5 A...12.00 A electronic overload protection thermistor: thermoclick / PTC with brake contact 180 V DC 4 DI / 1 DO AS-i Han Q4/2 - Han Q8/0 with manual on-site operation and keyswitch | 32800 | 1 | ZA | 1
3RK1325-6LS71-0AA0 |  | SIRIUS motor starter M200D AS-i communication: AS-Interface direct-on-line starter standard electronic switching AC-3, 5.5 kW / 400 V 1.5 A...12.00 A electronic overload protection thermistor: thermoclick / PTC without brake contact 4 DI / 1 DO AS-i Han Q4/2 - Han Q8/0 | 26400 | 1 | ZA | 1
3RK1325-6LS71-0AA3 |  | SIRIUS motor starter M200D AS-i communication: AS-Interface direct-on-line starter standard electronic switching AC-3, 5.5 kW / 400 V 1.5 A...12.00 A electronic overload protection thermistor: thermoclick / PTC with brake contact 400 V AC 4 DI / 1 DO AS-i Han Q4/2 - Han Q8/0 | 29300 | 1 | ZA | 1
3RK1325-6LS71-0AA5 |  | SIRIUS motor starter M200D AS-i communication: AS-Interface direct-on-line starter standard electronic switching AC-3, 5.5 kW / 400 V 1.5 A...12.00 A electronic overload protection thermistor: thermoclick / PTC with brake contact 180 V DC 4 DI / 1 DO AS-i Han Q4/2 - Han Q8/0 | 31600 | 1 | ZA | 1
3RK1325-6LS71-1AA0 |  | SIRIUS motor starter M200D AS-i communication: AS-Interface reversing starter standard electronic switching AC-3, 5.5 kW / 400 V 1.5 A...12.00 A electronic overload protection thermistor: thermoclick / PTC without brake contact 4 DI / 1 DO AS-i Han Q4/2 - Han Q8/0 | 29000 | 1 | ZA | 1
3RK1325-6LS71-1AA3 |  | SIRIUS motor starter M200D AS-i communication: AS-Interface reversing starter standard electronic switching AC-3, 5.5 kW / 400 V 1.5 A...12.00 A electronic overload protection thermistor: thermoclick / PTC with brake contact 400 V AC 4 DI / 1 DO AS-i Han Q4/2 - Han Q8/0 | 32100 | 1 | ZA | 1
3RK1325-6LS71-1AA5 |  | SIRIUS motor starter M200D AS-i communication: AS-Interface reversing starter standard electronic switching AC-3, 5.5 kW / 400 V 1.5 A...12.00 A electronic overload protection thermistor: thermoclick / PTC with brake contact 180 V DC 4 DI / 1 DO AS-i Han Q4/2 - Han Q8/0 | 34300 | 1 | ZA | 1
3RK1325-6LS71-2AA0 |  | SIRIUS motor starter M200D AS-i communication: AS-Interface direct-on-line starter standard electronic switching AC-3, 5.5 kW / 400 V 1.5 A...12.00 A electronic overload protection thermistor: thermoclick / PTC without brake contact 4 DI / 1 DO AS-i Han Q4/2 - Han Q8/0 with manual on-site operation and keyswitch | 28300 | 1 | ZA | 1
3RK1325-6LS71-2AA3 |  | SIRIUS motor starter M200D AS-i communication: AS-Interface direct-on-line starter standard electronic switching AC-3, 5.5 kW / 400 V 1.5 A...12.00 A electronic overload protection thermistor: thermoclick / PTC with brake contact 400 V AC 4 DI / 1 DO AS-i Han Q4/2 - Han Q8/0 with manual on-site operation and keyswitch | 31200 | 1 | ZA | 1
3RK1325-6LS71-2AA5 |  | SIRIUS motor starter M200D AS-i communication: AS-Interface direct-on-line starter standard electronic switching AC-3, 5.5 kW / 400 V 1.5 A...12.00 A electronic overload protection thermistor: thermoclick / PTC with brake contact 180 V DC 4 DI / 1 DO AS-i Han Q4/2 - Han Q8/0 with manual on-site operation and keyswitch | 33400 | 1 | ZA | 1
3RK1325-6LS71-3AA0 |  | SIRIUS motor starter M200D AS-i communication: AS-Interface reversing starter standard electronic switching AC-3, 5.5 kW / 400 V 1.5 A...12.00 A electronic overload protection thermistor: thermoclick / PTC without brake contact 4 DI / 1 DO AS-i Han Q4/2 - Han Q8/0 with manual on-site operation and keyswitch | 30900 | 1 | ZA | 1
3RK1325-6LS71-3AA3 |  | SIRIUS motor starter M200D AS-i communication: AS-Interface reversing starter standard electronic switching AC-3, 5.5 kW / 400 V 1.5 A...12.00 A electronic overload protection thermistor: thermoclick / PTC with brake contact 400 V AC 4 DI / 1 DO AS-i Han Q4/2 - Han Q8/0 with manual on-site operation and keyswitch | 34000 | 1 | ZA | 1
3RK1325-6LS71-3AA5 |  | SIRIUS motor starter M200D AS-i communication: AS-Interface reversing starter standard electronic switching AC-3, 5.5 kW / 400 V 1.5 A...12.00 A electronic overload protection thermistor: thermoclick / PTC with brake contact 180 V DC 4 DI / 1 DO AS-i Han Q4/2 - Han Q8/0 with manual on-site operation and keyswitch | 36300 | 1 | ZA | 1
3RK1335-0AS01-0AA0 |  | SIRIUS motor starter M200D communication module PROFINET I/O removable Bus connection 2 x M12 with loop-through Power connection 24 V 2 x 7/8" with loop-through via technology module 3RK1395* can be used as Motor starter M200D with communication | 10600 | 1 | ZA | 1
3RK1395-6KS41-0AD0 |  | SIRIUS motor starter M200D technology module direct-on-line starter mechanical switching AC-3, 0.75 kW/400 V 0.15 A...2.00 A electronic overload protection thermistor: thermoclick / PTC without brake contact 4 DI / 2 DO Han Q4/2 - Han Q8/0 via communications module 3RK1305* can be used on PROFIBUS or PROFINET | 20400 | 1 | ZA | 1
3RK1395-6KS41-0AD3 |  | SIRIUS motor starter M200D technology module direct-on-line starter mechanical switching AC-3, 0.75 kW/400 V 0.15 A...2.00 A electronic overload protection thermistor: thermoclick / PTC with brake contact 400 V AC 4 DI / 2 DO Han Q4/2 - Han Q8/0 via communications module 3RK1305* can be used on PROFIBUS or PROFINET | 23400 | 1 | ZA | 1
3RK1395-6KS41-0AD5 |  | SIRIUS motor starter M200D technology module direct-on-line starter mechanical switching AC-3, 0.75 kW/400 V 0.15 A...2.00 A electronic overload protection thermistor: thermoclick / PTC with brake contact 180 V DC 4 DI / 2 DO Han Q4/2 - Han Q8/0 via communications module 3RK1305* can be used on PROFIBUS or PROFINET | 25700 | 1 | ZA | 1
3RK1395-6KS41-1AD0 |  | SIRIUS motor starter M200D technology module reversing starter mechanical switching AC-3, 0.75 kW/400 V 0.15 A...2.00 A electronic overload protection thermistor: thermoclick / PTC without brake contact 4 DI / 2 DO Han Q4/2 - Han Q8/0 via communications module 3RK1305* can be used on PROFIBUS or PROFINET | 23100 | 1 | ZA | 1
3RK1395-6KS41-1AD3 |  | SIRIUS motor starter M200D technology module reversing starter mechanical switching AC-3, 0.75 kW/400 V 0.15 A...2.00 A electronic overload protection thermistor: thermoclick / PTC with brake contact 400 V AC 4 DI / 2 DO Han Q4/2 - Han Q8/0 via communications module 3RK1305* can be used on PROFIBUS or PROFINET | 26000 | 1 | ZA | 1
3RK1395-6KS41-1AD5 |  | SIRIUS motor starter M200D technology module reversing starter mechanical switching AC-3, 0.75 kW/400 V 0.15 A...2.00 A electronic overload protection thermistor: thermoclick / PTC with brake contact 180 V DC 4 DI / 2 DO Han Q4/2 - Han Q8/0 via communications module 3RK1305* can be used on PROFIBUS or PROFINET | 28300 | 1 | ZA | 1
3RK1395-6KS41-2AD0 |  | SIRIUS motor starter M200D technology module direct-on-line starter mechanical switching AC-3, 0.75 kW/400 V 0.15 A...2.00 A electronic overload protection thermistor: thermoclick / PTC without brake contact 4 DI / 2 DO Han Q4/2 - Han Q8/0 with manual on-site operation and keyswitch via communications module 3RK1305* can be used on PROFIBUS or PROFINET | 22400 | 1 | ZA | 1
3RK1395-6KS41-2AD3 |  | SIRIUS motor starter M200D technology module direct-on-line starter mechanical switching AC-3, 0.75 kW/400 V 0.15 A...2.00 A electronic overload protection thermistor: thermoclick / PTC with brake contact 400 V AC 4 DI / 2 DO Han Q4/2 - Han Q8/0 with manual on-site operation and keyswitch via communications module 3RK1305* can be used on PROFIBUS or PROFINET | 25200 | 1 | ZA | 1
3RK1395-6KS41-2AD5 |  | SIRIUS motor starter M200D technology module direct-on-line starter mechanical switching AC-3, 0.75 kW/400 V 0.15 A...2.00 A electronic overload protection thermistor: thermoclick / PTC with brake contact 180 V DC 4 DI / 2 DO Han Q4/2 - Han Q8/0 with manual on-site operation and keyswitch via communications module 3RK1305* can be used on PROFIBUS or PROFINET | 27600 | 1 | ZA | 1
3RK1395-6KS41-3AD0 |  | SIRIUS motor starter M200D technology module reversing starter mechanical switching AC-3, 0.75 kW/400 V 0.15 A...2.00 A electronic overload protection thermistor: thermoclick / PTC without brake contact 4 DI / 2 DO Han Q4/2 - Han Q8/0 with manual on-site operation and keyswitch via communications module 3RK1305* can be used on PROFIBUS or PROFINET | 24900 | 1 | ZA | 1
3RK1395-6KS41-3AD3 |  | SIRIUS motor starter M200D technology module reversing starter mechanical switching AC-3, 0.75 kW/400 V 0.15 A...2.00 A electronic overload protection thermistor: thermoclick / PTC with brake contact 400 V AC 4 DI / 2 DO Han Q4/2 - Han Q8/0 with manual on-site operation and keyswitch via communications module 3RK1305* can be used on PROFIBUS or PROFINET | 27900 | 1 | ZA | 1
3RK1395-6KS41-3AD5 |  | SIRIUS motor starter M200D technology module reversing starter mechanical switching AC-3, 0.75 kW/400 V 0.15 A...2.00 A electronic overload protection thermistor: thermoclick / PTC with brake contact 180 V DC 4 DI / 2 DO Han Q4/2 - Han Q8/0 with manual on-site operation and keyswitch via communications module 3RK1305* can be used on PROFIBUS or PROFINET | 30200 | 1 | ZA | 1
3RK1395-6KS71-0AD0 |  | SIRIUS motor starter M200D technology module direct-on-line starter electronic switching AC-3, 0.75 kW/400 V 0.15 A...2.00 A electronic overload protection thermistor: thermoclick / PTC without brake contact 4 DI / 2 DO Han Q4/2 - Han Q8/0 via communications module 3RK1305* can be used on PROFIBUS or PROFINET | 24000 | 1 | ZA | 1
3RK1395-6KS71-0AD3 |  | SIRIUS motor starter M200D technology module direct-on-line starter electronic switching AC-3, 0.75 kW/400 V 0.15 A...2.00 A electronic overload protection thermistor: thermoclick / PTC with brake contact 400 V AC 4 DI / 2 DO Han Q4/2 - Han Q8/0 via communications module 3RK1305* can be used on PROFIBUS or PROFINET | 27000 | 1 | ZA | 1
3RK1395-6KS71-0AD5 |  | SIRIUS motor starter M200D technology module direct-on-line starter electronic switching AC-3, 0.75 kW/400 V 0.15 A...2.00 A electronic overload protection thermistor: thermoclick / PTC with brake contact 180 V DC 4 DI / 2 DO Han Q4/2 - Han Q8/0 via communications module 3RK1305* can be used on PROFIBUS or PROFINET | 29200 | 1 | ZA | 1
3RK1395-6KS71-1AD0 |  | SIRIUS motor starter M200D technology module reversing starter electronic switching AC-3, 0.75 kW/400 V 0.15 A...2.00 A electronic overload protection thermistor: thermoclick / PTC without brake contact 4 DI / 2 DO Han Q4/2 - Han Q8/0 via communications module 3RK1305* can be used on PROFIBUS or PROFINET | 26600 | 1 | ZA | 1
3RK1395-6KS71-1AD3 |  | SIRIUS motor starter M200D technology module reversing starter electronic switching AC-3, 0.75 kW/400 V 0.15 A...2.00 A electronic overload protection thermistor: thermoclick / PTC with brake contact 400 V AC 4 DI / 2 DO Han Q4/2 - Han Q8/0 via communications module 3RK1305* can be used on PROFIBUS or PROFINET | 29600 | 1 | ZA | 1
3RK1395-6KS71-1AD5 |  | SIRIUS motor starter M200D technology module reversing starter electronic switching AC-3, 0.75 kW/400 V 0.15 A...2.00 A electronic overload protection thermistor: thermoclick / PTC with brake contact 180 V DC 4 DI / 2 DO Han Q4/2 - Han Q8/0 via communications module 3RK1305* can be used on PROFIBUS or PROFINET | 31800 | 1 | ZA | 1
3RK1395-6KS71-2AD0 |  | SIRIUS motor starter M200D technology module direct-on-line starter electronic switching AC-3, 0.75 kW/400 V 0.15 A...2.00 A electronic overload protection thermistor: thermoclick / PTC without brake contact 4 DI / 2 DO Han Q4/2 - Han Q8/0 with manual on-site operation and keyswitch via communications module 3RK1305* can be used on PROFIBUS or PROFINET | 25900 | 1 | ZA | 1
3RK1395-6KS71-2AD3 |  | SIRIUS motor starter M200D technology module direct-on-line starter electronic switching AC-3, 0.75 kW/400 V 0.15 A...2.00 A electronic overload protection thermistor: thermoclick / PTC with brake contact 400 V AC 4 DI / 2 DO Han Q4/2 - Han Q8/0 with manual on-site operation and keyswitch via communications module 3RK1305* can be used on PROFIBUS or PROFINET | 28900 | 1 | ZA | 1
3RK1395-6KS71-2AD5 |  | SIRIUS motor starter M200D technology module direct-on-line starter electronic switching AC-3, 0.75 kW/400 V 0.15 A...2.00 A electronic overload protection thermistor: thermoclick / PTC with brake contact 180 V DC 4 DI / 2 DO Han Q4/2 - Han Q8/0 with manual on-site operation and keyswitch via communications module 3RK1305* can be used on PROFIBUS or PROFINET | 31100 | 1 | ZA | 1
3RK1395-6KS71-3AD0 |  | SIRIUS motor starter M200D technology module reversing starter electronic switching AC-3, 0.75 kW/400 V 0.15 A...2.00 A electronic overload protection thermistor: thermoclick / PTC without brake contact 4 DI / 2 DO Han Q4/2 - Han Q8/0 with manual on-site operation and keyswitch via communications module 3RK1305* can be used on PROFIBUS or PROFINET | 28600 | 1 | ZA | 1
3RK1395-6KS71-3AD3 |  | SIRIUS motor starter M200D technology module reversing starter electronic switching AC-3, 0.75 kW/400 V 0.15 A...2.00 A electronic overload protection thermistor: thermoclick / PTC with brake contact 400 V AC 4 DI / 2 DO Han Q4/2 - Han Q8/0 with manual on-site operation and keyswitch via communications module 3RK1305* can be used on PROFIBUS or PROFINET | 31500 | 1 | ZA | 1
3RK1395-6KS71-3AD5 |  | SIRIUS motor starter M200D technology module reversing starter electronic switching AC-3, 0.75 kW/400 V 0.15 A...2.00 A electronic overload protection thermistor: thermoclick / PTC with brake contact 180 V DC 4 DI / 2 DO Han Q4/2 - Han Q8/0 with manual on-site operation and keyswitch via communications module 3RK1305* can be used on PROFIBUS or PROFINET | 33700 | 1 | ZA | 1
3RK1395-6LS41-0AD0 |  | SIRIUS motor starter M200D technology module direct-on-line starter mechanical switching AC-3, 5.5 kW / 400 V 1.5 A...12.00 A electronic overload protection thermistor: thermoclick / PTC without brake contact 4 DI / 2 DO Han Q4/2 - Han Q8/0 via communications module 3RK1305* can be used on PROFIBUS or PROFINET | 21600 | 1 | ZA | 1
3RK1395-6LS41-0AD3 |  | SIRIUS motor starter M200D technology module direct-on-line starter mechanical switching AC-3, 5.5 kW / 400 V 1.5 A...12.00 A electronic overload protection thermistor: thermoclick / PTC with brake contact 400 V AC 4 DI / 2 DO Han Q4/2 - Han Q8/0 via communications module 3RK1305* can be used on PROFIBUS or PROFINET | 24500 | 1 | ZA | 1
3RK1395-6LS41-0AD5 |  | SIRIUS motor starter M200D technology module direct-on-line starter mechanical switching AC-3, 5.5 kW / 400 V 1.5 A...12.00 A electronic overload protection thermistor: thermoclick / PTC with brake contact 180 V DC 4 DI / 2 DO Han Q4/2 - Han Q8/0 via communications module 3RK1305* can be used on PROFIBUS or PROFINET | 26800 | 1 | ZA | 1
3RK1395-6LS41-1AD0 |  | SIRIUS motor starter M200D technology module reversing starter mechanical switching AC-3, 5.5 kW / 400 V 1.5 A...12.00 A electronic overload protection thermistor: thermoclick / PTC without brake contact 4 DI / 2 DO Han Q4/2 - Han Q8/0 via communications module 3RK1305* can be used on PROFIBUS or PROFINET | 24200 | 1 | ZA | 1
3RK1395-6LS41-1AD3 |  | SIRIUS motor starter M200D technology module reversing starter mechanical switching AC-3, 5.5 kW / 400 V 1.5 A...12.00 A electronic overload protection thermistor: thermoclick / PTC with brake contact 400 V AC 4 DI / 2 DO Han Q4/2 - Han Q8/0 via communications module 3RK1305* can be used on PROFIBUS or PROFINET | 27100 | 1 | ZA | 1
3RK1395-6LS41-1AD5 |  | SIRIUS motor starter M200D technology module reversing starter mechanical switching AC-3, 5.5 kW / 400 V 1.5 A...12.00 A electronic overload protection thermistor: thermoclick / PTC with brake contact 180 V DC 4 DI / 2 DO Han Q4/2 - Han Q8/0 via communications module 3RK1305* can be used on PROFIBUS or PROFINET | 29400 | 1 | ZA | 1
3RK1395-6LS41-2AD0 |  | SIRIUS motor starter M200D technology module direct-on-line starter mechanical switching AC-3, 5.5 kW / 400 V 1.5 A...12.00 A electronic overload protection thermistor: thermoclick / PTC without brake contact 4 DI / 2 DO Han Q4/2 - Han Q8/0 with manual on-site operation and keyswitch via communications module 3RK1305* can be used on PROFIBUS or PROFINET | 23400 | 1 | ZA | 1
3RK1395-6LS41-2AD3 |  | SIRIUS motor starter M200D technology module direct-on-line starter mechanical switching AC-3, 5.5 kW / 400 V 1.5 A...12.00 A electronic overload protection thermistor: thermoclick / PTC with brake contact 400 V AC 4 DI / 2 DO Han Q4/2 - Han Q8/0 with manual on-site operation and keyswitch via communications module 3RK1305* can be used on PROFIBUS or PROFINET | 26400 | 1 | ZA | 1
3RK1395-6LS41-2AD5 |  | SIRIUS motor starter M200D technology module direct-on-line starter mechanical switching AC-3, 5.5 kW / 400 V 1.5 A...12.00 A electronic overload protection thermistor: thermoclick / PTC with brake contact 180 V DC 4 DI / 2 DO Han Q4/2 - Han Q8/0 with manual on-site operation and keyswitch via communications module 3RK1305* can be used on PROFIBUS or PROFINET | 28700 | 1 | ZA | 1
3RK1395-6LS41-3AD0 |  | SIRIUS motor starter M200D technology module reversing starter mechanical switching AC-3, 5.5 kW / 400 V 1.5 A...12.00 A electronic overload protection thermistor: thermoclick / PTC without brake contact 4 DI / 2 DO Han Q4/2 - Han Q8/0 with manual on-site operation and keyswitch via communications module 3RK1305* can be used on PROFIBUS or PROFINET | 26100 | 1 | ZA | 1
3RK1395-6LS41-3AD3 |  | SIRIUS motor starter M200D technology module reversing starter mechanical switching AC-3, 5.5 kW / 400 V 1.5 A...12.00 A electronic overload protection thermistor: thermoclick / PTC with brake contact 400 V AC 4 DI / 2 DO Han Q4/2 - Han Q8/0 with manual on-site operation and keyswitch via communications module 3RK1305* can be used on PROFIBUS or PROFINET | 29000 | 1 | ZA | 1
3RK1395-6LS41-3AD5 |  | SIRIUS motor starter M200D technology module reversing starter mechanical switching AC-3, 5.5 kW / 400 V 1.5 A...12.00 A electronic overload protection thermistor: thermoclick / PTC with brake contact 180 V DC 4 DI / 2 DO Han Q4/2 - Han Q8/0 with manual on-site operation and keyswitch via communications module 3RK1305* can be used on PROFIBUS or PROFINET | 31300 | 1 | ZA | 1
3RK1395-6LS71-0AD0 |  | SIRIUS motor starter M200D technology module direct-on-line starter electronic switching AC-3, 5.5 kW / 400 V 1.5 A...12.00 A electronic overload protection thermistor: thermoclick / PTC without brake contact 4 DI / 2 DO Han Q4/2 - Han Q8/0 via communications module 3RK1305* can be used on PROFIBUS or PROFINET | 25200 | 1 | ZA | 1
3RK1395-6LS71-0AD3 |  | SIRIUS motor starter M200D technology module direct-on-line starter electronic switching AC-3, 5.5 kW / 400 V 1.5 A...12.00 A electronic overload protection thermistor: thermoclick / PTC with brake contact 400 V AC 4 DI / 2 DO Han Q4/2 - Han Q8/0 via communications module 3RK1305* can be used on PROFIBUS or PROFINET | 28100 | 1 | ZA | 1
3RK1395-6LS71-0AD5 |  | SIRIUS motor starter M200D technology module direct-on-line starter electronic switching AC-3, 5.5 kW / 400 V 1.5 A...12.00 A electronic overload protection thermistor: thermoclick / PTC with brake contact 180 V DC 4 DI / 2 DO Han Q4/2 - Han Q8/0 via communications module 3RK1305* can be used on PROFIBUS or PROFINET | 30400 | 1 | ZA | 1
3RK1395-6LS71-1AD0 |  | SIRIUS motor starter M200D technology module reversing starter electronic switching AC-3, 5.5 kW / 400 V 1.5 A...12.00 A electronic overload protection thermistor: thermoclick / PTC without brake contact 4 DI / 2 DO Han Q4/2 - Han Q8/0 via communications module 3RK1305* can be used on PROFIBUS or PROFINET | 27800 | 1 | ZA | 1
3RK1395-6LS71-1AD3 |  | SIRIUS motor starter M200D technology module reversing starter electronic switching AC-3, 5.5 kW / 400 V 1.5 A...12.00 A electronic overload protection thermistor: thermoclick / PTC with brake contact 400 V AC 4 DI / 2 DO Han Q4/2 - Han Q8/0 via communications module 3RK1305* can be used on PROFIBUS or PROFINET | 30700 | 1 | ZA | 1
3RK1395-6LS71-1AD5 |  | SIRIUS motor starter M200D technology module reversing starter electronic switching AC-3, 5.5 kW / 400 V 1.5 A...12.00 A electronic overload protection thermistor: thermoclick / PTC with brake contact 180 V DC 4 DI / 2 DO Han Q4/2 - Han Q8/0 via communications module 3RK1305* can be used on PROFIBUS or PROFINET | 33100 | 1 | ZA | 1
3RK1395-6LS71-2AD0 |  | SIRIUS motor starter M200D technology module direct-on-line starter electronic switching AC-3, 5.5 kW / 400 V 1.5 A...12.00 A electronic overload protection thermistor: thermoclick / PTC without brake contact 4 DI / 2 DO Han Q4/2 - Han Q8/0 with manual on-site operation and keyswitch via communications module 3RK1305* can be used on PROFIBUS or PROFINET | 27000 | 1 | ZA | 1
3RK1395-6LS71-2AD3 |  | SIRIUS motor starter M200D technology module direct-on-line starter electronic switching AC-3, 5.5 kW / 400 V 1.5 A...12.00 A electronic overload protection thermistor: thermoclick / PTC with brake contact 400 V AC 4 DI / 2 DO Han Q4/2 - Han Q8/0 with manual on-site operation and keyswitch via communications module 3RK1305* can be used on PROFIBUS or PROFINET | 30000 | 1 | ZA | 1
3RK1395-6LS71-2AD5 |  | SIRIUS motor starter M200D technology module direct-on-line starter electronic switching AC-3, 5.5 kW / 400 V 1.5 A...12.00 A electronic overload protection thermistor: thermoclick / PTC with brake contact 180 V DC 4 DI / 2 DO Han Q4/2 - Han Q8/0 with manual on-site operation and keyswitch via communications module 3RK1305* can be used on PROFIBUS or PROFINET | 32400 | 1 | ZA | 1
3RK1395-6LS71-3AD0 |  | SIRIUS motor starter M200D technology module reversing starter electronic switching AC-3, 5.5 kW / 400 V 1.5 A...12.00 A electronic overload protection thermistor: thermoclick / PTC without brake contact 4 DI / 2 DO Han Q4/2 - Han Q8/0 with manual on-site operation and keyswitch via communications module 3RK1305* can be used on PROFIBUS or PROFINET | 29700 | 1 | ZA | 1
3RK1395-6LS71-3AD3 |  | SIRIUS motor starter M200D technology module reversing starter electronic switching AC-3, 5.5 kW / 400 V 1.5 A...12.00 A electronic overload protection thermistor: thermoclick / PTC with brake contact 400 V AC 4 DI / 2 DO Han Q4/2 - Han Q8/0 with manual on-site operation and keyswitch via communications module 3RK1305* can be used on PROFIBUS or PROFINET | 32800 | 1 | ZA | 1
3RK1395-6LS71-3AD5 |  | SIRIUS motor starter M200D technology module reversing starter electronic switching AC-3, 5.5 kW / 400 V 1.5 A...12.00 A electronic overload protection thermistor: thermoclick / PTC with brake contact 180 V DC 4 DI / 2 DO Han Q4/2 - Han Q8/0 with manual on-site operation and keyswitch via communications module 3RK1305* can be used on PROFIBUS or PROFINET | 35000 | 1 | ZA | 1
3RK1400-0CE00-0AA3 |  | AS-i flat module, digital 4 DI/4 DQ, IP20 4 x inputs for 3-wire sensor 4 x output, 24 V DC Output supply via U_ASI Screw terminals | 3610 | 1 | ZA | 1
3RK1400-0CE00-0TB3 |  | AS-Interface module, 4 I/4 O with screw terminal 4 x 1 input, PNP 4 x outputs 45 mA, 24 V DC Supply of the outputs via AS-i cable for TUCHENHAGEN | 3840 | 1 | ZA | 1
3RK1400-0CE00-1TB3 |  | AS-Interface module, 4 I/4 O with screw terminal 4 x 1 input, Namur 4 x outputs 45 mA, 24 V DC Supply of the outputs via AS-i cable for TUCHENHAGEN | 2400 | 1 | ZA | 1
3RK1400-0GQ20-0AA3 |  | AS-i compact module K45 digital 2 x (1 DI/1 DQ), IP67 2 x 1 input/1 output 2 x M12 socket Total current for all inputs and outputs max. 200 mA Supply I/O via U_ASI Mounting plate 3RK1901-2EA00 or 3RK1901-2DA00 is to be ordered separately | 3660 | 1 | ZA | 1
3RK1400-1BQ00-0AA3 |  | AS-i compact module K60 digital 2 DI/2 DQ, IP67 2 x 1 input, max. 200 mA 2 x 1 output, 2 A, 24 V DC 2 x M12 standard socket Y assignment Mounting plate 3RK1901-0CA00 must be ordered separately | 4760 | 1 | ZA | 1
3RK1400-1BQ20-0AA3 |  | AS-i compact module K45 digital 2 DI/2 DQ, IP67 2 x input, maximum 200 mA 2 x output, 2 A 24 V DC maximal 3 A for all outputs 4 x M12 socket Mounting plate 3RK1901-2EA00 or 3RK1901-2DA00 is to be ordered separately | 4270 | 1 | ZA | 1
3RK1400-1CQ00-0AA3 |  | AS-i compact module K60 digital 4 DI/4 DQ, IP67 4 x input, maximum 200 mA 4 x output, 2 A, 24 V DC maximal 4 A for all outputs 8 x M12 sockets Mounting plate 3RK1901-0CA00 must be ordered separately | 5930 | 1 | ZA | 1
3RK1400-1CR00-0AA3 |  | AS-i compact module K60 digital 4 DI/4 DQ, IP68 4 x input, maximum 200 mA 4 x output, 2 A, 24 V DC maximal 4 A for all outputs 8 x M12 sockets Mounting plate 3RK1901-0CA00 must be ordered separately | 6460 | 1 | ZA | 1
3RK1400-1CT30-0AA3 |  | AS-i compact module K20 digital 4 DI/4 DQ, IP67 4 x input, maximum 200 mA 4 x output, 1 A, 24 V DC maximal 2 A for all outputs 8 x M8 sockets | 5750 | 1 | ZA | 1
3RK1400-1DQ00-0AA3 |  | AS-i compact module K60 digital 4 DI/4 DQ, IP67 4 x input, maximum 200 mA 4 x output, 2 A, 24 V DC maximal 4 A for all outputs 8 x M12 socket Y-II assignment Mounting plate 3RK1901-0CA00 must be ordered separately | 5930 | 1 | ZA | 1
3RK1400-1DQ01-0AA3 |  | AS-i compact module K60 digital 4 DI/4 DQ, IP67 4 x input, maximum 200 mA 4 x output, 1 A, 24 V DC 8 x M12 socket Y-II assignment Mounting plate 3RK1901-0CA00 must be ordered separately | 5600 | 1 | ZA | 1
3RK1400-1DQ02-0AA3 |  | AS-i compact module K60 digital 2 x (2 DI/2 DQ), IP67 2 x 2 inputs, maximum 200 mA 2 x 2 outputs, 1 A, 24 V DC 4 x M12 standard socket Y assignment Mounting plate 3RK1901-0CA00 must be ordered separately | 5600 | 1 | ZA | 1
3RK1400-1DQ03-0AA3 |  | AS-i compact module K60 digital 4 DI/4 DQ, IP67 4 x input, maximum 200 mA 4 x output, 1 A, 24 V DC 8 x M12 standard sockets Mounting plate 3RK1901-0CA00 must be ordered separately | 5600 | 1 | ZA | 1
3RK1400-1DQ04-0AA3 |  | AS-i compact module K60 digital 4 DI/4 DQ, IP67 4 x input, max. 200 mA 4 x output, 1 A, 24 V DC 8 x M12 standard sockets Special assignment Studer Mounting plate 3RK1901-0CA00 must be ordered separately | 5600 | 1 | ZA | 1
3RK1400-1MQ00-0AA3 |  | AS-i compact module K60 digital 4 DI/2 DQ, IP67 4 x input, maximum 200 mA 2 x output, 2 A, 24 V DC 6 x M12 socket Y-II assignment Mounting plate 3RK1901-0CA00 must be ordered separately | 5010 | 1 | ZA | 1
3RK1400-2CE00-2AA2 |  | AS-i SlimLine Compact module SC22.5 digital 4 DI/4 DQ, IP20 4 x inputs for 3-wire sensor Sensor supply can be switched over 4 x output, 2 A, 24 V DC maximal 4 A for all outputs Screw terminals Width 22.5 mm | 4400 | 1 | ZA | 1
3RK1400-2CG00-2AA2 |  | AS-i SlimLine Compact module SC22.5 digital 4 DI/4 DQ, IP20 4 x inputs for 3-wire sensor Sensor supply can be switched over 4 x output, 2 A, 24 V DC maximal 4 A for all outputs spring-type terminals Overall width 22.5 mm | 4400 | 1 | ZA | 1
3RK1405-0BQ20-0AA3 |  | ASIsafe compact module K45F digital safety, 2 F-DI/2 DQ, IP67 2 x input for mechanical sensors 2 x standard output 24 V DC Output supply from U_ASI 4 x M12 socket Mounting plate 3RK1901-2EA00 or 3RK1901-2DA00 must be ordered separately | 4990 | 1 | ZA | 1
3RK1405-0SD00-0BA0 |  | ASI-safe module, IP00, digital 2 F-DI + 4 DI/4 DO Dual slave for FORTRESS 2 x safe input, Cat. 1/2 or 1 x safe input Cat. 3/4 (Cat.: safety category according to EN 954-1) and 4 x standard input for IN-DATA from internal, serial bus, 4 x standard output for OUT-DATA to internal, serial bus, U_asi max. 270 mA in total via connector X320/5 V/max.250 mA to internal, serial bus Module occupies 2 AS-i addresses consisting of 3 PCBs without enclosure Connection AS-i via eyelets Connection internal, serial bus via connector X320/8-pole | 3460 | 1 | ZA | 1
3RK1405-1BQ00-0AA3 |  | ASIsafe compact module K60F digital safety, 2 F-DI/2 DQ, IP67 2 x input for mechanical sensors 2 x standard output 24 V DC Output supply from 24 V DC 4 x M12 socket Mounting plate 3RK1901-0CA00 must be ordered separately | 5420 | 1 | ZA | 1
3RK1405-1BQ20-0AA3 |  | ASIsafe compact module K45F digital safety, 2 F-DI/2 DQ, IP67 2 x input for mechanical sensors 2 x standard output 24 V DC Output supply from 24 V DC 4 x M12 socket Mounting plate 3RK1901-2EA00 or 3RK1901-2DA00 must be ordered separately | 4990 | 1 | ZA | 1
3RK1405-1KC01-0BA2 |  | AS-Interface Safety at work PCB module Standard IP00 F-2DI/1DO LOCK | 3920 | 1 | ZA | 1
3RK1405-1KC02-0BA2 |  | AS-Interface Safety at work PCB module Standard IP00 F-2DI STOP | 3920 | 1 | ZA | 1
3RK1405-2BE00-2AA2 |  | ASIsafe SlimLine Compact module SC17.5F digital safety 2 F-DI/2 DQ, IP20 2 x input for mechanical sensors 2 x standard output 24 V DC Output supply can be switched Screw terminals Overall width 17.5 mm | 4990 | 1 | ZA | 1
3RK1405-2BG00-2AA2 |  | ASIsafe SlimLine Compact module SC17.5F digital safety 2 F-DI/2 DQ, IP20 2 x input for mechanical sensors 2 x standard output 24 V DC Output supply can be switched spring-type terminals Width 17.5 mm | 4990 | 1 | ZA | 1
3RK1408-8KE00-0AA2 |  | AS-i ground fault module IP20 S22.5, ground fault monitoring 1 input, remote reset 2 x signaling output, Relay DC-12 1 A / DC-13 500 mA (24 V) Screw terminal connection Overall width 22.5 mm No AS-i address required Only AS-Interface monitoring | 3920 | 1 | ZA | 1
3RK1408-8KG00-0AA2 |  | AS-i ground fault module IP20 S22.5, ground fault monitoring 1 input, remote reset 2 x signaling output, Relay DC-12 1 A / DC-13 500 mA (24 V) Spring-type terminal Overall width 22.5 mm No AS-i address required Only AS-Interface monitoring | 3920 | 1 | ZA | 1
3RK1408-8SQ00-0AA3 |  | AS-i data coupler K60 digital 4 DI/4 DQ, virtual, IP67 module occupies 2 addresses Mounting plate 3RK1901-0CA00 must be ordered separately | 7860 | 1 | ZA | 1
3RK1802-2FB06-0GA1 |  | ASIsafe CD (V3) for AS-i Safety monitor contains configuration software ASIMON V3.05 Suitable for Windows XP, Vista, 7, 8, 8.1 (32/64 bit); 10 Pro, 10 Enterpr. (64 bit); Win Server 2012, 2016 (64 bit). | 6510 | 1 | ZA | 1
3RK1901-0CA00 |  | AS-Interface mounting plate K60 for compact modules K60 for wall mounting for 2 flat cables AS-i cable (yellow) and AS-i cable 24 V (black) | 448 | 1 | ZA | 1
3RK1901-0CB01 |  | AS-Interface mounting plate K60 for compact modules K60 for installation on standard mounting rail for 2 flat cables AS-i cable (yellow) and AS-i cable 24 V (black) | 537 | 1 | ZA | 1
3RK1901-0NA00 |  | AS-Interface accessory Connection plug for data and auxiliary power line with 2 insulation displacement terminations for standard stranded wires 2 x 0.5...0.75 mm2 flat, yellow, extender | 103 | 1 | ZA | 5
3RK1901-1AA00 |  | AS-Interface accessory Input jumper M12 for safe modules Design color black | 333 | 1 | ZA | 1
3RK1901-1AA01 |  | AS-Interface accessory Input jumper M12 for safe modules Special version color red | 555 | 1 | ZA | 1
3RK1901-1DE12-1AA0 |  | AS-i data decoupler 1 x 4 A Screw terminals, AS-i single Data decoupling module IP20, SlimLine S22.5 Screw terminals Overall width module 22.5 mm IN: 24 V / 30 V DC OUT: 1 x AS-i, 4 A Integrated overload protection Integrated ground fault detection Signaling contact Remote reset | 3410 | 1 | ZA | 1
3RK1901-1DE22-1AA0 |  | AS-i data decoupler 2 x 4 A Screw terminals, AS-i dual Data decoupling module IP20, SlimLine S22.5 Screw terminals Overall width module 22.5 mm IN: 24 V / 30 V DC OUT: 2 x AS-i, 4 A Integrated overload protection Integrated ground fault detection Signaling contact Remote reset | 4450 | 1 | ZA | 1
3RK1901-1DG12-1AA0 |  | AS-i data decoupler 1 x 4 A Spring-type terminals, AS-i single Data decoupling module IP20, SlimLine S22.5 spring-type terminals Overall width module 22.5 mm IN: 24 V / 30 V DC OUT: 1 x AS-i, 4 A Integrated overload protection Integrated ground fault detection Signaling contact Remote reset | 3490 | 1 | ZA | 1
3RK1901-1DG22-1AA0 |  | AS-i data decoupler 2 x 4 A Spring-type terminals, AS-i dual Data decoupling module IP20, SlimLine S22.5 spring-type terminals Overall width module 22.5 mm IN: 24 V / 30 V DC OUT: 2 x AS-i, 4 A Integrated overload protection Integrated ground fault detection Signaling contact Remote reset | 4500 | 1 | ZA | 1
3RK1901-1GA01 |  | AS-i overvoltage protection module IP67, for lightning protection zone 2 | 5160 | 1 | ZA | 1
3RK1901-1KA00 |  | AS-Interface accessory Cover M12 for module IP67 outer diameter 15 mm, with O-ring | 3330 | 100 | ZA | 10
3RK1901-1KA01 |  | AS-Interface accessory Cover M12 for module IP67 tamper-proof design outer diameter 15 mm, with O-ring | 3330 | 100 | ZA | 10
3RK1901-1MD00 |  | AS-Interface accessory Profile seal for cable gland M20 x 1.5 for AS-i cable, shaped | 4480 | 100 | ZA | 10
3RK1901-1MN00 |  | AS-Interface accessory Cable termination piece Sealing of open cable ends for shaped AS-i cable Degree of protection IP67 | 116 | 1 | ZA | 10
3RK1901-1MX02 |  | AS-i Extension Plug Compact Doubling of the cable length to 200 m per AS-Interface segment Degree of protection IP67 Connection directly to AS-i Flat ribbon cable | 3050 | 1 | ZA | 1
3RK1901-1NP00 |  | Accessory ASIsafe (optional) 24 V DC supply module for K45F circuit breaker Supply sender light curtain Maximum current carrying capacity 200 mA | 3030 | 1 | ZA | 1
3RK1901-1NR04 |  | AS-Interface 4-fold M12 feeder U_ASI and Uaux, 4 x M12 socket IP67 Delivery incl. mounting plate | 2050 | 1 | ZA | 1
3RK1901-1PN00 |  | AS-Interface accessory Cover M8 for module IP67 | 3100 | 100 | ZA | 10
3RK1901-1TR00 |  | AS-Interface accessory IP68 T-distributor U_ASi and Uaux for round cable 1 x M12 connector, 2 x M12 socket | 1500 | 1 | ZA | 1
3RK1901-1YA00 |  | Device connector for AS-i SlimLine Compact 17.5 for electrical connection of U_ASI and Uaux | 453 | 1 | ZA | 1
3RK1901-1YA01 |  | Device termination connector for AS-i SlimLine Compact 17.5 for electrical connection of U_ASI and Uaux | 496 | 1 | ZA | 1
3RK1901-1YA10 |  | Device connector for AS-i SlimLine Compact 22.5 for electrical connection of U_ASI and Uaux | 453 | 1 | ZA | 1
3RK1901-1YA11 |  | Device termination connector for AS-i SlimLine Compact 22.5 for electrical connection of U_ASI and Uaux | 496 | 1 | ZA | 1
3RK1901-2DA00 |  | AS-Interface mounting plate K45 for compact modules K45 for installation on standard mounting rail for 2 flat cables AS-i cable (yellow) and AS-i cable 24 V (black) | 290 | 1 | ZA | 1
3RK1901-2EA00 |  | AS-Interface mounting plate K45 for compact modules K45 for wall mounting for 2 flat cables AS-i cable (yellow) and AS-i cable 24 V (black) | 282 | 1 | ZA | 1
3RK1901-2NN10 |  | AS-Interface distributor compact for AS-i shaped cable IP67/IP68/IP69K, max. 8 A | 664 | 1 | ZA | 1
3RK1901-2NR10 |  | AS-Interface M12 branch U_ASI without Uaux, with M12 socket IP67/68/69K, max. 4 A | 664 | 1 | ZA | 1
3RK1901-2NR11 |  | AS-Interface M12 branch U_ASI without Uaux, 1 m cable with M12 cable socket angled IP67/68/69K, max. 4 A | 722 | 1 | ZA | 1
3RK1901-2NR12 |  | AS-Interface M12 branch U_ASI without Uaux, 2 m cable with M12 cable socket angled IP67/68/69K, max. 4 A | 761 | 1 | ZA | 1
3RK1901-2NR20 |  | AS-Interface M12 branch U_ASI and Uaux, with M12 socket IP67/68/69K, max. 4 A | 1280 | 1 | ZA | 1
3RK1901-2NR21 |  | AS-Interface M12 branch U_ASI and Uaux, 1 m cable with M12 cable socket angled IP67/68/69K, max. 4 A | 1310 | 1 | ZA | 1
3RK1901-2NR22 |  | AS-Interface M12 branch U_ASI and Uaux, 2 m cable with M12 cable socket angled IP67/68/69K, max. 4 A | 1360 | 1 | ZA | 1
3RK1901-3MA00 |  | 5-pole screw terminal for AS-i master CM 1243-2 and AS-i data decoupling DCM 1271 | 298 | 1 | ZA | 1
3RK1901-3MB00 |  | 3-pole screw terminal for AS-i data decoupling DCM 1271 for connection of the power supply unit | 169 | 1 | ZA | 1
3RK1901-3QA00 |  | AS-Interface accessory Cable clip for cable adapter EC | 3820 | 100 | ZA | 10
3RK1901-3QM00 |  | AS-Interface accessory Cable adapter from AS-i flat cable to metric screw connection M16 Continuation via standard cable | 443 | 1 | ZA | 1
3RK1901-3QM01 |  | AS-Interface accessory Cable adapter from AS-i flat cable to metric screw connection M16 Continuation via via pins | 443 | 1 | ZA | 1
3RK1901-3QM10 |  | AS-Interface accessories Cable adapter from AS-i flat cable to metric screw connection M20 Continuation via via standard cable | 443 | 1 | ZA | 1
3RK1901-3QM11 |  | AS-Interface accessory Cable adapter from AS-i flat cable to metric screw connection M20 Continuation via via pins | 443 | 1 | ZA | 1
3RK1901-5AA00 |  | Cable set AS-Interface Safety monitor, contains 1 PC configuration cable for communication between PC (serial interface) and safety monitor Length approx. 150 cm and 1 download cable between two safety monitors Length approx. 25 cm | 2590 | 1 | ZA | 1
3RK1902-0AB00 |  | Disassembling tool for HAN Q4/2 | 881 | 1 | ZA | 1
3RK1902-0AJ00 |  | Disassembling tool for contact pins and sockets HAN Q8 and HAN 10 | 983 | 1 | ZA | 1
3RK1902-0AP00 |  | Mounting plate for compact starter for holding the shaped cable for AS-i and auxiliary power | 801 | 1 | ZA | 1
3RK1902-0AR00 |  | AS-Interface accessory Sealing for mounting plate for sealing the enclosure for only single-sided entry of the shaped cables consists of 2 seals (1 straight + 1 shaped) | 3780 | 100 | ZA | 5
3RK1902-0CA00 |  | Connector set, infeed 6 x 2.5 mm2, 9-pole, complete with PG16 cable entry | 1190 | 1 | ZA | 1
3RK1902-0CB00 |  | Connector set, infeed 6 x 4 mm2, 9-pole, complete with PG16 cable entry | 1190 | 1 | ZA | 1
3RK1902-0CC00 |  | Connector set 6 x 2.5 mm2, 9-pole, complete with PG16 cable entry | 1060 | 1 | ZA | 1
3RK1902-0CD00 |  | Connector set, forwarding 6 x 4 mm2, 9-pole, complete with PG16 cable entry | 1190 | 1 | ZA | 1
3RK1902-0CE00 |  | Connector set, motor connection 8 x 1.5 mm2, 9-pole, complete with PG16 cable entry | 1060 | 1 | ZA | 1
3RK1902-0CH00 |  | Power connection cable 6 x 4 mm2, 0.12 m, 9-pole for ET 200x EM 300 and AS-i compact starter | 2530 | 1 | ZA | 1
3RK1902-0CJ00 |  | Cover for 9-pole power sockets | 280 | 1 | ZA | 10
3RK1902-0CK00 |  | Cover for 9-pole power sockets | 363 | 1 | ZA | 1
3RK1902-0CQ00 |  | Motor connection cable JZ-HF 10 m, 4x1.5 mm2 Connector 9-pole Special PVC hose line highly flexible, self-extinguishing and flame-retardant | 2530 | 1 | ZA | 1
3RK1902-0CR00 |  | Motor connection cable JZ-HF 5 m, 6 x 1.5 mm2, Connector 9-pole Special PVC hose line highly flexible, self-extinguishing and flame-retardant | 2750 | 1 | ZA | 1
3RK1902-0CW00 |  | Crimping tool for pin/socket 4 to 6 mm2 only contact HAN C for HAN Q4 2 | 20300 | 1 | ZA | 1
3RK1902-1BA00 |  | M12 plug, PROFIBUS angled, 5-pole, B-encoded screw terminal no terminating resistor integrated | 1250 | 1 | ZA | 1
3RK1902-1DA00 |  | M12 socket for PROFIBUS angled, 5-pole, B-encoded screw terminal no terminating resistor | 1250 | 1 | ZA | 1
3RK1902-1GB30 |  | Bus cable for PROFIBUS Pre-assembled at one end 1xM12 angled, pin 2-core, shielded Length 3 m | 1100 | 1 | ZA | 1
3RK1902-1GB50 |  | Bus cable for PROFIBUS Pre-assembled at one end 1 x M12 angled, Socket 2-core, shielded Length 5.0 m | 1360 | 1 | ZA | 1
3RK1902-1GC10 |  | Bus cable for PROFIBUS Pre-assembled at one end 1 x M12 angled, pin 2-core, shielded Length 10 m | 1970 | 1 | ZA | 1
3RK1902-1NB30 |  | Bus cable for PROFIBUS assembled on both ends 2 x M12 angled 2-core, shielded Length 3.0 m angled | 1470 | 1 | ZA | 1
3RK1902-1NB50 |  | Bus cable for PROFIBUS assembled on both ends 2 x M12 angled 2-core, shielded Length 5.0 m angled | 1820 | 1 | ZA | 1
3RK1902-1NC10 |  | Bus cable for PROFIBUS assembled on both ends 2 x M12 angled 2-core, shielded Length 10 m angled | 2610 | 1 | ZA | 1
3RK1902-2DA00 |  | Connector for PROFINET 4-core, shielded | 1250 | 1 | ZA | 1
3RK1902-2HB30 |  | bus cable for PROFINET pre-assembled at one end 4-core, shielded pre-assembled with 1 x M12 D-encoded length 3.0 m | 1280 | 1 | ZA | 1
3RK1902-2HB50 |  | bus cable for PROFINET pre-assembled at one end 4-core, shielded pre-assembled with 1 x M12 D-encoded length 5.0 m | 1620 | 1 | ZA | 1
3RK1902-2HC10 |  | bus cable for PROFINET pre-assembled at one end 4-core, shielded pre-assembled with 1 x M12 D-encoded length 10 m | 2160 | 1 | ZA | 1
3RK1902-2NB30 |  | bus cable for PROFINET pre-assembled on two sides 4-core, shielded pre-assembled with 2 x M12 D-encoded, angled length 3.0 m | 1280 | 1 | ZA | 1
3RK1902-2NB50 |  | bus cable for PROFINET pre-assembled on two sides 4-core, shielded pre-assembled with 2 x M12 D-encoded, angled length 5.0 m | 2150 | 1 | ZA | 1
3RK1902-2NC10 |  | bus cable for PROFINET pre-assembled on two sides 4-core, shielded pre-assembled with 2 x M12 D-encoded, angled length 10 m | 2890 | 1 | ZA | 1
3RK1902-3BA00 |  | Plug-in connector 7/8" for 24 V connected and unconnected with screw terminal, 1.5 mm2 angled pin Cable diameter 6...8.7 mm Operational current max. 9 A IP67 in inserted and screwed condition | 843 | 1 | ZA | 1
3RK1902-3DA00 |  | 24 V socket - 7/8" Angled 5-pole max. 1.5 mm2 with screw terminals Cable diameter 6...8.7 mm Operational current max. 9 A IP67 in inserted and screwed condition | 1070 | 1 | ZA | 1
3RK1902-3GB30 |  | Power line 7/8" for 24 V connected and unconnected assembled with 1 x 7/8" angled on one side, 1.5 mm2 Socket, 5-pole, Length 3.0 m | 2040 | 1 | ZA | 1
3RK1902-3GB50 |  | Power line 7/8" for 24 V connected and unconnected assembled with 1 x 7/8" angled on one side, 1.5 mm2 Socket, 5-pole, Length 5.0 m | 2440 | 1 | ZA | 1
3RK1902-3GC10 |  | Power line 7/8" for 24 V connected and unconnected assembled with 1 x 7/8" one side angled, 1.5 mm2 Socket, 5-pole, Length 10 m | 3590 | 1 | ZA | 1
3RK1902-3NB30 |  | Power line 7/8" for 24 V connected and unconnected assembled with 2 x 7/8" angled on both ends 1.5 mm2 pin - socket 5-pole, Length 3.0 m | 2710 | 1 | ZA | 1
3RK1902-3NB50 |  | Power line 7/8" for 24 V connected and unconnected assembled with 2 x 7/8" angled on both ends 1.5 mm2 pin - socket 5-pole, Length 5.0 m | 3240 | 1 | ZA | 1
3RK1902-3NC10 |  | Power line 7/8" for 24 V connected and unconnected assembled with 2 x 7/8" angled on both ends 1.5 mm2 pin - socket 5-pole, Length 10 m Clamping range (cable diameter) | 4710 | 1 | ZA | 1
3RK1902-4BA00-5AA0 |  | M12 plug straight screw terminal max. 0.75 mm2, 5-pole A-encoded maximal 4 A | 534 | 1 | ZA | 1
3RK1902-4CA00-4AA0 |  | M12 socket angled 4-pole screw terminal max. 0.75 mm2 A-encoded maximal 4 A | 417 | 1 | ZA | 1
3RK1902-4DA00-5AA0 |  | M12 plug angled 5-pole screw terminal max. 0.75 mm2 A-encoded maximal 4 A | 534 | 1 | ZA | 1
3RK1902-4GB50-4AA0 |  | control cable pre-assembled at one end M12 socket angled 4-pole with 5 m cable 4 x 0.34 mm2 A-encoded maximal 4 A PUR sheath black | 681 | 1 | ZA | 1
3RK1902-4HB15-5AA0 |  | control cable pre-assembled at one end M12 plug angled, 5-pole with 1.5 m cable 5 x 0.34 mm2 A-encoded maximal 4 A PUR sheath black | 887 | 1 | ZA | 1
3RK1902-4HB50-5AA0 |  | control cable pre-assembled at one end M12 plug angled, 5-pole with 5 m cable 5 x 0.34 mm2 A-encoded maximal 4 A PUR sheath black | 1140 | 1 | ZA | 1
3RK1902-4HC01-5AA0 |  | control cable pre-assembled at one end M12 plug angled, 5-pole with 10 m cable 5 x 0.34 mm2 A-encoded maximal 4 A PUR sheath black | 1360 | 1 | ZA | 1
3RK1902-4PB15-3AA0 |  | control cable, pre-assembled M12 straight cable box M12 straight plug 1.5 m cable 3 x 0.34 mm2 A-encoded maximal 4 A PUR sheath black | 938 | 1 | ZA | 1
3RK1904-2AB02 |  | AS-Interface Addressing unit V3.0 for setting the addresses of AS-i slave modules Input/output test and further functions AS-i specification V3.0 M12 connection socket with addressing cable 1.5 m (M12 connector/hollow plug) with batteries (4 x 1.5 V LR6) | 15500 | 1 | ZA | 1
3RK1904-3AB01 |  | AS-Interface Analyzer V2 Diagnostic unit with functionality according to V2.1 Extended version with ASIsafe evaluation and measurement wizard | 74000 | 1 | ZA | 1
3RK1908-0AP00-0AP0 |  | Base unit (BU30-MS1) For ET 200SP motor starter With infeed 24 V and 500 V Incl. infeed bus cover | 4040 | 1 | ZA | 1
3RK1908-0AP00-0BP0 |  | Base unit (BU30-MS3) For ET 200SP motor starter With infeed 24 V | 3560 | 1 | ZA | 1
3RK1908-0AP00-0CP0 |  | Base unit (BU30-MS2) For ET 200SP motor starter With infeed 500 V Incl. infeed bus cover | 3820 | 1 | ZA | 1
3RK1908-0AP00-0DP0 |  | Base unit (BU30-MS4) For ET 200SP motor starter Without infeed | 3050 | 1 | ZA | 1
3RK1908-0AP00-0EP0 |  | Base unit (BU30-MS5) with F-DI For ET 200SP motor starter With infeed 500 V Incl. infeed bus cover | 4580 | 1 | ZA | 1
3RK1908-0AP00-0FP0 |  | Base unit (BU30-MS6) with F-DI For ET 200SP motor starter Without infeed | 4290 | 1 | ZA | 1
3RK1908-1AA00-0BP0 |  | 3DI/LC module (connection terminals) for ET 200SP motor starter | 2030 | 1 | ZA | 1
3RK1908-1CA00-0BP0 |  | BU cover 30 mm for ET 200SP motor starter for protection of empty slots | 626 | 1 | ZA | 1
3RK1908-1DA00-2BP0 |  | Touch protection for power bus for ET 200SP motor starter Bag containing 10 units | 1130 | 1 | ZA | 1
3RK1908-1EA00-1BP0 |  | additional mounting base unit for ET 200SP motor starter bag containing 5 units | 134 | 1 | ZA | 1
3RK1911-0CP21 |  | ECOFAST Spur line 5 x 4 mm2 up to 3 m Han Q4/2 pre-assembled on both ends | 8010 | 1 | ZA | 1
3RK1911-0DB13 |  | Energy connection cable single-sided, open on one side Han Q4/2 angled 4 x 4 mm2 Length 1.5 m | 4040 | 1 | ZA | 1
3RK1911-0DB33 |  | Energy connection cable single-sided, open on one side Han Q4/2 angled 4 x 4 mm2 Length 5 m | 4900 | 1 | ZA | 1
3RK1911-0DC13 |  | Energy connection cable single-sided, open on one side Han Q4/2 Han Q4/2 + jumper PIN 11+12 angled 5 x 4 mm2 Length 1.5 m | 2710 | 1 | ZA | 1
3RK1911-0DC33 |  | Energy connection cable single-sided, open on one side Han Q4/2 Han Q4/2 + jumper PIN 11+12 angled 5 x 4 mm2 Length 5 m | 4580 | 1 | ZA | 1
3RK1911-0DF13 |  | Energy connection cable single-sided, open on one side Han Q4/2 angled, for RSM 4 x 4 mm2 Length 1.5 m | 4040 | 1 | ZA | 1
3RK1911-0DF33 |  | Energy connection cable single-sided, open on one side Han Q4/2 angled, for RSM 4 x 4 mm2 Length 5 m | 4900 | 1 | ZA | 1
3RK1911-0EB31 |  | Motor cable single-sided without brake without thermistor Han Q8 - open on one side angled 4 x 1.5 mm2 Length 5 m | 2530 | 1 | ZA | 1
3RK1911-0ED31 |  | Motor cable single-sided with brake without thermistor Brake 400 V AC or 180 V DC Han Q8 - open on one side angled 6 x 1.5 mm2 Length 5 m | 2830 | 1 | ZA | 1
3RK1911-0EE31 |  | Motor cable single-sided with brake and thermistor Brake 230 V AC Brake on pin 2+4 Han Q8 - open on one side angled 8 x 1.5 mm2 Length 5 m | 4200 | 1 | ZA | 1
3RK1911-0EF31 |  | Motor cable single-sided without brake with thermistor Han Q8 - open on one side angled 6 x 1.5 mm2 Length 5 m | 2830 | 1 | ZA | 1
3RK1911-0EG31 |  | Motor cable single-sided with brake and thermistor Brake 400 V AC or 180 V DC Han Q8 - open on one side angled 8 x 1.5 mm2 Length 5 m | 4200 | 1 | ZA | 1
3RK1911-0EH31 |  | Motor cable single-sided with brake without thermistor Brake 230 V AC Brake on pin 2+4 Han Q8 - open on one side angled 6 x 1.5 mm2 Length 5 m | 2830 | 1 | ZA | 1
3RK1911-2BE10 |  | socket insert Han Q4/2 5 contact sockets 4 mm2, 2 auxiliary contacts 0.5 mm2 pin 11+12 connector set incoming power supply for connection to MS, isolator module of the ET 200pro, M200D, cable-end connector hood angled outgoing unit including screw connection | 1720 | 1 | ZA | 1
3RK1911-2BE30 |  | socket insert Han Q4/2 5 contact sockets 6 mm2, 2 auxiliary contacts 0.5 mm2 pin 11+12 connector set incoming power supply for connection to MS, isolator module of the ET 200pro, M200D, cable-end connector hood angled outgoing unit including screw connection | 1720 | 1 | ZA | 1
3RK1911-2BE50 |  | socket insert Han Q4/2 5 contact sockets 2.5 mm2, 2 auxiliary contacts 0.5 mm2 pin 11+12 connector set incoming power supply for connection to MS, isolator module of the ET 200pro, M200D, cable-end connector hood angled outgoing unit including screw connection | 1720 | 1 | ZA | 1
3RK1911-2BF01 |  | ECOFAST Energy T clamping connector for feeder 2.5 mm2 / 4 mm2 | 3850 | 1 | ZA | 1
3RK1911-2BF02 |  | ECOFAST Energy T clamping connector for feeder 6 mm2 | 4040 | 1 | ZA | 1
3RK1911-2BF10 |  | pin insert Han Q4/2 angled 4 contact pins 4 mm2 connector set cable-end connector hood power loop-through ET 200pro MS/FC/RSM including screw connection | 1680 | 1 | ZA | 1
3RK1911-2BF20 |  | ECOFAST Han Q4/2 angled Connector set coupling enclosure 5 contact pins 4 mm2 Male insert for subsegment cable | 1980 | 1 | ZA | 1
3RK1911-2BF50 |  | pin insert Han Q4/2 angled 4 contact pins 2.5 mm2 connector set cable-end connector hood power loop-through ET 200pro MS/FC/RSM including screw connection | 1680 | 1 | ZA | 1
3RK1911-2BF60 |  | ECOFAST Han Q4/2 angled Connector set coupling enclosure 5 contact pins 2.5 mm2 Male insert for subsegment cable | 2040 | 1 | ZA | 1
3RK1911-2BG02 |  | ECOFAST Energy TT clamping connector for feeder 6 mm2 2 x Q4/2 socket | 6770 | 1 | ZA | 1
3RK1911-2BL21 |  | Connector set EMC for motor cable for connection to motor Sleeve housing straight outgoing feeder Socket insert Han 10E with EMC protection circuit Star jumper included Screw connection included 4 contact sockets 1.5 mm2 3 contact sockets 2.5 mm2 | 3560 | 1 | ZA | 1
3RK1911-2BL22 |  | Connector set EMC for motor cable for connection to motor Sleeve housing straight outgoing feeder Socket insert Han 10E with EMC protection circuit Star jumper included Screw connection included 7 contact sockets 4 x 2.5 mm2 / 3 x 3 mm2 | 3560 | 1 | ZA | 1
3RK1911-2BM00 |  | ECOFAST Connector set Han 10E for motor connection Sleeve housing low, PG13 Socket insert | 1880 | 1 | ZA | 1
3RK1911-2BM21 |  | Connector set for motor cable for connection to motor Sleeve housing straight outgoing feeder Socket insert Han 10E Star jumper included Screw connection included 7 contact sockets 1.5 mm2 | 2160 | 1 | ZA | 1
3RK1911-2BM22 |  | Connector set for motor cable for connection to motor Sleeve housing straight outgoing feeder Socket insert Han 10E Star jumper included Screw connection included 7 contact sockets 2.5 mm2 | 2160 | 1 | ZA | 1
3RK1911-2BS20 |  | ECOFAST Han Q4/2 straight Connector set 4 mm2 with axial outlet On the infeed side (pin) for subsegment and spur line | 2040 | 1 | ZA | 1
3RK1911-2BS40 |  | ECOFAST Han Q4/2 straight Connector set 6 mm2 with axial outlet On the infeed side (pin) for subsegment and spur line | 2040 | 1 | ZA | 1
3RK1911-2BS60 |  | ECOFAST Han Q4/2 straight Connector set 2.5 mm2 with axial outlet On the infeed side (pin) for subsegment and spur line | 2120 | 1 | ZA | 1
3RK1911-3BA00 |  | Mechanical safety bracket and handle made of metal for motor starter M200D Accessory for 3RK13*5 | 728 | 1 | ZA | 1
3RK1911-5BA00 |  | ECOFAST Sealing set for power T for power cables | 243 | 1 | ZA | 1
3RK1911-5BA10 |  | ECOFAST Sealing set for power T for power cables | 243 | 1 | ZA | 1
3RK1911-5BA20 |  | ECOFAST Sealing set for power T for power cables | 243 | 1 | ZA | 1
3RK1911-5BA30 |  | ECOFAST Sealing set for power T for power cables | 243 | 1 | ZA | 1
3RK1911-5BA50 |  | ECOFAST sealing plugs | 243 | 1 | ZA | 1
3RK1911-6EA00 |  | RC element motor suppression module for installation in motor terminal box, type of construction square, 3x 400...575 V AC/4 kW | 801 | 1 | ZA | 1
3RK1911-6EB00 |  | RC element motor suppression module for installation on motor terminal box, type of construction round, 3x 400...575 V AC/4 kW | 1520 | 1 | ZA | 1
3RK1922-2BA00 |  | rear panel bus module 110 mm for ET 200pro motor starter isolator modules and ASM disconnecting module 400 V | 1850 | 1 | ZA | 1
3RK1922-2BA01 |  | rear panel bus module 110 mm for ET 200pro F-RSM, safety local isolator module | 1850 | 1 | ZA | 1
3RK1922-2BP00 |  | RS232 interface cable for serial data connection between ET 200pro MS/FC and laptop/PC/PG or MS and handheld device 3RK1922-3BA00 | 4170 | 1 | ZA | 1
3RK1922-2BQ00 |  | Power jumper plug for power transmission (400 V) from ET 200pro maintenance switch module or motor starter to motor starter | 2480 | 1 | ZA | 1
3RK1922-3BA00 |  | handheld device for ET 200pro motor starter ECOFAST motor starter and ET 200S motor starter HF for manual local operation serial interface cable must be ordered separately in each case 3RK1922-2BP00 (ET 200pro MS) 3RK1911-0BN20 (ECOFAST MS) 6ED1057-1 AA00-0BA0 (ET 200S MS) | 12200 | 1 | ZA | 1
3RK2100-1CE00-2AA2 |  | AS-i SlimLine Compact module SC22.5 digital, A/B slave 4 DQ, IP20 4 x output, 2 A, 24 V DC maximal 4 A for all outputs Screw terminals Width 22.5 mm | 3710 | 1 | ZA | 1
3RK2100-1CG00-2AA2 |  | AS-i SlimLine Compact module SC22.5 digital, A/B slave 4 DQ, IP20 4 x output, 2 A, 24 V DC maximal 4 A for all outputs spring-type terminals Overall width 22.5 mm | 3710 | 1 | ZA | 1
3RK2100-1CQ00-0AA3 |  | AS-i compact module K60 digital A/B slave, 4 DQ, IP67 4 x output, 2 A 24 V DC maximal 4 A for all outputs 4 x M12 socket Y-II assignment Mounting plate 3RK1901-0CA00 must be ordered separately | 4990 | 1 | ZA | 1
3RK2100-1CQ20-0AA3 |  | AS-i compact module K45 digital A/B slave, 4 DQ, IP67 4 x output, 1 A 24 V DC maximal 3 A for all outputs 4 x M12 socket Mounting plate 3RK1901-2EA00 or 3RK1901-2DA00 must be ordered separately | 4450 | 1 | ZA | 1
3RK2100-1CT30-0AA3 |  | AS-i compact module K20 digital A/B slave, 4 DQ, IP67 4 x output, 1 A 24 V DC max. 1 A for all outputs 4 x M8 socket | 4580 | 1 | ZA | 1
3RK2100-1EQ20-0AA3 |  | AS-i compact module K45 digital A/B slave, 3DQ, IP67 3 x output, 1 A 24 V DC 3 x M12 socket Mounting plate 3RK1901-2EA00 or 3RK1901-2DA00 is to be ordered separately | 4350 | 1 | ZA | 1
3RK2200-0CE00-2AA2 |  | AS-i SlimLine Compact module SC17.5 digital, A/B slave 4 DI, IP20 4 x input for 2-wire sensor Screw terminals Overall width 17.5 mm | 2980 | 1 | ZA | 1
3RK2200-0CG00-2AA2 |  | AS-i SlimLine Compact module SC17.5 digital, A/B slave 4 DI, IP20 4 x input for 2-wire sensor spring-type terminals Overall width 17.5 mm | 2980 | 1 | ZA | 1
3RK2200-0CQ00-0AA3 |  | AS-i Compact Module K60 digital A/B device, 4 DI, IP67, 4 x input, maximum 200 mA 4 x M12 socket Y-II assignment mounting plate 3RK1901-0CA00 must be ordered separately | 3920 | 1 | ZA | 1
3RK2200-0CQ20-0AA3 |  | AS-i compact module K45 digital A/B device, 4 DI, IP67, 4 x input, maximum 200 mA 4 x M12 socket mounting plate 3RK1901-2EA00 or 3RK1901-2DA00 is to be ordered separately | 3920 | 1 | ZA | 1
3RK2200-0CQ22-0AA3 |  | AS-i compact module K45 digital A/B slave, 4 DI, IP67 2 x 2 inputs, maximum 200 mA 2 x M12 sockets with Y assignment Mounting plate 3RK1901-2EA00 or 3RK1901-2DA00 is to be ordered separately | 3920 | 1 | ZA | 1
3RK2200-0CQ24-0AA3 |  | AS-i compact module K45 digital 4 DI, IP67, A/B slave 4 x input, max. 200 mA 4 x M12 standard socket Special assignment Studer Mounting plate 3RK1901-2EA00 or 3RK1901-2DA00 must be ordered separately | 3920 | 1 | ZA | 1
3RK2200-0CQ30-0AA3 |  | AS-i compact module K20 digital A/B slave, 4 DI, IP67 2 x 2 inputs, maximum 200 mA 2 x M12 sockets with Y assignment | 3890 | 1 | ZA | 1
3RK2200-0CT20-0AA3 |  | AS-i compact module K45 digital A/B device, 4 DI, IP67, 4 x input, maximum 200 mA 4 x M8 socket screw version mounting plate 3RK1901-2EA00 or 3RK1901-2DA00 is to be ordered separately | 3990 | 1 | ZA | 1
3RK2200-0CT30-0AA3 |  | AS-i compact module K20 digital A/B device, 4 DI, IP67, 4 x input, maximum 200 mA 4 x M8 socket | 4040 | 1 | ZA | 1
3RK2200-0DQ00-0AA3 |  | AS-i Compact Module K60 digital A/B device, 8 DI, IP67, 8 x input, maximum 200 mA 8 x M12 socket Y-II assignment mounting plate 3RK1901-0CA00 must be ordered separately | 7500 | 1 | ZA | 1
3RK2200-0DQ20-0AA3 |  | AS-i compact module K45 digital A/B device, 8 DI, IP67, 4 x 2 inputs, maximum 200 mA 4 x M12 socket with Y-assignment mounting plate 3RK1901-2EA00 or 3RK1901-2DA00 must be ordered separately | 7050 | 1 | ZA | 1
3RK2200-1DQ00-1AA3 |  | AS-i Compact Module K60 digital A/B device, 8 DI, IP67, 8 x input, maximum 2000 mA sensor supply 24 V DC 8 x M12 socket Y-II assignment mounting plate 3RK1901-0CA00 must be ordered separately | 7500 | 1 | ZA | 1
3RK2200-2CE00-2AA2 |  | AS-i SlimLine Compact module SC22.5 digital, A/B slave 4 DI, IP20 4 x inputs for 3-wire sensor Sensor supply can be switched over Screw terminals Width 22.5 mm | 3690 | 1 | ZA | 1
3RK2200-2CG00-2AA2 |  | AS-i SlimLine Compact module SC22.5 digital, A/B slave 4 DI, IP20 4 x inputs for 3-wire sensor Sensor supply can be switched over spring-type terminals Overall width 22.5 mm | 3690 | 1 | ZA | 1
3RK2207-1BQ50-0AA3 |  | AS-i compact module K60 analog A/B slave, 2 AI, IP67 2 x input, current 4..20 mA, +/- 20 mA for 4-wire sensors 2 x M12 socket Mounting plate 3RK1901-0CA00 must be ordered separately | 8600 | 1 | ZA | 1
3RK2207-2BQ50-0AA3 |  | AS-i compact module K60 analog A/B slave, 2 AI, IP67 2 x input, Voltage +/- 10 V 1..5 V for 4-wire sensors 2 x M12 socket Mounting plate 3RK1901-0CA00 must be ordered separately | 8600 | 1 | ZA | 1
3RK2400-0GQ20-0AA3 |  | AS-i compact module K45 digital A/B slave 4 x (1 DI/1 DQ), IP67 4 x 1 input/1 output 4 x M12 socket Total current for all inputs and outputs max. 200 mA Supply I/O via U_ASI Mounting plate 3RK1901-2EA00 or 3RK1901-2DA00 is to be ordered separately | 4660 | 1 | ZA | 1
3RK2400-1BQ20-0AA3 |  | AS-i compact module K45 digital A/B slave, 2 DI/2 DQ, IP67 2 x input, maximum 200 mA 2 x output, 2 A 24 V DC maximal 3 A for all outputs 4 x M12 socket Mounting plate 3RK1901-2EA00 or 3RK1901-2DA00 is to be ordered separately | 4450 | 1 | ZA | 1
3RK2400-1BQ20-1AA3 |  | AS-i compact module K45 digital A/B slave, 2 DI/2 DQ, IP67 2 x input, max. 200 mA 2 x output, 2 A 24 V DC max. 3 A for all outputs Special version without watchdog 4 x M12 socket Mounting plate 3RK1901-2EA00 or 3RK1901-2DA00 is to be ordered separately | 4450 | 1 | ZA | 1
3RK2400-1BQ30-0AA3 |  | AS-i compact module K20 digital A/B slave, 2 DI/2 DQ, IP67 2 x input, maximum 150 mA 2 x output, 1 A 24 V DC max. 1 A for all outputs 2 x M12 sockets with Y assignment | 4350 | 1 | ZA | 1
3RK2400-1BT30-0AA3 |  | AS-i compact module K20 digital A/B slave, 2 DI/2 DQ, IP67 2 x input, maximum 150 mA 2 x output, 1 A 24 V DC max. 1 A for all outputs 4 x M8 socket | 4500 | 1 | ZA | 1
3RK2400-1CT30-0AA3 |  | AS-i compact module K20 digital A/B slave, 4 DI/4 DQ, IP67 4 x input, maximum 200 mA 4 x output, 1 A, 24 V DC maximal 2 A for all outputs 8 x M8 sockets | 6080 | 1 | ZA | 1
3RK2400-1DQ00-0AA3 |  | AS-i compact module K60 digital A/B slave, 4 DI/4 DQ, IP67 4 x input, maximum 200 mA 4 x output, 2 A, 24 V DC maximal 4 A for all outputs 8 x M12 socket Y-II assignment Mounting plate 3RK1901-0CA00 must be ordered separately | 6160 | 1 | ZA | 1
3RK2400-1DQ00-1AA3 |  | AS-i compact module K60 digital A/B slave, 4 DI/4 DQ, IP67 4 x input, max. 1000 mA Sensor supply 24 V DC 4 x output, 2 A, 24 V DC maximal 4 A for all outputs 8 x M12 socket Y-II assignment Mounting plate 3RK1901-0CA00 must be ordered separately | 6160 | 1 | ZA | 1
3RK2400-1DQ04-0AA3 |  | AS-i compact module K60 digital 4 DI/4 DQ, IP67, A/B slave 4 x input, max. 200 mA 4 x output, 1 A, 24 V DC 8 x M12 standard sockets Special assignment Studer Mounting plate 3RK1901-0CA00 must be ordered separately | 6160 | 1 | ZA | 1
3RK2400-1FQ03-0AA3 |  | AS-i compact module K60 digital A/B slave, 4 DI/3 DQ, IP67 4 x input, maximum 200 mA 3 x output, 2 A, 24 V DC maximal 4 A for all outputs 7 x M12 socket Y-II assignment Mounting plate 3RK1901-0CA00 must be ordered separately | 6130 | 1 | ZA | 1
3RK2400-1GQ20-1AA3 |  | AS-i compact module K45 digital A/B slave 4 x (1 DI/1 DQ), IP67 4 x 1 input / 1 output 4 x M12 socket Total current for all inputs and outputs max. 500 mA Supply I/O from 24 V DC Mounting plate 3RK1901-2EA00 or 3RK1901-2DA00 is to be ordered separately | 4990 | 1 | ZA | 1
3RK2400-1HQ00-0AA3 |  | AS-i compact module K60 digital A/B slave, 8 DI/2 DQ, IP67 3 x 2 inputs and 2 x 1 input / 1 output max. 200 mA sensor supply Outputs 2 A, 24 V DC 8 x M12 sockets with Y assignment Mounting plate 3RK1901-0CA00 must be ordered separately | 7710 | 1 | ZA | 1
3RK2400-2CE00-2AA2 |  | AS-i SlimLine Compact module SC22.5 digital, A/B slave 4 DI/4 DQ, IP20 4 x inputs for 3-wire sensor Sensor supply can be switched over 4 x output, 2 A, 24 V DC maximal 4 A for all outputs Screw terminals Width 22.5 mm | 4830 | 1 | ZA | 1
3RK2400-2CG00-2AA2 |  | AS-i SlimLine Compact module SC22.5 digital, A/B slave 4 DI/4 DQ, IP20 4 x inputs for 3-wire sensor Sensor supply can be switched over 4 x output, 2 A, 24 V DC maximal 4 A for all outputs spring-type terminals Overall width 22.5 mm | 4830 | 1 | ZA | 1
3RK2402-2CE00-2AA2 |  | AS-i SlimLine Compact module SC22.5 digital, A/B slave 4 DI/4 RQ, IP20 4 x inputs for 3-wire sensor Sensor supply can be switched over 4 x output relay 1 A 24 V DC Screw terminals Width 22.5 mm | 5060 | 1 | ZA | 1
3RK2402-2CG00-2AA2 |  | AS-i SlimLine Compact module SC22.5 digital, A/B slave 4 DI/4 RQ, IP20 4 x inputs for 3-wire sensor Sensor supply can be switched over 4 x output relay 1 A 24 V DC spring-type terminals Overall width 22.5 mm | 5060 | 1 | ZA | 1
3RK2402-2ME00-2AA2 |  | AS-i SlimLine Compact module SC22.5 digital, A/B slave 4 DI/2 RQ, IP20 4 x inputs for 3-wire sensor Sensor supply can be switched over 2 x outlet relay 1 A DC 24 V Screw terminals Width 22.5 mm | 3990 | 1 | ZA | 1
3RK2402-2MG00-2AA2 |  | AS-i SlimLine Compact module SC22.5 digital, A/B slave 4 DI/2 RQ, IP20 4 x inputs for 3-wire sensor Sensor supply can be switched over 2 x outlet relay 1 A DC 24 V spring-type terminals Overall width 22.5 mm | 3990 | 1 | ZA | 1
3RK3111-1AA10 |  | SIRIUS, central unit 3RK3 Basic for modular safety system 3RK3 4/8 F-DI, 1F-RO, 1 F-DO, 24 V DC configurable using software Safety ES 45 mm width screw terminal up to SIL 3 (IEC 61508) up to Performance Level E (ISO 13849-1) | 38000 | 1 | ZA | 1
3RK3111-2AA10 |  | SIRIUS, central unit 3RK3 Basic for modular safety system 3RK3 4/8 F-DI, 1F-RO, 1 F-DO, 24 V DC configurable using software Safety ES 45 mm width spring-loaded terminal up to SIL 3 (IEC 61508) up to Performance Level E (ISO 13849-1) | 38000 | 1 | ZA | 1
3RK3121-1AC00 |  | SIRIUS, central unit 3RK3 ASIsafe Basic for modular safety system 3RK3 1/2 F-DI, 6 DI, 1 F-RO, 1 F-DO,24 V DC monitoring of AS-i devices control of 8 safe outputs on AS-Interface bus configurable using software Safety ES 45 mm width screw terminal up to SIL 3 (IEC 61508) up to Performance Level E (ISO 13849-1) no expansion module connectable | 28300 | 1 | ZA | 1
3RK3121-2AC00 |  | SIRIUS, central unit 3RK3 ASIsafe Basic for modular safety system 3RK3 1/2 F-DI, 6 DI, 1 F-RO, 1 F-DO,24 V DC monitoring of AS-i devices control of 8 safe outputs on AS-Interface bus configurable using software Safety ES 45 mm width spring-loaded terminal up to SIL 3 (IEC 61508) up to Performance Level E (ISO 13849-1) no expansion module connectable | 28300 | 1 | ZA | 1
3RK3122-1AC00 |  | SIRIUS, central unit 3RK3 ASIsafe Extended for modular safety system 3RK3 2/4 F-DI, 4 DI, 1 F-RO, 1 F-DO,24 V DC monitoring of AS-i devices control of 10 safe outputs on AS-Interface bus configurable using software Safety ES 45 mm width screw terminal up to SIL 3 (IEC 61508) up to Performance Level E (ISO 13849-1) 2 expansion modules connectable | 34200 | 1 | ZA | 1
3RK3122-2AC00 |  | SIRIUS, central unit 3RK3 ASIsafe Extended for modular safety system 3RK3 2/4 F-DI, 4 DI, 1 F-RO, 1 F-DO,24 V DC monitoring of AS-i devices control of 10 safe outputs on AS-Interface bus configurable using software Safety ES 45 mm width spring-loaded terminal up to SIL 3 (IEC 61508) up to Performance Level E (ISO 13849-1) 2 expansion modules connectable | 34200 | 1 | ZA | 1
3RK3131-1AC10 |  | SIRIUS, central unit 3RK3 Advanced for modular safety system 3RK3 4/8 F-DI, 1F-RO, 1 F-DO,24 V DC monitoring of AS-i devices control of 12 safe outputs on AS-Interface bus configurable using software Safety ES 45 mm width screw terminal up to SIL 3 (IEC 61508) up to Performance Level E (ISO 13849-1) 9 expansion modules connectable | 42200 | 1 | ZA | 1
3RK3131-2AC10 |  | SIRIUS, central unit 3RK3 Advanced for modular safety system 3RK3 4/8 F-DI, 1F-RO, 1 F-DO,24 V DC monitoring of AS-i devices control of 12 safe outputs on AS-Interface bus configurable using software Safety ES 45 mm width spring-loaded terminal up to SIL 3 (IEC 61508) up to Performance Level E (ISO 13849-1) 9 expansion modules connectable | 42200 | 1 | ZA | 1
3RK3211-1AA10 |  | SIRIUS, expansion module 3RK32 for modular safety system 3RK3 4/8 F-DI, 24 V DC configurable via MSS ES 22.5 mm width screw terminal up to SIL 3 (IEC 61508) up to Performance Level e (ISO 13849-1) without connecting cable | 8890 | 1 | ZA | 1
3RK3211-2AA10 |  | SIRIUS, expansion module 3RK32 for modular safety system 3RK3 4/8 F-DI, 24 V DC configurable via MSS ES 22.5 mm width spring-loaded terminal up to SIL 3 (IEC 61508) up to Performance Level e (ISO 13849-1) without connecting cable | 8890 | 1 | ZA | 1
3RK3221-1AA10 |  | SIRIUS, expansion module 3RK32 for modular safety system 3RK3 2/4 F-DI, 1/2 F-RO, 24 V DC/1 A configurable via MSS ES 22.5 mm width screw terminal up to SIL 3 (IEC 61508) up to Performance Level e (ISO 13849-1) without connecting cable | 15300 | 1 | ZA | 1
3RK3221-2AA10 |  | SIRIUS, expansion module 3RK32 for modular safety system 3RK3 2/4 F-DI, 1/2 F-RO, 24 V DC/1 A configurable via MSS ES 22.5 mm width spring-loaded terminal up to SIL 3 (IEC 61508) up to Performance Level e (ISO 13849-1) without connecting cable | 15300 | 1 | ZA | 1
3RK3231-1AA10 |  | SIRIUS, expansion module 3RK32 for modular safety system 3RK3 2/4 F-DI, 2 F-DO, 24 V DC/1.2 A configurable via MSS ES 22.5 mm width screw terminal up to SIL 3 (IEC 61508) up to Performance Level e (ISO 13849-1) without connecting cable | 14200 | 1 | ZA | 1
3RK3231-2AA10 |  | SIRIUS, expansion module 3RK32 for modular safety system 3RK3 2/4 F-DI, 2 F-DO, 24 V DC/1.2 A configurable via MSS ES 22.5 mm width spring-loaded terminal up to SIL 3 (IEC 61508) up to Performance Level e (ISO 13849-1) without connecting cable | 14200 | 1 | ZA | 1
3RK3242-1AA10 |  | SIRIUS, expansion module 3RK32 for modular safety system 3RK3 4 F-DO, 24 V DC/ 2 A configurable via MSS ES 22.5 mm width screw terminal up to SIL 3 (IEC 61508) up to Performance Level e (ISO 13849-1) without connecting cable | 17700 | 1 | ZA | 1
3RK3242-2AA10 |  | SIRIUS, expansion module 3RK32 for modular safety system 3RK3 4 F-DO, 24 V DC/ 2 A configurable via MSS ES 22.5 mm width spring-loaded terminal up to SIL 3 (IEC 61508) up to Performance Level e (ISO 13849-1) without connecting cable | 17700 | 1 | ZA | 1
3RK3251-1AA10 |  | SIRIUS, expansion module 3RK32 for modular safety system 3RK3 4/8 F-RO, 24 V DC/2 A configurable via MSS ES 45 mm width screw terminal up to SIL 3 (IEC 61508) up to Performance Level e (ISO 13849-1) without connecting cable | 23400 | 1 | ZA | 1
3RK3251-2AA10 |  | SIRIUS, expansion module 3RK32 for modular safety system 3RK3 4/8 F-RO, 24 V DC/2 A configurable via MSS ES 45 mm width spring-loaded terminal up to SIL 3 (IEC 61508) up to Performance Level e (ISO 13849-1) without connecting cable | 23400 | 1 | ZA | 1
3RK3311-1AA10 |  | SIRIUS, Extension module 3RK33 for modular Safety system 3RK3 8 DO, 24 V DC/0.5 A Can be parameterized via MSS ES 22.5 mm overall width screw terminal without connection cable | 8890 | 1 | ZA | 1
3RK3311-2AA10 |  | SIRIUS, Extension module 3RK33 for modular Safety system 3RK3 8 DO, 24 V DC/0.5 A Can be parameterized via MSS ES 22.5 mm overall width Spring-type terminal without connection cable | 8890 | 1 | ZA | 1
3RK3321-1AA10 |  | SIRIUS, Extension module 3RK33 for modular Safety system 3RK3 8 DI, 24 V DC Can be parameterized via MSS ES 22.5 mm overall width screw terminal without connection cable | 7150 | 1 | ZA | 1
3RK3321-2AA10 |  | SIRIUS, Extension module 3RK33 for modular Safety system 3RK3 8 DI, 24 V DC Can be parameterized via MSS ES 22.5 mm overall width Spring-type terminal without connection cable | 7150 | 1 | ZA | 1
3RK3922-1AC10 |  | Starter package for modular Safety system 3RK3 Content: Central unit MSS Advanced connection: Screw terminal Software Safety ES V1.0 Premium, USB PC cable | 54100 | 1 | ZA | 1
3RK3931-0AA00 |  | Memory module for 3RK3, 3SK2 and 3SU1 PROFINET | 845 | 1 | ZA | 1
3RK5010-0BA10-0AA0 |  | !!! phased-out product !!! The preferred successor is 6ES7141-5BF00-0BL0 IO-Link module K20, digital 4 DI, IP67, 4x 1 input sensor supply max. 200 mA 2 x M12 socket Y-assignment | 4440 | 1 | ZA | 1
3RK5010-0CA00-0AA0 |  | !!! phased-out product !!! The preferred successor is 6ES7141-5BF00-0BL0 IO-Link module K20, digital 8 DI, IP67, 8x 1 input sensor supply max. 400 mA 8x M8 socket standard assignment | 6990 | 1 | ZA | 1
3RK7136-6SC00-0BC1 |  | SIMATIC ET 200SP Safety communications module F-CM AS-i Safety ST for AS-Interface | 11300 | 1 | ZA | 1
3RK7137-6SA00-0BC1 |  | SIMATIC ET 200SP communications module CM AS-i Master ST according to AS-Interface specification V3.0 | 15700 | 1 | ZA | 1
3RK7243-2AA30-0XB0 |  | SIMATIC S7-1200, CM 1243-2 communication module AS-Interface master according to AS-i specification V3.0 | 12300 | 1 | ZA | 1
3RK7271-1AA30-0AA0 |  | SIMATIC S7-1200, DCM 1271 Data decoupling module for AS-i Master CM 1243-2 IN: 24 V / 30 V DC OUT: 1x AS-Interface, 4 A Integrated overload protection integr. ground fault detection Signaling contact | 3410 | 1 | ZA | 1
3RM1001-1AA04 |  | Direct starter, 3RM1, 500 V, 0 - 0.12 kW, 0.1 - 0.5 A, 24 V DC, screw terminals | 4880 | 1 | Z9 | 1
3RM1001-1AA14 |  | Direct starter, 3RM1, 500 V, 0 - 0.12 kW, 0.1 - 0.5 A, 110-230 V AC, screw terminals | 4880 | 1 | Z9 | 1
3RM1001-2AA04 |  | direct-on-line starter, 3RM1, 500 V, 0 - 0.12 kW, 0.1 - 0.5 A, 24 V DC, spring-loaded terminal (push-in) | 4880 | 1 | Z9 | 1
3RM1001-2AA14 |  | direct-on-line starter, 3RM1, 500 V, 0 - 0.12 kW, 0.1 - 0.5 A, 110-230 V AC, spring-loaded terminal (push-in) | 4880 | 1 | Z9 | 1
3RM1001-3AA04 |  | direct-on-line starter, 3RM1, 500 V, 0 - 0.12 kW, 0.1 - 0.5 A, 24 V DC, screw/spring-loaded terminals (push-in) | 4880 | 1 | Z9 | 1
3RM1001-3AA14 |  | direct-on-line starter, 3RM1, 500 V, 0 - 0.12 kW, 0.1 - 0.5 A, 110-230 V AC, screw/spring-loaded terminals (push-in) | 4880 | 1 | Z9 | 1
3RM1002-1AA04 |  | Direct starter, 3RM1, 500 V, 0.09 - 0.75 kW, 0.4 - 2 A, 24 V DC, screw terminals | 4880 | 1 | Z9 | 1
3RM1002-1AA14 |  | Direct starter, 3RM1, 500 V, 0.09 - 0.75 kW, 0.4 - 2 A, 110-230 V AC, screw terminals | 4880 | 1 | Z9 | 1
3RM1002-2AA04 |  | direct-on-line starter, 3RM1, 500 V, 0.09 - 0.75 kW, 0.4 - 2 A, 24 V DC, spring-loaded terminal (push-in) | 4880 | 1 | Z9 | 1
3RM1002-2AA14 |  | direct-on-line starter, 3RM1, 500 V, 0.09 - 0.75 kW, 0.4 - 2 A, 110-230 V AC, spring-loaded terminal (push-in) | 4880 | 1 | Z9 | 1
3RM1002-3AA04 |  | direct-on-line starter, 3RM1, 500 V, 0.09 - 0.75 kW, 0.4 - 2 A, 24 V DC, screw/spring-loaded terminals (push-in) | 4880 | 1 | Z9 | 1
3RM1002-3AA14 |  | direct-on-line starter, 3RM1, 500 V, 0.09 - 0.75 kW, 0.4 - 2 A, 110-230 V AC, screw/spring-loaded terminals (push-in) | 4880 | 1 | Z9 | 1
3RM1007-1AA04 |  | Direct starter, 3RM1, 500 V, 0.55 - 3 kW, 1.6 - 7 A, 24 V DC, screw terminals | 4880 | 1 | Z9 | 1
3RM1007-1AA14 |  | Direct starter, 3RM1, 500 V, 0.55 - 3 kW, 1.6 - 7 A, 110-230 V AC, screw terminals | 4880 | 1 | Z9 | 1
3RM1007-2AA04 |  | direct-on-line starter, 3RM1, 500 V, 0.55 - 3 kW, 1.6 - 7 A, 24 V DC, spring-loaded terminal (push-in) | 4880 | 1 | Z9 | 1
3RM1007-2AA14 |  | direct-on-line starter, 3RM1, 500 V, 0.55 - 3 kW, 1.6 - 7 A, 110-230 V AC, spring-loaded terminal (push-in) | 4880 | 1 | Z9 | 1
3RM1007-3AA04 |  | direct-on-line starter, 3RM1, 500 V, 0.55 - 3 kW, 1.6 - 7 A, 24 V DC, screw/spring-loaded terminals (push-in) | 4880 | 1 | Z9 | 1
3RM1007-3AA14 |  | direct-on-line starter, 3RM1, 500 V, 0.55 - 3 kW, 1.6 - 7 A, 110-230 V AC, screw/spring-loaded terminals (push-in) | 4880 | 1 | Z9 | 1
3RM1101-1AA04 |  | Fail-safe direct starter, 3RM1, 500 V, 0 - 0.12 kW, 0.1 - 0.5 A, 24 V DC, screw terminals | 5660 | 1 | Z9 | 1
3RM1101-1AA14 |  | Fail-safe direct starter, 3RM1, 500 V, 0 - 0.12 kW, 0.1 - 0.5 A, 110-230 V AC, screw terminals | 5660 | 1 | Z9 | 1
3RM1101-2AA04 |  | fail-safe direct-on-line starter, 3RM1, 500 V, 0 - 0.12 kW, 0.1 - 0.5 A, 24 V DC, spring-loaded terminal (push-in) | 5660 | 1 | Z9 | 1
3RM1101-2AA14 |  | fail-safe direct-on-line starter, 3RM1, 500 V, 0 - 0.12 kW, 0.1 - 0.5 A, 110-230 V AC, spring-loaded terminal (push-in) | 5660 | 1 | Z9 | 1
3RM1101-3AA04 |  | fail-safe direct-on-line starter, 3RM1, 500 V, 0 - 0.12 kW, 0.1 - 0.5 A, 24 V DC, screw/spring-loaded terminals (push-in) | 5660 | 1 | Z9 | 1
3RM1101-3AA14 |  | fail-safe direct-on-line starter, 3RM1, 500 V, 0 - 0.12 kW, 0.1 - 0.5 A, 110-230 V AC, screw/spring-loaded terminals (push-in) | 5660 | 1 | Z9 | 1
3RM1102-1AA04 |  | Fail-safe direct starter, 3RM1, 500 V, 0.09 - 0.75 kW, 0.4 - 2 A, 24 V DC, screw terminals | 5660 | 1 | Z9 | 1
3RM1102-1AA14 |  | Fail-safe direct starter, 3RM1, 500 V, 0.09 - 0.75 kW, 0.4 - 2 A, 110-230 V AC, screw terminals | 5660 | 1 | Z9 | 1
3RM1102-2AA04 |  | fail-safe direct-on-line starter, 3RM1, 500 V, 0.09 - 0.75 kW, 0.4 - 2 A, 24 V DC, spring-loaded terminal (push-in) | 5660 | 1 | Z9 | 1
3RM1102-2AA14 |  | fail-safe direct-on-line starter, 3RM1, 500 V, 0.09 - 0.75 kW, 0.4 - 2 A, 110-230 V AC, spring-loaded terminal (push-in) | 5660 | 1 | Z9 | 1
3RM1102-3AA04 |  | fail-safe direct-on-line starter, 3RM1, 500 V, 0.09 - 0.75 kW, 0.4 - 2 A, 24 V DC, screw/spring-loaded terminals (push-in) | 5660 | 1 | Z9 | 1
3RM1102-3AA14 |  | fail-safe direct-on-line starter, 3RM1, 500 V, 0.09 - 0.75 kW, 0.4 - 2 A, 110-230 V AC, screw/spring-loaded terminals (push-in) | 5660 | 1 | Z9 | 1
3RM1107-1AA04 |  | Fail-safe direct starter, 3RM1, 500 V, 0.55 - 3 kW, 1.6 - 7 A, 24 V DC, screw terminals | 5660 | 1 | Z9 | 1
3RM1107-1AA14 |  | Fail-safe direct starter, 3RM1, 500 V, 0.55 - 3 kW, 1.6 - 7 A, 110-230 V AC, screw terminals | 5660 | 1 | Z9 | 1
3RM1107-2AA04 |  | fail-safe direct-on-line starter, 3RM1, 500 V, 0.55 - 3 kW, 1.6 - 7 A, 24 V DC, spring-loaded terminal (push-in) | 5660 | 1 | Z9 | 1
3RM1107-2AA14 |  | fail-safe direct-on-line starter, 3RM1, 500 V, 0.55 - 3 kW, 1.6 - 7 A, 110-230 V AC, spring-loaded terminal (push-in) | 5660 | 1 | Z9 | 1
3RM1107-3AA04 |  | fail-safe direct-on-line starter, 3RM1, 500 V, 0.55 - 3 kW, 1.6 - 7 A, 24 V DC, screw/spring-loaded terminals (push-in) | 5660 | 1 | Z9 | 1
3RM1107-3AA14 |  | fail-safe direct-on-line starter, 3RM1, 500 V, 0.55 - 3 kW, 1.6 - 7 A, 110-230 V AC, screw/spring-loaded terminals (push-in) | 5660 | 1 | Z9 | 1
3RM1201-1AA04 |  | Reversing starter, 3RM1, 500 V, 0 - 0.12 kW, 0.1 - 0.5 A, 24 V DC, screw terminals | 5360 | 1 | Z9 | 1
3RM1201-1AA14 |  | Reversing starter, 3RM1, 500 V, 0 - 0.12 kW, 0.1 - 0.5 A, 110-230 V AC, screw terminals | 5360 | 1 | Z9 | 1
3RM1201-2AA04 |  | reversing starter, 3RM1, 500 V, 0 - 0.12 kW, 0.1 - 0.5 A, 24 V DC, spring-loaded terminal (push-in) | 5360 | 1 | Z9 | 1
3RM1201-2AA14 |  | reversing starter, 3RM1, 500 V, 0 - 0.12 kW, 0.1 - 0.5 A, 110-230 V AC, spring-loaded terminal (push-in) | 5360 | 1 | Z9 | 1
3RM1201-3AA04 |  | reversing starter, 3RM1, 500 V, 0 - 0.12 kW, 0.1 - 0.5 A, 24 V DC, screw/spring-loaded terminals (push-in) | 5360 | 1 | Z9 | 1
3RM1201-3AA14 |  | reversing starter, 3RM1, 500 V, 0 - 0.12 kW, 0.1 - 0.5 A, 110-230 V AC, screw/spring-loaded terminals (push-in) | 5360 | 1 | Z9 | 1
3RM1202-1AA04 |  | Reversing starter, 3RM1, 500 V, 0.09 - 0.75 kW, 0.4 - 2 A, 24 V DC, screw terminals | 5360 | 1 | Z9 | 1
3RM1202-1AA14 |  | Reversing starter, 3RM1, 500 V, 0.09 - 0.75 kW, 0.4 - 2 A, 110-230 V AC, screw terminals | 5360 | 1 | Z9 | 1
3RM1202-2AA04 |  | reversing starter, 3RM1, 500 V, 0.09 - 0.75 kW, 0.4 - 2 A, 24 V DC, spring-loaded terminal (push-in) | 5360 | 1 | Z9 | 1
3RM1202-2AA14 |  | reversing starter, 3RM1, 500 V, 0.09 - 0.75 kW, 0.4 - 2 A, 110-230 V AC, spring-loaded terminal (push-in) | 5360 | 1 | Z9 | 1
3RM1202-3AA04 |  | reversing starter, 3RM1, 500 V, 0.09 - 0.75 kW, 0.4 - 2 A, 24 V DC, spring-loaded terminal (push-in) | 5360 | 1 | Z9 | 1
3RM1202-3AA14 |  | reversing starter, 3RM1, 500 V, 0.09 - 0.75 kW, 0.4 - 2 A, 110-230 V AC, screw/spring-loaded terminals (push-in) | 5360 | 1 | Z9 | 1
3RM1207-1AA04 |  | Reversing starter, 3RM1, 500 V, 0.55 - 3 kW, 1.6 - 7 A, 24 V DC, screw terminals | 5360 | 1 | Z9 | 1
3RM1207-1AA14 |  | Reversing starter, 3RM1, 500 V, 0.55 - 3 kW, 1.6 - 7 A, 110-230 V AC, screw terminals | 5360 | 1 | Z9 | 1
3RM1207-2AA04 |  | reversing starter, 3RM1, 500 V, 0.55 - 3 kW, 1.6 - 7 A, 24 V DC, spring-loaded terminal (push-in) | 5360 | 1 | Z9 | 1
3RM1207-2AA14 |  | reversing starter, 3RM1, 500 V, 0.55 - 3 kW, 1.6 - 7 A, 110-230 V AC, spring-loaded terminal (push-in) | 5360 | 1 | Z9 | 1
3RM1207-3AA04 |  | reversing starter, 3RM1, 500 V, 0.55 - 3 kW, 1.6 - 7 A, 24 V DC, screw/spring-loaded terminals (push-in) | 5360 | 1 | Z9 | 1
3RM1207-3AA14 |  | reversing starter, 3RM1, 500 V, 0.55 - 3 kW, 1.6 - 7 A, 110-230 V AC, screw/spring-loaded terminals (push-in) | 5360 | 1 | Z9 | 1
3RM1301-1AA04 |  | Fail-safe reversing starter, 3RM1, 500 V, 0 - 0.12 kW, 0.1 - 0.5 A, 24 V DC, screw terminals | 6110 | 1 | Z9 | 1
3RM1301-1AA14 |  | Fail-safe reversing starter, 3RM1, 500 V, 0 - 0.12 kW, 0.1 - 0.5 A, 110-230 V AC, screw terminals | 6110 | 1 | Z9 | 1
3RM1301-2AA04 |  | Failsafe reversing starter, 3RM1, 500 V, 0 - 0.12 kW, 0.1 - 0.5 A, 24 V DC, spring-loaded terminal (push-in) | 6110 | 1 | Z9 | 1
3RM1301-2AA14 |  | Failsafe reversing starter, 3RM1, 500 V, 0 - 0.12 kW, 0.1 - 0.5 A, 110-230 V AC, spring-loaded terminal (push-in) | 6110 | 1 | Z9 | 1
3RM1301-3AA04 |  | Failsafe reversing starter, 3RM1, 500 V, 0 - 0.12 kW, 0.1 - 0.5 A, 24 V DC, screw/spring-loaded terminals (push-in) | 6110 | 1 | Z9 | 1
3RM1301-3AA14 |  | Failsafe reversing starter, 3RM1, 500 V, 0 - 0.12 kW, 0.1 - 0.5 A, 110-230 V AC, screw/spring-loaded terminals (push-in) | 6110 | 1 | Z9 | 1
3RM1302-1AA04 |  | Fail-safe reversing starter, 3RM1, 500 V, 0.09 - 0.75 kW, 0.4 - 2 A, 24 V DC, screw terminals | 6110 | 1 | Z9 | 1
3RM1302-1AA14 |  | Fail-safe reversing starter, 3RM1, 500 V, 0.09 - 0.75 kW, 0.4 - 2 A, 110-230 V AC, screw terminals | 6110 | 1 | Z9 | 1
3RM1302-2AA04 |  | Failsafe reversing starter, 3RM1, 500 V, 0.09 - 0.75 kW, 0.4 - 2 A, 24 V DC, spring-loaded terminal (push-in) | 6110 | 1 | Z9 | 1
3RM1302-2AA14 |  | Failsafe reversing starter, 3RM1, 500 V, 0.09 - 0.75 kW, 0.4 - 2 A, 110-230 V AC, spring-loaded terminal (push-in) | 6110 | 1 | Z9 | 1
3RM1302-3AA04 |  | Failsafe reversing starter, 3RM1, 500 V, 0.09 - 0.75 kW, 0.4 - 2 A, 24 V DC, screw/spring-loaded terminals (push-in) | 6110 | 1 | Z9 | 1
3RM1302-3AA14 |  | Failsafe reversing starter, 3RM1, 500 V, 0.09 - 0.75 kW, 0.4 - 2 A, 110-230 V AC, screw/spring-loaded terminals (push-in) | 6110 | 1 | Z9 | 1
3RM1307-1AA04 |  | Fail-safe reversing starter, 3RM1, 500 V, 0.55 - 3 kW, 1.6 - 7 A, 24 V DC, screw terminals | 6110 | 1 | Z9 | 1
3RM1307-1AA14 |  | Fail-safe reversing starter, 3RM1, 500 V, 0.55 - 3 kW, 1.6 - 7 A, 110-230 V AC, screw terminals | 6110 | 1 | Z9 | 1
3RM1307-2AA04 |  | Failsafe reversing starter, 3RM1, 500 V, 0.55 - 3 kW, 1.6 - 7 A, 24 V DC, spring-loaded terminal (push-in) | 6110 | 1 | Z9 | 1
3RM1307-2AA14 |  | Failsafe reversing starter, 3RM1, 500 V, 0.55 - 3 kW, 1.6 - 7 A, 110-230 V AC, spring-loaded terminal (push-in) | 6110 | 1 | Z9 | 1
3RM1307-3AA04 |  | Failsafe reversing starter, 3RM1, 500 V, 0.55 - 3 kW, 1.6 - 7 A, 24 V DC, screw/spring-loaded terminals (push-in) | 6110 | 1 | Z9 | 1
3RM1307-3AA14 |  | Failsafe reversing starter, 3RM1, 500 V, 0.55 - 3 kW, 1.6 - 7 A, 110-230 V AC, screw/spring-loaded terminals (push-in) | 6110 | 1 | Z9 | 1
3RM1910-1AA |  | Accessory for SIRIUS 3RM1 3-phase busbar for 2 motor starters Modular spacing 22.5 mm Screw connection system | 238 | 1 | Z9 | 1
3RM1910-1BA |  | Accessory for SIRIUS 3RM1 3-phase busbar for 3 motor starters Modular spacing 22.5 mm Screw connection system | 296 | 1 | Z9 | 1
3RM1910-1DA |  | Accessory for SIRIUS 3RM1 3-phase busbar for 5 motor starters Modular spacing 22.5 mm Screw connection system | 389 | 1 | Z9 | 1
3RM1910-6AA |  | Accessory for SIRIUS 3RM1 Cover cap for busbars | 43.9 | 1 | Z9 | 10
3RM1920-1AA |  | Accessory for SIRIUS 3RM1 3-phase supply terminal for motor starter Screw connection system | 264 | 1 | Z9 | 1
3RM1930-1AA |  | accessories for SIRIUS 3RM1 fuse module without fuses use of fuses see Equipment Manual 3RM1 for 22.5 mm busbar adapter 8US1216.., 8US1616.., 8US1716.. | 1790 | 1 | Z9 | 1
3RM1932-1AB |  | accessories for SIRIUS 3RM1 fuse module with G fuse links 20 A for use according to IEC for 22.5 mm busbar adapter 8US1216.., 8US1616.., 8US1716.. | 2410 | 1 | Z9 | 1
3RN2000-1AA30 |  | thermistor motor protection relay compact evaluation unit 17.5 mm enclosure, screw terminal, 1 change-over contact, Us = 24 V AC/DC, Auto RESET, suitable for bimetallic temperature switches, supply=output voltage, 1 LED (tripped) | 1430 | 1 | ZO | 1
3RN2000-1AW30 |  | thermistor motor protection relay compact evaluation unit, 17.5 mm enclosure, screw terminal, 1 change-over contact, Us = 24 V-240 V AC/DC, Auto RESET, suitable for bimetallic temperature switches, supply=output voltage, 1 LED (tripped) | 1570 | 1 | ZO | 1
3RN2000-2AA30 |  | thermistor motor protection relay compact evaluation unit, 17.5 mm enclosure, spring-loaded terminal, 1 change-over contact, Us = 24 V AC/DC, Auto RESET, suitable for bimetallic temperature switches, supply=output voltage, 1 LED (tripped) | 1430 | 1 | ZO | 1
3RN2000-2AW30 |  | thermistor motor protection relay compact evaluation unit, 17.5 mm enclosure, spring-loaded terminal, 1 change-over contact, Us = 24 V-240 V AC/DC, Auto RESET, suitable for bimetallic temperature switches, supply=output voltage, 1 LED (tripped) | 1570 | 1 | ZO | 1
3RN2010-1BA30 |  | thermistor motor protection relay standard evaluation unit 22.5 mm enclosure screw terminal 2 changeover contacts Us = 24 V AC/DC Auto RESET suitable for bimetallic switch 2 LEDs (ready/tripped) electrical isolation | 1980 | 1 | ZO | 1
3RN2010-1BW30 |  | thermistor motor protection relay standard evaluation unit 22.5 mm enclosure screw terminal 2 changeover contacts Us = 24 V-240 V AC/DC Auto RESET suitable for bimetallic switch 2 LEDs (ready/tripped) electrical isolation | 2160 | 1 | ZO | 1
3RN2010-1CA30 |  | thermistor motor protection relay compact evaluation unit 17.5 mm enclosure screw terminal 1 NO contact, 1 NC Us = 24 V AC/DC automatic RESET suitable for bimetallic switch 2 LEDs (ready/tripped) electrical separation | 1840 | 1 | ZO | 1
3RN2010-1CW30 |  | thermistor motor protection relay compact evaluation unit 17.5 mm enclosure screw terminal 1 NO contact, 1 NC Us = 24 V-240 V AC/DC automatic RESET suitable for bimetallic switch 2 LEDs (ready/tripped) electrical separation | 2060 | 1 | ZO | 1
3RN2010-2BA30 |  | thermistor motor protection relay standard evaluation unit 22.5 mm enclosure spring-loaded terminal 2 changeover contacts Us = 24 V AC/DC Auto RESET suitable for bimetallic switch 2 LEDs (ready/tripped) electrical isolation | 1980 | 1 | ZO | 1
3RN2010-2BW30 |  | thermistor motor protection relay standard evaluation unit 22.5 mm enclosure spring-loaded terminal 2 changeover contacts Us = 24 V-240 V AC/DC Auto RESET suitable for bimetallic switch 2 LEDs (ready/tripped) electrical isolation | 2160 | 1 | ZO | 1
3RN2010-2CA30 |  | thermistor motor protection relay compact evaluation unit 17.5 mm enclosure spring-loaded terminal 1 NO contact, 1 NC Us = 24 V AC/DC automatic RESET suitable for bimetallic switch 2 LEDs (ready/tripped) electrical separation | 1840 | 1 | ZO | 1
3RN2010-2CW30 |  | thermistor motor protection relay compact evaluation unit 17.5 mm enclosure spring-loaded terminal 1 NO contact, 1 NC Us = 24 V-240 V AC/DC automatic RESET suitable for bimetallic switch 2 LEDs (ready/tripped) electrical separation | 2060 | 1 | ZO | 1
3RN2011-1BA30 |  | thermistor motor protection relay standard evaluation unit 22.5 mm enclosure screw terminal 2 changeover contacts Us = 24 V AC/DC manual/remote RESET with ATEX approval 2 LEDs (ready/tripped) electrical isolation test/RESET button wire-break monitoring short-circuit monitoring | 2410 | 1 | ZO | 1
3RN2011-1BW30 |  | thermistor motor protection relay standard evaluation unit 22.5 mm enclosure screw terminal 2 changeover contacts Us = 24 V-240 V AC/DC manual/remote RESET with ATEX approval 2 LEDs (ready/tripped) electrical isolation test/RESET button wire-break monitoring short-circuit monitoring | 2580 | 1 | ZO | 1
3RN2011-2BA30 |  | thermistor motor protection relay standard evaluation unit 22.5 mm enclosure spring-loaded terminal 2 changeover contacts Us = 24 V AC/DC manual/remote RESET with ATEX approval 2 LEDs (ready/tripped) electrical isolation test/RESET button wire-break monitoring short-circuit monitoring | 2410 | 1 | ZO | 1
3RN2011-2BW30 |  | thermistor motor protection relay standard evaluation unit 22.5 mm enclosure spring-loaded terminal 2 changeover contacts Us = 24 V-240 V AC/DC manual/remote RESET with ATEX approval 2 LEDs (ready/tripped) electrical isolation test/RESET button wire-break monitoring short-circuit monitoring | 2580 | 1 | ZO | 1
3RN2012-1BA30 |  | thermistor motor protection relay standard evaluation unit 22.5 mm enclosure screw terminal 2 changeover contacts Us = 24 V AC/DC manual/auto/remote RESET with ATEX approval 2 LEDs (ready/tripped) electrical isolation test/RESET button wire-break monitoring short-circuit monitoring non-volatile | 3350 | 1 | ZO | 1
3RN2012-1BW30 |  | thermistor motor protection relay standard evaluation unit 22.5 mm enclosure screw terminal 2 changeover contacts Us = 24 V-240 V AC/DC manual/auto/remote RESET with ATEX approval 2 LEDs (ready/tripped) electrical isolation test/RESET button wire-break monitoring short-circuit monitoring non-volatile | 3620 | 1 | ZO | 1
3RN2012-1BW31 |  | thermistor motor protection relay standard evaluation unit 22.5 mm enclosure screw terminal 2 changeover contacts bistable Us = 24 V-240 V AC/DC manual/auto/remote RESET 2 LEDs (ready/tripped) electrical isolation test/RESET button wire-break monitoring short-circuit monitoring non-volatile | 5910 | 1 | ZO | 1
3RN2012-2BA30 |  | thermistor motor protection relay standard evaluation unit 22.5 mm enclosure spring-loaded terminal 2 changeover contacts Us = 24 V AC/DC manual/auto/remote RESET with ATEX approval 2 LEDs (ready/tripped) electrical isolation test/RESET button wire-break monitoring short-circuit monitoring non-volatile | 3350 | 1 | ZO | 1
3RN2012-2BW30 |  | thermistor motor protection relay standard evaluation unit 22.5 mm enclosure spring-loaded terminal 2 changeover contacts Us = 24 V-240 V AC/DC manual/auto/remote RESET with ATEX approval 2 LEDs (ready/tripped) electrical isolation test/RESET button wire-break monitoring short-circuit monitoring non-volatile | 3620 | 1 | ZO | 1
3RN2012-2BW31 |  | thermistor motor protection relay standard evaluation unit 22.5 mm enclosure spring-loaded terminal 2 changeover contacts bistable Us = 24 V-240 V AC/DC manual/auto/remote RESET 2 LEDs (ready/tripped) electrical isolation test/RESET button wire-break monitoring short-circuit monitoring non-volatile | 5910 | 1 | ZO | 1
3RN2013-1BA30 |  | thermistor motor protection relay standard evaluation unit 22.5 mm enclosure screw terminal 2 changeover contacts Us = 24 V AC/DC manual/auto/remote RESET with ATEX approval 2 LEDs (ready/tripped) safe electrical isolation test/RESET button wire-break monitoring short-circuit monitoring non-volatile | 4210 | 1 | ZO | 1
3RN2013-1BW30 |  | thermistor motor protection relay standard evaluation unit 22.5 mm enclosure screw terminal 2 changeover contacts Us = 24 V-240 V AC/DC manual/auto/remote RESET with ATEX approval 2 LEDs (ready/tripped) safe electrical isolation test/RESET button wire-break monitoring short-circuit monitoring non-volatile | 4540 | 1 | ZO | 1
3RN2013-1GW30 |  | thermistor motor protection relay standard evaluation unit 22.5 mm enclosure screw terminal 2 changeover contacts hard gold-plated Us = 24 V-240 V AC/DC manual/auto/remote RESET with ATEX approval 2 LEDs (ready/tripped) safe electrical isolation test/RESET button wire-break monitoring short-circuit monitoring non-volatile | 4810 | 1 | ZO | 1
3RN2013-2BA30 |  | thermistor motor protection relay standard evaluation unit 22.5 mm enclosure spring-loaded terminal 2 changeover contacts Us = 24 V AC/DC manual/auto/remote RESET with ATEX approval 2 LEDs (ready/tripped) safe electrical isolation test/RESET button wire-break monitoring short-circuit monitoring non-volatile | 4210 | 1 | ZO | 1
3RN2013-2BW30 |  | thermistor motor protection relay standard evaluation unit 22.5 mm enclosure spring-loaded terminal 2 changeover contacts Us = 24 V-240 V AC/DC manual/auto/remote RESET with ATEX approval 2 LEDs (ready/tripped) safe electrical isolation test/RESET button wire-break monitoring short-circuit monitoring non-volatile | 4540 | 1 | ZO | 1
3RN2013-2GW30 |  | thermistor motor protection relay standard evaluation unit 22.5 mm enclosure spring-loaded terminal 2 changeover contacts hard gold-plated Us = 24 V-240 V AC/DC manual/auto/remote RESET with ATEX approval 2 LEDs (ready/tripped) safe electrical isolation test/RESET button wire-break monitoring short-circuit monitoring non-volatile | 4810 | 1 | ZO | 1
3RN2023-1DW30 |  | thermistor motor protection relay device for warning and tripping 22.5 mm enclosure screw terminal 1 NO contact + 1 CO contact Us = 24 V-240 V AC/DC manual/auto/remote RESET with ATEX approval 3 LEDs (ready/warning/tripped) safe electrical separation test/RESET button open-circuit monitoring short-circuit monitoring non-volatile 2 separate PTC sensor circuits | 6490 | 1 | ZO | 1
3RN2023-2DW30 |  | thermistor motor protection relay device for warning and tripping 22.5 mm enclosure spring-loaded terminal 1 NO contact + 1 CO contact Us = 24 V-240 V AC/DC manual/auto/remote RESET with ATEX approval 3 LEDs (ready/warning/tripped) safe electrical separation test/RESET button open-circuit monitoring short-circuit monitoring non-volatile 2 separate PTC sensor circuits | 6490 | 1 | ZO | 1
3RP2005-1AP30 |  | Timing relay, electronic Multifunction, 8 functions 1 change-over contact 24 V AC/DC, 200 to 240 V AC at 50/60 Hz AC 0.05 s to 100 h Overall width 45 mm screw terminal | 2810 | 1 | ZO | 1
3RP2005-1AQ30 |  | Timing relay, electronic Multifunction, 8 functions 1 change-over contact 24 V AC/DC, 100 to 127 V AC at 50/60 Hz AC 0.05 s to 100 h Overall width 45 mm screw terminal | 2810 | 1 | ZO | 1
3RP2005-1BW30 |  | Timing relay, electronic Multifunction, 16 functions 2 change-over contacts 24 to 240 V AC/DC at 50/60 Hz AC 0.05 s to 100 h Overall width 45 mm screw terminal | 3600 | 1 | ZO | 1
3RP2005-2AP30 |  | Timing relay, electronic Multifunction, 8 functions 1 change-over contact 24 V AC/DC, 200 to 240 V AC at 50/60 Hz AC 0.05 s to 100 h Overall width 45 mm Spring-type terminal | 2830 | 1 | ZO | 1
3RP2005-2AQ30 |  | Timing relay, electronic Multifunction, 8 functions 1 change-over contact 24 V AC/DC, 100 AC to 127 V at 50/60 Hz AC 0.05 s to 100 h Overall width 45 mm Spring-type terminal | 2830 | 1 | ZO | 1
3RP2005-2BW30 |  | Timing relay, electronic Multifunction, 16 functions 2 change-over contacts 24 to 240 V AC/DC at 50/60 Hz AC 0.05 s to 100 h Overall width 45 mm Spring-type terminal | 3650 | 1 | ZO | 1
3RP2025-1AP30 |  | Timing relay, electronic slow-operating 1 change-over contact 24 V AC/DC, 200 to 240 V AC at 50/60 Hz AC 0.05 s to 100 h Overall width 45 mm screw terminal | 1870 | 1 | ZO | 1
3RP2025-1AQ30 |  | Timing relay, electronic slow-operating 1 change-over contact 24 V AC/DC, 200 to 127 V AC at 50/60 Hz AC 0.05 s to 100 h Overall width 45 mm screw terminal | 1810 | 1 | ZO | 1
3RP2025-2AP30 |  | Timing relay, electronic slow-operating 1 change-over contact 24 V AC/DC, 200 to 240 V AC at 50/60 Hz AC 0.05 s to 100 h Overall width 45 mm Spring-type terminal | 1890 | 1 | ZO | 1
3RP2025-2AQ30 |  | Timing relay, electronic slow-operating 1 change-over contact 24 V AC/DC, 200 to 127 V AC at 50/60 Hz AC 0.05 s to 100 h Overall width 45 mm Spring-type terminal | 1890 | 1 | ZO | 1
3RP2505-1AB30 |  | Timing relay, Multifunction 1 change-over contact, 13 functions 7 time ranges (0.05 s...100 h) 24 V AC/DC at 50/60 Hz AC with LED, Screw terminal | 2610 | 1 | ZO | 1
3RP2505-1AB30-0AC1 |  | Timing relay, multifunction 1 changeover contact, 2 functions (B, K) 7 time ranges (0.05 s...100 h) 24 V AC/DC at 50/60 Hz AC With LED, screw terminal | 2610 | 1 | ZO | 1
3RP2505-1AW30 |  | Timing relay, Multifunction 1 change-over contact, 13 functions 7 time ranges (0.05 s...100 h) 12...240 V AC/DC at 50/60 Hz AC with LED, Screw terminal | 2910 | 1 | ZO | 1
3RP2505-1BB30 |  | Timing relay, Multifunction 2 change-over contacts, 27 functions 7 time ranges (0.05 s...100 h) 24 V AC/DC at 50/60 Hz AC with LED, Screw terminal | 2930 | 1 | ZO | 1
3RP2505-1BT20 |  | Timing relay, Multifunction 2 change-over contacts, 27 functions 7 time ranges (0.05 s...100 h) 400-440 V AC at 50/60 Hz AC with LED, Screw terminal | 3210 | 1 | ZO | 1
3RP2505-1BW30 |  | Timing relay, Multifunction 2 change-over contacts, 27 functions 7 time ranges (0.05 s...100 h) 12-240 V AC/DC at 50/60 Hz AC with LED, Screw terminal | 3620 | 1 | ZO | 1
3RP2505-1CW30 |  | Timing relay, Multifunction 1 NO semiconductor 13 functions 7 time ranges (0.05 s...100 h) 12-240 V AC/DC at 50/60 Hz AC with LED, Screw terminal | 2910 | 1 | ZO | 1
3RP2505-1RW30 |  | Timing relay, Multifunction 2 change-over contacts, 13 functions Positively driven Relay contacts 24...240 V AC/DC at 50/60 Hz AC 7 time ranges (0.05 s...100 h) with LED, Screw terminal | 4300 | 1 | ZO | 1
3RP2505-2AB30 |  | Timing relay, Multifunction 1 change-over contact, 13 functions 7 time ranges (0.05 s...100 h) 24 V AC/DC at 50/60 Hz AC with LED Spring-type terminal (push-in) | 2610 | 1 | ZO | 1
3RP2505-2AW30 |  | Timing relay, Multifunction 1 change-over contact, 13 functions 7 time ranges (0.05 s...100 h) 12-240 V AC/DC at 50/60 Hz AC with LED Spring-type terminal (push-in) | 2910 | 1 | ZO | 1
3RP2505-2BB30 |  | Timing relay, Multifunction 2 change-over contacts, 27 functions 7 time ranges (0.05 s...100 h) 24 V AC/DC at 50/60 Hz AC with LED Spring-type terminal (push-in) | 2930 | 1 | ZO | 1
3RP2505-2BT20 |  | Timing relay, Multifunction 2 change-over contacts, 27 functions 7 time ranges (0.05 s...100 h) 400-440 V AC at 50/60 Hz AC with LED Spring-type terminal (push-in) | 3210 | 1 | ZO | 1
3RP2505-2BW30 |  | Timing relay, Multifunction 2 change-over contacts, 27 functions 7 time ranges (0.05 s...100 h) 12-240 V AC/DC at 50/60 Hz AC with LED Spring-type terminal (push-in) | 3620 | 1 | ZO | 1
3RP2505-2CW30 |  | Timing relay, Multifunction 1 NO semiconductor 13 functions 7 time ranges (0.05 s...100 h) 12-240 V AC/DC at 50/60 Hz AC with LED, Spring-type terminal (push-in) | 2910 | 1 | ZO | 1
3RP2505-2RW30 |  | Timing relay, Multifunction 2 change-over contacts, 13 functions Positively driven Relay contacts 24...240 V AC/DC at 50/60 Hz AC 7 time ranges (0.05 s...100 h) with LED Spring-type terminal (push-in) | 4300 | 1 | ZO | 1
3RP2511-1AW30 |  | Timing relay, electronic slow-operating 1 change-over contact, 1 time range 0.5...10 s 12-240 V AC/DC at 50/60 Hz AC with LED, Screw terminal | 1390 | 1 | ZO | 1
3RP2511-2AW30 |  | Timing relay, electronic slow-operating 1 change-over contact, 1 time range 0.5...10 s 12-240 V AC/DC at 50/60 Hz AC with LED, Spring-type terminal (push-in) | 1390 | 1 | ZO | 1
3RP2512-1AW30 |  | Timing relay, electronic slow-operating 1 change-over contact, 1 time range 1.5...30 s 12-240 V AC/DC at 50/60 Hz AC with LED, Screw terminal | 1390 | 1 | ZO | 1
3RP2512-2AW30 |  | Timing relay, electronic slow-operating 1 change-over contact, 1 time range 1.5...30 s 12-240 V AC/DC at 50/60 Hz AC with LED, Spring-type terminal (push-in) | 1390 | 1 | ZO | 1
3RP2513-1AW30 |  | Timing relay, electronic slow-operating 1 change-over contact, 1 time range 5...100 s 12-240 V AC/DC at 50/60 Hz AC with LED, Screw terminal | 1390 | 1 | ZO | 1
3RP2513-2AW30 |  | Timing relay, electronic slow-operating 1 change-over contact, 1 time range 5...100 s 12-240 V AC/DC at 50/60 Hz AC with LED, Spring-type terminal (push-in) | 1390 | 1 | ZO | 1
3RP2525-1AW30 |  | Timing relay, electronic on-delay 1 change-over contact, 7 time ranges 0.05 s...100 h 12-240 V AC/DC at 50/60 Hz AC with LED, screw terminal | 1820 | 1 | ZO | 1
3RP2525-1BB30 |  | Timing relay, electronic on-delay 2 change-over contacts, 7 time ranges 0.05 s...100 h 24 V AC/DC at 50/60 Hz AC with LED, screw terminal | 1980 | 1 | ZO | 1
3RP2525-1BW30 |  | Timing relay, electronic on-delay 2 change-over contacts, 7 time ranges 0.05 s...100 h 12-240 V AC/DC at 50/60 Hz AC with LED, screw terminal | 2630 | 1 | ZO | 1
3RP2525-2AW30 |  | Timing relay, electronic on-delay 1 change-over contact, 7 time ranges 0.05 s...100 h 12-240 V AC/DC at 50/60 Hz AC with LED, Spring-type terminal (Push-In) | 1820 | 1 | ZO | 1
3RP2525-2BB30 |  | Timing relay, electronic on-delay 2 change-over contacts, 7 time ranges 0.05 s...100 h 24 V AC/DC at 50/60 Hz AC with LED, Spring-type terminal (Push-In) | 1980 | 1 | ZO | 1
3RP2525-2BW30 |  | Timing relay, electronic on-delay 2 change-over contacts, 7 time ranges 0.05 s...100 h 12-240 V AC/DC at 50/60 Hz AC with LED, Spring-type terminal (Push-In) | 2630 | 1 | ZO | 1
3RP2527-1EW30 |  | Timing relay, electronic slow-operating 1 NO (semiconductor) 2-wire 4 time ranges 0.05...240 s 12-240 V AC/DC screw terminal | 1390 | 1 | ZO | 1
3RP2527-2EW30 |  | Timing relay, electronic slow-operating 1 NO (semiconductor) 2-wire 4 time ranges 0.05...240 s 12-240 V AC/DC Spring-type terminal (push-in) | 1390 | 1 | ZO | 1
3RP2535-1AW30 |  | Timing relay, OFF delay with control signal 1 change-over contact, 15 time ranges 0.05 s...100 h 12-240 V DC, Wide voltage range at 50/60 Hz AC with LED, Screw terminal | 2410 | 1 | ZO | 1
3RP2535-2AW30 |  | Timing relay, OFF delay with control signal 1 change-over contact, 15 time ranges 0.05 s...100 h 12-240 V DC, Wide voltage range at 50/60 Hz AC with LED, Spring-type terminal (push-in) | 2410 | 1 | ZO | 1
3RP2540-1AB30 |  | Timing relay, electronic OFF delay without control signal or smooth passing make contact non-volatile 24 V AC/DC, 1 change-over contact 7 time ranges, 0.05...600 s with LED, Screw terminal | 2980 | 1 | ZO | 1
3RP2540-1AW30 |  | Timing relay, electronic OFF delay without control signal or smooth passing make contact non-volatile 7 time ranges 0.05...600 s 12-240 V AC/DC, 1 change-over contact at 50/60 Hz AC with LED, Screw terminal | 3350 | 1 | ZO | 1
3RP2540-1BB30 |  | Timing relay, electronic OFF delay without control signal or smooth passing make contact non-volatile 7 time ranges 0.05...600 s 24 V AC/DC, 2 change-over contacts with LED, Screw terminal | 3500 | 1 | ZO | 1
3RP2540-1BW30 |  | Timing relay, electronic OFF delay without control signal or smooth passing make contact non-volatile 7 time ranges 0.05...600 s 12-240 V AC/DC, 2 change-over contacts at 50/60 Hz AC with LED, Screw terminal | 3920 | 1 | ZO | 1
3RP2540-2AB30 |  | Timing relay, electronic OFF delay without control signal or smooth passing make contact non-volatile 7 time ranges 0.05...600 s 24 V AC/DC, 1 change-over contact with LED, Spring-type terminal (push-in) | 2980 | 1 | ZO | 1
3RP2540-2AW30 |  | Timing relay, electronic OFF delay without control signal or smooth passing make contact non-volatile 7 time ranges 0.05...600 s 12-240 V AC/DC at 50/60 Hz AC, 1 change-over contact with LED Spring-type terminal (push-in) | 3350 | 1 | ZO | 1
3RP2540-2BB30 |  | Timing relay, electronic OFF delay without control signal or smooth passing make contact non-volatile 7 time ranges 0.05...600 s 24 V AC/DC, 2 change-over contacts with LED, Spring-type terminal (push-in) | 3500 | 1 | ZO | 1
3RP2540-2BW30 |  | Timing relay, electronic OFF delay without control signal or smooth passing make contact non-volatile 7 time ranges 0.05...600 s 12-240 V AC/DC at 50/60 Hz AC, 2 change-over contacts with LED Spring-type terminal (push-in) | 3920 | 1 | ZO | 1
3RP2555-1AW30 |  | time relay, electronic flasher relay asymmetrical 1 change-over contact 2x7 time ranges, 0.05 s-100 h 12-240 V AC/DC at 50/60 Hz AC with LED, screw terminal | 3360 | 1 | ZO | 1
3RP2555-2AW30 |  | time relay, electronic flasher relay asymmetrical 1 change-over contact 2x7 time ranges, 0.05 s-100 h 12-240 V AC/DC at 50/60 Hz AC with LED, spring-loaded terminal (push-in) | 3360 | 1 | ZO | 1
3RP2560-1SW30 |  | time relay, electronic with star-delta function 1-20 s, delay time 30-600 s 3 NO contacts with common potential 12-240 V AC/DC at 50/60 Hz AC screw terminal 0.85 ...1.1 Us | 3250 | 1 | ZO | 1
3RP2560-2SW30 |  | time relay, electronic with star-delta function 1-20 s, delay time 30-600 s 3 NO contacts with common potential 12-240 V AC/DC at 50/60 Hz AC with LED, 0.85 ...1.1 Us | 3250 | 1 | ZO | 1
3RP2574-1NM20 |  | Timing relay, electronic with star-delta (wye-delta) function 1 NO delayed 1 NO instantaneous 1 time range, 1...20 s 200-240 V AC and 380-440 V AC screw terminal | 2080 | 1 | ZO | 1
3RP2574-1NW30 |  | Timing relay, electronic with star-delta (wye-delta) function 1 NO delayed 1 NO instantaneous 1 time range, 1...20 s 12-240 V AC/DC at 50/60 Hz AC screw terminal | 1820 | 1 | ZO | 1
3RP2574-2NM20 |  | Timing relay, electronic with star-delta (wye-delta) function 1 NO delayed 1 NO instantaneous 1 time range, 1...20 s 200-240 V AC and 380-440 V AC with LED, Spring-type terminal (push-in) | 2080 | 1 | ZO | 1
3RP2574-2NW30 |  | Timing relay, electronic with star-delta (wye-delta) function 1 NO delayed 1 NO instantaneous 1 time range, 1...20 s 12-240 V AC/DC at 50/60 Hz AC with LED, Spring-type terminal (push-in) | 1820 | 1 | ZO | 1
3RP2576-1NM20 |  | Timing relay, electronic with star-delta (wye-delta) function 1 NO delayed 1 NO instantaneous 1 time range, 3...60 s 200-240 V AC and 380-440 V AC with LED, Screw terminal | 2080 | 1 | ZO | 1
3RP2576-1NW30 |  | Timing relay, electronic with star-delta (wye-delta) function 1 NO delayed 1 NO instantaneous 1 time range, 3...60 s 12-240 V AC/DC at 50/60 Hz AC with LED, Screw terminal | 1820 | 1 | ZO | 1
3RP2576-2NM20 |  | Timing relay, electronic with star-delta (wye-delta) function 1 NO delayed 1 NO instantaneous 1 time range, 3...60 s 200-240 V AC and 380-440 V AC with LED, Spring-type terminal (push-in) | 2080 | 1 | ZO | 1
3RP2576-2NW30 |  | Timing relay, electronic with star-delta (wye-delta) function 1 NO delayed 1 NO instantaneous 1 time range, 3...60 s 12-240 V AC/DC at 50/60 Hz AC with LED, Spring-type terminal (push-in) | 1820 | 1 | ZO | 1
3RP2901-0A |  | Set of labels for multifunction device, 1 CO Set of labels (1 unit) with 8 functions | 120 | 1 | ZO | 5
3RP2901-0B |  | Set of labels for multifunction device, 2 CO Set of labels (1 unit) with 16 functions | 158 | 1 | ZO | 5
3RQ1000-1EB00 |  | Positively driven coupling relay in industrial enclosure 1 NO contact / 1 NC contact 24 V DC SIL 2 / PL c screw terminal | 2300 | 1 | ZO | 1
3RQ1000-1EW00 |  | Positively driven coupling relay in industrial enclosure 1 NO contact / 1 NC contact 24 V to 240 V AC/DC SIL 2 / PL c Screw terminals | 2490 | 1 | ZO | 1
3RQ1000-1GB00 |  | Positively driven coupling relay in industrial enclosure 2 NO contacts / 1 NC contact 24 V DC SIL 2 / PL c screw terminal | 2560 | 1 | ZO | 1
3RQ1000-1GW00 |  | Positively driven coupling relay in industrial enclosure 2 NO contacts / 1 NC contact 24 V to 240 V AC/DC SIL 2 / PL c Screw terminals | 2830 | 1 | ZO | 1
3RQ1000-1HB00 |  | Positively driven coupling relay in industrial enclosure 2 NO contacts / 2 NC contacts 24 V DC SIL 2 / PL c screw terminal | 2580 | 1 | ZO | 1
3RQ1000-1HW00 |  | Positively driven coupling relay in industrial enclosure 2 NO contacts / 2 NC contacts 24 V to 240 V AC/DC SIL 2 / PL c Screw terminals | 2880 | 1 | ZO | 1
3RQ1000-1LB00 |  | Positively driven coupling relay in industrial enclosure 4 NO contacts / 1 NC contact 24 V DC SIL 2 / PL c screw terminal | 2990 | 1 | ZO | 1
3RQ1000-1LW00 |  | Positively driven coupling relay in industrial enclosure 4 NO contacts / 1 NC contact 24 V to 240 V AC/DC SIL 2 / PL c Screw terminals | 3260 | 1 | ZO | 1
3RQ1000-2EB00 |  | Positively driven coupling relay in industrial enclosure 1 NO contact / 1 NC contact 24 V DC SIL 2 / PL c spring-type terminal (push-in) | 2300 | 1 | ZO | 1
3RQ1000-2EW00 |  | Positively driven coupling relay in industrial enclosure 1 NO contact / 1 NC contact 24 V to 240 V AC/DC SIL 2 / PL c Spring-type terminals (push-in) | 2490 | 1 | ZO | 1
3RQ1000-2GB00 |  | Positively driven coupling relay in industrial enclosure 2 NO contacts / 1 NC contact 24 V DC SIL 2 / PL c spring-type terminal (push-in) | 2560 | 1 | ZO | 1
3RQ1000-2GW00 |  | Positively driven coupling relay in industrial enclosure 2 NO contacts / 1 NC contact 24 V to 240 V AC/DC SIL 2 / PL c Spring-type terminals (push-in) | 2830 | 1 | ZO | 1
3RQ1000-2HB00 |  | Positively driven coupling relay in industrial enclosure 2 NO contacts / 2 NC contacts 24 V DC SIL 2 / PL c spring-type terminal (push-in) | 2580 | 1 | ZO | 1
3RQ1000-2HW00 |  | Positively driven coupling relay in industrial enclosure 2 NO contacts / 2 NC contacts 24 V to 240 V AC/DC SIL 2 / PL c Spring-type terminals (push-in) | 2880 | 1 | ZO | 1
3RQ1000-2LB00 |  | Positively driven coupling relay in industrial enclosure 4 NO contacts / 1 NC contact 24 V DC SIL 2 / PL c spring-type terminal (push-in) | 2990 | 1 | ZO | 1
3RQ1000-2LW00 |  | Positively driven coupling relay in industrial enclosure 4 NO contacts / 1 NC contact 24 V to 240 V AC/DC SIL 2 / PL c Spring-type terminals (push-in) | 3260 | 1 | ZO | 1
3RQ1200-1EB00 |  | force-guided coupling relay in industrial enclosure 1 NO contact / 1 NC contact (24 V) 24 V DC SIL 3 / PL e screw terminal | 3200 | 1 | ZO | 1
3RQ1200-1EW00 |  | force-guided coupling relay in industrial enclosure 1 NO contact / 1 NC contact 24 V to 240 V AC/DC SIL 3 / PL e screw terminal | 3540 | 1 | ZO | 1
3RQ1200-2EB00 |  | force-guided coupling relay in industrial enclosure 1 NO contact / 1 NC contact (24 V) 24 V DC SIL 3 / PL e spring-loaded terminal (push-in) | 3200 | 1 | ZO | 1
3RQ1200-2EW00 |  | force-guided coupling relay in industrial enclosure 1 NO contact / 1 NC contact 24 V to 240 V AC/DC SIL 3 / PL e spring-loaded terminal (push-in) | 3540 | 1 | ZO | 1
3RQ2000-1AW00 |  | Coupling relay in industrial enclosure 1 changeover contact Wide voltage range 24 V to 240 V AC/DC Screw terminals | 918 | 1 | Z9 | 1
3RQ2000-1BW00 |  | Coupling relay in industrial enclosure 2 changeover contacts Wide voltage range 24 V to 240 V AC/DC Screw terminals | 1160 | 1 | Z9 | 1
3RQ2000-1CW00 |  | Coupling relay in industrial enclosure 3 changeover contacts Wide voltage range 24 V to 240 V AC/DC Screw terminals | 1310 | 1 | Z9 | 1
3RQ2000-1CW01 |  | Coupling relay in industrial enclosure 3 hard gold-plated changeover contacts Wide voltage range 24 V to 240 V AC/DC Screw terminals | 1530 | 1 | Z9 | 1
3RQ2000-2AW00 |  | Coupling relay in industrial enclosure 1 changeover contact Wide voltage range 24 V to 240 V AC/DC Spring-type terminals | 918 | 1 | Z9 | 1
3RQ2000-2BW00 |  | Coupling relay in industrial enclosure 2 changeover contacts Wide voltage range 24 V to 240 V AC/DC Spring-type terminals | 1160 | 1 | Z9 | 1
3RQ2000-2CW00 |  | Coupling relay in industrial enclosure 3 changeover contacts Wide voltage range 24 V to 240 V AC/DC Spring-type terminals | 1310 | 1 | Z9 | 1
3RQ2000-2CW01 |  | Coupling relay in industrial enclosure 3 hard gold-plated changeover contacts Wide voltage range 24 V to 240 V AC/DC Spring-type terminals | 1530 | 1 | Z9 | 1
3RQ3901-0A |  | connecting comb 2-pole (only suitable for signal converter SIRIUS 3RS7 and coupling relay SIRIUS 3RQ3) | 32.5 | 1 | ZO | 10
3RQ3901-0B |  | connecting comb 4-pole (only suitable for signal converter SIRIUS 3RS7 and coupling relay SIRIUS 3RQ3) | 57.6 | 1 | ZO | 10
3RQ3901-0C |  | connecting comb 8-pole (only suitable for signal converter SIRIUS 3RS7 and coupling relay SIRIUS 3RQ3) | 98.3 | 1 | ZO | 10
3RQ3901-0D |  | connecting comb 16-pole (only suitable for signal converter SIRIUS 3RS7 and coupling relay SIRIUS 3RQ3) | 169 | 1 | ZO | 10
3RQ4018-1AB00 |  | output coupler with integrated relay, 24 V AC/DC, 1 change-over contact, screw terminal, width 6.2 mm, thermal current 6 A | 824 | 1 | ZO | 10
3RQ4018-1AB01 |  | output coupler with integrated relay, 24 V AC/DC, 1 change-over contact, screw terminal, width 6.2 mm, thermal current 6 A, hard gold-plated | 901 | 1 | ZO | 10
3RQ4018-1AE00 |  | output coupler with integrated relay, 115 V AC/DC, 1 change-over contact, screw terminal, width 6.2 mm, thermal current 6 A | 792 | 1 | ZO | 10
3RQ4018-1AF00 |  | output coupler with integrated relay, 230 V AC/DC, 1 change-over contact, screw terminal, width 6.2 mm, thermal current 6 A | 932 | 1 | ZO | 10
3RQ4018-2AB00 |  | output coupler with integrated relay, 24 V AC/DC, 1 change-over contact, spring-loaded terminal (push-in), width 6.2 mm, thermal current 6 A | 824 | 1 | ZO | 10
3RQ4018-2AB01 |  | output coupler with integrated relay, 24 V AC/DC, 1 change-over contact, spring-loaded terminal (push-in), width 6.2 mm, thermal current 6 A, hard gold-plated | 901 | 1 | ZO | 10
3RQ4018-2AE00 |  | output coupler with integrated relay, 115 V AC/DC, 1 change-over contact, spring-loaded terminal (push-in), width 6.2 mm, thermal current 6 A | 792 | 1 | ZO | 10
3RQ4018-2AF00 |  | output coupler with integrated relay, 230 V AC/DC, 1 change-over contact, spring-loaded terminal (push-in), width 6.2 mm, thermal current 6 A | 932 | 1 | ZO | 10
3RQ4018-2AM08-0AA0 |  | output coupler with integrated relay, 24 V DC (0.7-1.25 x Us), 1 change-over contact, spring-loaded terminal (push-in), width 6.2 mm, thermal current 6 A | 593 | 1 | ZO | 10
3RQ4018-2AN08-0AA0 |  | output coupler with integrated relay, 110 V DC (0.7-1.25 x Us) 1 change-over contact, spring-loaded terminal (push-in), width 6.2 mm, thermal current 6 A | 682 | 1 | ZO | 10
3RQ4038-1AB00 |  | input coupler with integrated relay, 24 V AC/DC, 1 change-over contact, screw terminal, width 6.2 mm, thermal current 6 A | 824 | 1 | ZO | 10
3RQ4038-1AB01 |  | input coupler with integrated relay, 24 V AC/DC, 1 change-over contact, screw terminal, width 6.2 mm, thermal current 6 A, hard gold-plated | 901 | 1 | ZO | 10
3RQ4038-1AE00 |  | input coupler with integrated relay, 115 V AC/DC, 1 change-over contact, screw terminal, width 6.2 mm, thermal current 6 A | 792 | 1 | ZO | 10
3RQ4038-1AE01 |  | input coupler with integrated relay, 115 V AC/DC, 1 change-over contact, screw terminal, width 6.2 mm, thermal current 6 A, hard gold-plated | 1180 | 1 | ZO | 10
3RQ4038-1AF00 |  | input coupler with integrated relay, 230 V AC/DC, 1 change-over contact, screw terminal, width 6.2 mm, thermal current 6 A | 932 | 1 | ZO | 10
3RQ4038-1AF01 |  | input coupler with integrated relay, 230 V AC/DC, 1 change-over contact, screw terminal, width 6.2 mm, thermal current 6 A, hard gold-plated | 1240 | 1 | ZO | 10
3RQ4038-2AB00 |  | input coupler with integrated relay, 24 V AC/DC, 1 change-over contact, spring-loaded terminal (push-in), width 6.2 mm, thermal current 6 A | 824 | 1 | ZO | 10
3RQ4038-2AB01 |  | input coupler with integrated relay, 24 V AC/DC, 1 change-over contact, spring-loaded terminal (push-in), width 6.2 mm, thermal current 6 A, hard gold-plated | 901 | 1 | ZO | 10
3RQ4038-2AE00 |  | input coupler with integrated relay, 115 V AC/DC, 1 change-over contact, spring-loaded terminal (push-in), width 6.2 mm, thermal current 6 A | 792 | 1 | ZO | 10
3RQ4038-2AE01 |  | input coupler with integrated relay, 115 V AC/DC, 1 change-over contact, spring-loaded terminal (push-in), width 6.2 mm, thermal current 6 A, hard gold-plated | 1180 | 1 | ZO | 10
3RQ4038-2AF00 |  | input coupler with integrated relay, 230 V AC/DC, 1 change-over contact, spring-loaded terminal (push-in), width 6.2 mm, thermal current 6 A | 932 | 1 | ZO | 10
3RQ4038-2AF01 |  | input coupler with integrated relay, 230 V AC/DC, 1 change-over contact, spring-loaded terminal (push-in), width 6.2 mm, thermal current 6 A, hard gold-plated | 1240 | 1 | ZO | 10
3RQ4050-1SM50 |  | output optocoupler, 24 V DC, 1 NO contact, screw terminal, width 6.2 mm, thermal current 3 A | 1200 | 1 | ZO | 10
3RQ4050-2SM50 |  | output optocoupler, 24 V DC, 1 NO contact, spring-loaded terminal (push-in), width 6.2 mm, thermal current 3 A | 1200 | 1 | ZO | 10
3RQ4052-1SM30 |  | output optocoupler, 24 V DC, 1 NO contact, screw terminal, width 6.2 mm, thermal current 6 A | 936 | 1 | ZO | 10
3RQ4052-1SM40 |  | output optocoupler, 24 V DC, 1 NO contact, screw terminal, width 6.2 mm, thermal current 3 A | 1240 | 1 | ZO | 10
3RQ4052-1SM50 |  | output optocoupler, 24 V DC, 1 NO contact, screw terminal, width 6.2 mm, thermal current 2 A | 1720 | 1 | ZO | 10
3RQ4052-2SM30 |  | output optocoupler, 24 V DC, 1 NO contact, spring-loaded terminal (push-in), width 6.2 mm, thermal current 6 A | 936 | 1 | ZO | 10
3RQ4052-2SM40 |  | output optocoupler, 24 V DC, 1 NO contact, spring-loaded terminal (push-in), width 6.2 mm, thermal current 3 A | 1240 | 1 | ZO | 10
3RQ4052-2SM50 |  | output optocoupler, 24 V DC, 1 NO contact, spring-loaded terminal (push-in), width 6.2 mm, thermal current 2 A | 1720 | 1 | ZO | 10
3RQ4053-1SG30 |  | output optocoupler, 110-230 V AC/DC, 1 NO contact, screw terminal, width 6.2 mm, thermal current 5 A | 1290 | 1 | ZO | 10
3RQ4053-2SG30 |  | output optocoupler, 110-230 V AC/DC, 1 NO contact, spring-loaded terminal (push-in), width 6.2 mm, thermal current 5 A | 1290 | 1 | ZO | 10
3RQ4055-1SM30 |  | output optocoupler, 24 V DC, 1 NO contact, screw terminal, width 6.2 mm, thermal current 6 A | 1200 | 1 | ZO | 10
3RQ4055-2SM30 |  | output optocoupler, 24 V DC, 1 NO contact, spring-loaded terminal (push-in), width 6.2 mm, thermal current 6 A | 1200 | 1 | ZO | 10
3RQ4070-1SB30 |  | input optocoupler, 24 V DC, 1 NO contact, screw terminal, width 6.2 mm, thermal current 6 A | 1420 | 1 | ZO | 10
3RQ4070-1SG30 |  | input optocoupler, 110-230 V AC/DC, 1 NO contact, screw terminal, width 6.2 mm, thermal current 5 A | 1290 | 1 | ZO | 10
3RQ4070-2SB30 |  | input optocoupler, 24 V DC, 1 NO contact, spring-loaded terminal (push-in), width 6.2 mm, thermal current 6 A | 1420 | 1 | ZO | 10
3RQ4070-2SG30 |  | input optocoupler, 110-230 V AC/DC, 1 NO contact, spring-loaded terminal (push-in), width 6.2 mm, thermal current 5 A | 1290 | 1 | ZO | 10
3RQ4118-1AB00 |  | output coupler with plug-in relay, 24 V AC/DC, 1 change-over contact, screw terminal, width 6.2 mm, thermal current 6 A | 611 | 1 | ZO | 10
3RQ4118-1AB01 |  | output coupler with plug-in relay, 24 V AC/DC, 1 change-over contact, screw terminal, width 6.2 mm, thermal current 6 A, hard gold-plated | 722 | 1 | ZO | 10
3RQ4118-1AE00 |  | output coupler with plug-in relay, 115 V AC/DC, 1 change-over contact, screw terminal, width 6.2 mm, thermal current 6 A | 846 | 1 | ZO | 10
3RQ4118-1AE01 |  | output coupler with plug-in relay, 115 V AC/DC, 1 change-over contact, screw terminal, width 6.2 mm, thermal current 6 A, hard gold-plated | 998 | 1 | ZO | 10
3RQ4118-1AF00 |  | output coupler with plug-in relay, 230 V AC/DC, 1 change-over contact, screw terminal, width 6.2 mm, thermal current 6 A | 826 | 1 | ZO | 10
3RQ4118-1AF01 |  | output coupler with plug-in relay, 230 V AC/DC, 1 change-over contact, screw terminal, width 6.2 mm, thermal current 6 A, hard gold-plated | 976 | 1 | ZO | 10
3RQ4118-1AM00 |  | output coupler with plug-in relay, 24 V DC, 1 change-over contact, screw terminal, width 6.2 mm, thermal current 6 A | 531 | 1 | ZO | 10
3RQ4118-1AM01 |  | output coupler with plug-in relay, 24 V DC, 1 change-over contact, screw terminal, width 6.2 mm, thermal current 6 A, hard gold-plated | 627 | 1 | ZO | 10
3RQ4118-2AB00 |  | output coupler with plug-in relay, 24 V AC/DC, 1 change-over contact, spring-loaded terminal (push-in), width 6.2 mm, thermal current 6 A | 611 | 1 | ZO | 10
3RQ4118-2AB01 |  | output coupler with plug-in relay, 24 V AC/DC, 1 change-over contact, spring-loaded terminal (push-in), width 6.2 mm, thermal current 6 A, hard gold-plated | 722 | 1 | ZO | 10
3RQ4118-2AE00 |  | output coupler with plug-in relay, 115 V AC/DC, 1 change-over contact, spring-loaded terminal (push-in), width 6.2 mm, thermal current 6 A | 846 | 1 | ZO | 10
3RQ4118-2AE01 |  | output coupler with plug-in relay, 115 V AC/DC, 1 change-over contact, spring-loaded terminal (push-in), width 6.2 mm, thermal current 6 A, hard gold-plated | 998 | 1 | ZO | 10
3RQ4118-2AF00 |  | output coupler with plug-in relay, 230 V AC/DC, 1 change-over contact, spring-loaded terminal (push-in), width 6.2 mm, thermal current 6 A | 826 | 1 | ZO | 10
3RQ4118-2AF01 |  | output coupler with plug-in relay, 230 V AC/DC, 1 change-over contact, spring-loaded terminal (push-in), width 6.2 mm, thermal current 6 A, hard gold-plated | 976 | 1 | ZO | 10
3RQ4118-2AM00 |  | output coupler with plug-in relay, 24 V DC, 1 change-over contact, spring-loaded terminal (push-in), width 6.2 mm, thermal current 6 A | 531 | 1 | ZO | 10
3RQ4118-2AM01 |  | output coupler with plug-in relay, 24 V DC, 1 change-over contact, spring-loaded terminal (push-in), width 6.2 mm, thermal current 6 A, hard gold-plated | 627 | 1 | ZO | 10
3RQ4128-1AB30 |  | H-0-A coupler with plug-in relay, 24 V AC/DC, 1 change-over contact, screw terminal, width 6.2 mm, thermal current 6 A, with H-0-A switch | 1480 | 1 | ZO | 10
3RQ4128-2AB30 |  | H-0-A coupler with plug-in relay, 24 V AC/DC, 1 change-over contact, spring-loaded terminal (push-in), width 6.2 mm, thermal current 6 A, with H-0-A switch | 1480 | 1 | ZO | 10
3RQ4900-0A |  | potential barrier | 84.1 | 1 | ZO | 10
3RQ4902-0A |  | clip-on label, 5x5 mm, white | 303 | 100 | ZO | 200
3RQ4902-0B |  | clip-on label, 6x12 mm, white | 677 | 100 | ZO | 120
3RR2141-1AA30 |  | Monitoring relay, can be mounted to Contactor 3RT2, Size S00 basic, analog adjustment Apparent current monitoring 1.6-16 A, 20-400 Hz, 2-phase Supply 24 V AC/DC 1 change-over contact Monitoring for Current overshoot and undershoot Phase failure, Cable break with or without fault buffer ON delay 0-60 s Noise pulse suppression 0-30 s Switching hysteresis 6% Screw connection system | 2030 | 1 | ZO | 1
3RR2141-1AW30 |  | Monitoring relay, can be mounted to Contactor 3RT2, Size S00 basic, analog adjustment Apparent current monitoring 1.6-16 A, 20-400 Hz, 2-phase Supply 24-240 V AC/DC 1 change-over contact Monitoring for Current overshoot and undershoot Phase failure, Cable break with or without fault buffer ON delay 0-60 s Noise pulse suppression 0-30 s Switching hysteresis 6% Screw connection system | 2320 | 1 | ZO | 1
3RR2141-2AA30 |  | Monitoring relay, can be mounted to Contactor 3RT2, Size S00 basic, analog adjustment Apparent current monitoring 1.6-16 A, 20-400 Hz, 2-phase Supply 24 V AC/DC 1 change-over contact Monitoring for Current overshoot and undershoot Phase failure, Cable break with or without fault buffer ON delay 0-60 s Noise pulse suppression 0-30 s Switching hysteresis 6% spring-type connection system | 2030 | 1 | ZO | 1
3RR2141-2AW30 |  | Monitoring relay, can be mounted to Contactor 3RT2, Size S00 basic, analog adjustment Apparent current monitoring 1.6-16 A, 20-400 Hz, 2-phase Supply 24-240 V AC/DC 1 change-over contact Monitoring for Current overshoot and undershoot Phase failure, Cable break with or without fault buffer ON delay 0-60 s Noise pulse suppression 0-30 s Switching hysteresis 6% spring-type connection system | 2320 | 1 | ZO | 1
3RR2142-1AA30 |  | Monitoring relay, can be mounted to Contactor 3RT2, Size S0 basic, analog adjustment Apparent current monitoring 4...40 A, 50...60 Hz, 2-phase Supply 24 V AC/DC 1 change-over contact Monitoring for Current overshoot and undershoot Phase failure, Cable break with or without fault buffer ON delay 0-60 s Noise pulse suppression 0-30 s Switching hysteresis 6% Screw connection system | 2450 | 1 | ZO | 1
3RR2142-1AW30 |  | Monitoring relay, can be mounted to Contactor 3RT2, Size S0 basic, analog adjustment Apparent current monitoring 4...40 A, 50...60 Hz, 2-phase Supply 24-240 V AC/DC 1 change-over contact Monitoring for Current overshoot and undershoot Phase failure, Cable break with or without fault buffer ON delay 0-60 s Noise pulse suppression 0-30 s Switching hysteresis 6% Screw connection system | 2670 | 1 | ZO | 1
3RR2142-2AA30 |  | Monitoring relay, can be mounted to Contactor 3RT2, Size S0 basic, analog adjustment Apparent current monitoring 4...40 A, 50...60 Hz, 2-phase Supply 24 V AC/DC 1 change-over contact Monitoring for Current overshoot and undershoot Phase failure, Cable break with or without fault buffer ON delay 0-60 s Noise pulse suppression 0-30 s Switching hysteresis 6% spring-type connection system | 2450 | 1 | ZO | 1
3RR2142-2AW30 |  | Monitoring relay, can be mounted to Contactor 3RT2, Size S0 basic, analog adjustment Apparent current monitoring 4...40 A, 50...60 Hz, 2-phase Supply 24-240 V AC/DC 1 change-over contact Monitoring for Current overshoot and undershoot Phase failure, Cable break with or without fault buffer ON delay 0-60 s Noise pulse suppression 0-30 s Switching hysteresis 6% spring-type connection system | 2670 | 1 | ZO | 1
3RR2143-1AA30 |  | Monitoring relay, can be mounted to Contactor 3RT2, Size S2 basic, analog adjustment Apparent current monitoring 8...80 A, 50...60 Hz, 2-phase Supply 24 V AC/DC 1 change-over contact Monitoring for Current overshoot and undershoot Phase failure, Cable break with or without fault buffer ON delay 0-60 s Noise pulse suppression 0-30 s Switching hysteresis 6% Screw connection system | 3420 | 1 | ZO | 1
3RR2143-1AW30 |  | Monitoring relay, can be mounted to Contactor 3RT2, Size S2 basic, analog adjustment Apparent current monitoring 8...80 A, 50...60 Hz, 2-phase Supply 24-240 V AC/DC 1 change-over contact Monitoring for Current overshoot and undershoot Phase failure, Cable break with or without fault buffer ON delay 0-60 s Noise pulse suppression 0-30 s Switching hysteresis 6% Screw connection system | 3750 | 1 | ZO | 1
3RR2143-3AA30 |  | Monitoring relay, can be mounted to Contactor 3RT2, Size S2 basic, analog adjustment Apparent current monitoring 8...80 A, 50...60 Hz, 2-phase Supply 24 V AC/DC 1 change-over contact Monitoring for Current overshoot and undershoot Phase failure, Cable break with or without fault buffer ON delay 0-60 s Noise pulse suppression 0-30 s Switching hysteresis 6% spring-type connection system | 3420 | 1 | ZO | 1
3RR2143-3AW30 |  | Monitoring relay, can be mounted to Contactor 3RT2, Size S2 basic, analog adjustment Apparent current monitoring 8...80 A, 50...60 Hz, 2-phase Supply 24-240 V AC/DC 1 change-over contact Monitoring for Current overshoot and undershoot Phase failure, Cable break with or without fault buffer ON delay 0-60 s Noise pulse suppression 0-30 s Switching hysteresis 6% spring-type connection system | 3750 | 1 | ZO | 1
3RR2241-1FA30 |  | Monitoring relay, can be mounted to Contactor 3RT2, Size S00 standard, digitally adjustable Apparant/active current monitoring 1.6-16 A, 20-400 Hz, 3-phase Supply 24 V AC/DC 1 change-over contact, 1 semiconductor output for alarm and warning Monitoring for Current overshoot and undershoot Phase failure, Cable break Phase sequence Residual current Blocking current Warning and alarm thresholds with or without fault buffer ON delay 0-99 s Noise pulse suppression 0-30 s Pause after fault 0-300 min Screw connection system | 4160 | 1 | ZO | 1
3RR2241-1FW30 |  | Monitoring relay, can be mounted to Contactor 3RT2, Size S00 standard, digitally adjustable Apparant/active current monitoring 1.6-16 A, 20-400 Hz, 3-phase Supply 24-240 V AC/DC 1 change-over contact, 1 semiconductor output for alarm and warning Monitoring for Current overshoot and undershoot Phase failure, Cable break Phase sequence Residual current Blocking current Warning and alarm thresholds with or without fault buffer ON delay 0-99 s Noise pulse suppression 0-30 s Pause after fault 0-300 min Screw connection system | 4310 | 1 | ZO | 1
3RR2241-2FA30 |  | Monitoring relay, can be mounted to Contactor 3RT2, Size S00 standard, digitally adjustable Apparant/active current monitoring 1.6-16 A, 20-400 Hz, 3-phase Supply 24 V AC/DC 1 change-over contact, 1 semiconductor output for alarm and warning Monitoring for Current overshoot and undershoot Phase failure, Cable break Phase sequence Residual current Blocking current Warning and alarm thresholds with or without fault buffer ON delay 0-99 s Noise pulse suppression 0-30 s Pause after fault 0-300 min spring-type connection system | 4160 | 1 | ZO | 1
3RR2241-2FW30 |  | Monitoring relay, can be mounted to Contactor 3RT2, Size S00 standard, digitally adjustable Apparant/active current monitoring 1.6-16 A, 20-400 Hz, 3-phase Supply 24-240 V AC/DC 1 change-over contact, 1 semiconductor output for alarm and warning Monitoring for Current overshoot and undershoot Phase failure, Cable break Phase sequence Residual current Blocking current Warning and alarm thresholds with or without fault buffer ON delay 0-99 s Noise pulse suppression 0-30 s Pause after fault 0-300 min spring-type connection system | 4310 | 1 | ZO | 1
3RR2242-1FA30 |  | Monitoring relay, can be mounted to Contactor 3RT2, Size S0 standard, digitally adjustable Apparant/active current monitoring 4...40 A, 20...400 Hz, 3-phase Supply 24 V AC/DC 1 change-over contact, 1 semiconductor output for alarm and warning Monitoring for Current overshoot and undershoot Phase failure, Cable break Phase sequence Residual current Blocking current Warning and alarm thresholds with or without fault buffer ON delay 0-99 s Noise pulse suppression 0-30 s Pause after fault 0-300 min Screw connection system | 4580 | 1 | ZO | 1
3RR2242-1FW30 |  | Monitoring relay, can be mounted to Contactor 3RT2, Size S0 standard, digitally adjustable Apparant/active current monitoring 4...40 A, 20...400 Hz, 3-phase Supply 24-240 V AC/DC 1 change-over contact, 1 semiconductor output for alarm and warning Monitoring for Current overshoot and undershoot Phase failure, Cable break Phase sequence Residual current Blocking current Warning and alarm thresholds with or without fault buffer ON delay 0-99 s Noise pulse suppression 0-30 s Pause after fault 0-300 min Screw connection system | 4860 | 1 | ZO | 1
3RR2242-2FA30 |  | Monitoring relay, can be mounted to Contactor 3RT2, Size S0 standard, digitally adjustable Apparant/active current monitoring 4...40 A, 20...400 Hz, 3-phase Supply 24 V AC/DC 1 change-over contact, 1 semiconductor output for alarm and warning Monitoring for Current overshoot and undershoot Phase failure, Cable break Phase sequence Residual current Blocking current Warning and alarm thresholds with or without fault buffer ON delay 0-99 s Noise pulse suppression 0-30 s Pause after fault 0-300 min spring-type connection system | 4580 | 1 | ZO | 1
3RR2242-2FW30 |  | Monitoring relay, can be mounted to Contactor 3RT2, Size S0 standard, digitally adjustable Apparant/active current monitoring 4...40 A, 20...400 Hz, 3-phase Supply 24-240 V AC/DC 1 change-over contact, 1 semiconductor output for alarm and warning Monitoring for Current overshoot and undershoot Phase failure, Cable break Phase sequence Residual current Blocking current Warning and alarm thresholds with or without fault buffer ON delay 0-99 s Noise pulse suppression 0-30 s Pause after fault 0-300 min spring-type connection system | 4860 | 1 | ZO | 1
3RR2243-1FA30 |  | Monitoring relay, can be mounted to Contactor 3RT2, Size S2 standard, digitally adjustable Apparant/active current monitoring 8...80 A, 20...400 Hz, 3-phase Supply 24 V AC/DC 1 change-over contact, 1 semiconductor output for alarm and warning Monitoring for Current overshoot and undershoot Phase failure, Cable break Phase sequence Residual current Blocking current Warning and alarm thresholds with or without fault buffer ON delay 0-99 s Noise pulse suppression 0-30 s Pause after fault 0-300 min Screw connection system | 5990 | 1 | ZO | 1
3RR2243-1FW30 |  | Monitoring relay, can be mounted to Contactor 3RT2, Size S2 standard, digitally adjustable Apparant/active current monitoring 8...80 A, 20...400 Hz, 3-phase Supply 24-240 V AC/DC 1 change-over contact, 1 semiconductor output for alarm and warning Monitoring for Current overshoot and undershoot Phase failure, Cable break Phase sequence Residual current Blocking current Warning and alarm thresholds with or without fault buffer ON delay 0-99 s Noise pulse suppression 0-30 s Pause after fault 0-300 min Screw connection system | 6330 | 1 | ZO | 1
3RR2243-3FA30 |  | Monitoring relay, can be mounted to Contactor 3RT2, Size S2 standard, digitally adjustable Apparant/active current monitoring 8...80 A, 20...400 Hz, 3-phase Supply 24 V AC/DC 1 change-over contact, 1 semiconductor output for alarm and warning Monitoring for Current overshoot and undershoot Phase failure, Cable break Phase sequence Residual current Blocking current Warning and alarm thresholds with or without fault buffer ON delay 0-99 s Noise pulse suppression 0-30 s Pause after fault 0-300 min spring-type connection system | 5990 | 1 | ZO | 1
3RR2243-3FW30 |  | Monitoring relay, can be mounted to Contactor 3RT2, Size S2 standard, digitally adjustable Apparant/active current monitoring 8...80 A, 20...400 Hz, 3-phase Supply 24-240 V AC/DC 1 change-over contact, 1 semiconductor output for alarm and warning Monitoring for Current overshoot and undershoot Phase failure, Cable break Phase sequence Residual current Blocking current Warning and alarm thresholds with or without fault buffer ON delay 0-99 s Noise pulse suppression 0-30 s Pause after fault 0-300 min spring-type connection system | 6330 | 1 | ZO | 1
3RR2441-1AA40 |  | Current monitoring relay for IO-Link, can be mounted to Contactor 3RT2, Size S00 Apparant/active current monitoring 1.6-16 A, 20-400 Hz, 3-phase Supply voltage 24 V DC 1 change-over contact Monitoring for Current overshoot and undershoot Current asymmetry Phase failure, Cable break Phase sequence, Residual current Blocking current, Switching cycle and Operating hours counter Warning and alarm thresholds Auto-reset or manual reset ON delay 0-9999.9 s OFF delay 0-9999.9 s Reclosing delay 0-300 min Screw connection system | 5330 | 1 | ZO | 1
3RR2441-2AA40 |  | Current monitoring relay for IO-Link, can be mounted to Contactor 3RT2, Size S00 Apparant/active current monitoring 1.6-16 A, 20-400 Hz, 3-phase Supply voltage 24 V DC 1 change-over contact Monitoring for Current overshoot and undershoot Current asymmetry Phase failure, Cable break Phase sequence, Residual current Blocking current, Switching cycle and Operating hours counter Warning and alarm thresholds Auto-reset or manual reset ON delay 0-9999.9 s OFF delay 0-9999.9 s Reclosing delay 0-300 min spring-type connection system | 5330 | 1 | ZO | 1
3RR2442-1AA40 |  | Current monitoring relay for IO-Link, can be mounted to Contactor 3RT2, Size S0 Apparant/active current monitoring 4-40 A, 20-400 Hz, 3-phase Supply voltage 24 V DC 1 change-over contact Monitoring for Current overshoot and undershoot Current asymmetry Phase failure, Cable break Phase sequence, Residual current Blocking current, Switching cycle and Operating hours counter Warning and alarm thresholds Auto-reset or manual reset ON delay 0-9999.9 s OFF delay 0-9999.9 s Reclosing delay 0-300 min Screw connection system | 6070 | 1 | ZO | 1
3RR2442-2AA40 |  | Current monitoring relay for IO-Link, can be mounted to Contactor, 3RT2, Size S0 Apparant/active current monitoring 4-40 A, 20-400 Hz, 3-phase Supply voltage 24 V DC 1 change-over contact Monitoring for Current overshoot and undershoot Current asymmetry Phase failure, Cable break Phase sequence, Residual current Blocking current, Switching cycle and Operating hours counter Warning and alarm thresholds Auto-reset or manual reset ON delay 0-9999.9 s OFF delay 0-9999.9 s Reclosing delay 0-300 min spring-type connection system | 6070 | 1 | ZO | 1
3RR2443-1AA40 |  | Current monitoring relay for IO-Link, can be mounted to Contactor, 3RT2, Size S2 Apparant/active current monitoring 8-80 A, 20-400 Hz, 3-phase Supply voltage 24 V DC 1 change-over contact Monitoring for Current overshoot and undershoot Current asymmetry Phase failure, Cable break Phase sequence, Residual current Blocking current, Switching cycle and Operating hours counter Warning and alarm thresholds Auto-reset or manual reset ON delay 0-9999.9 s OFF delay 0-9999.9 s Reclosing delay 0-300 min Screw connection system | 8450 | 1 | ZO | 1
3RR2443-3AA40 |  | Current monitoring relay for IO-Link, can be mounted to Contactor, 3RT2, Size S2 Apparant/active current monitoring 8-80 A, 20-400 Hz, 3-phase Supply voltage 24 V DC 1 change-over contact Monitoring for Current overshoot and undershoot Current asymmetry Phase failure, Cable break Phase sequence, Residual current Blocking current, Switching cycle and Operating hours counter Warning and alarm thresholds Auto-reset or manual reset ON delay 0-9999.9 s OFF delay 0-9999.9 s Reclosing delay 0-300 min spring-type connection system | 8450 | 1 | ZO | 1
3RR2940 |  | Sealable cover for directly mountable current monitoring relays 3RR2 for protection against unauthorized configuring | 103 | 1 | ZO | 5
3RS1000-1CK10 |  | temperature monitoring relay Pt100, overshoot 1 threshold value, width 22.5 mm 0 Â°C to 100 Â°C 110-120/220-240 V AC 1 NO + 1 NC, quiescent current principle screw terminal !!!product phase-out!!! the preferred successor is 3RS2500-1AW30 | 5980 | 1 | ZO | 1
3RS1000-2CK10 |  | temperature monitoring relay Pt100, overshoot 1 threshold value, width 22.5 mm 0 Â°C to 100 Â°C 110-120/220-240 V AC 1 NO + 1 NC, quiescent current principle spring-loaded terminal !!!product phase-out!!! the preferred successor is 3RS2500-2AW30 | 6170 | 1 | ZO | 1
3RS1901-1A |  | accessories Replaceable inscription for digital 1-sensor devices German | 62.4 | 1 | ZO | 5
3RS1901-1B |  | accessories Replaceable inscription for digital 3-sensor device German | 62.4 | 1 | ZO | 5
3RS1901-1C |  | accessories Replaceable inscription for digital 1-sensor devices English | 62.4 | 1 | ZO | 5
3RS1901-1D |  | accessories Replaceable inscription for digital 3-sensor device English | 62.4 | 1 | ZO | 5
3RS2500-1AW30 |  | temperature monitoring relay Pt100, thermocouple J, K 1 threshold value, width 22.5 mm overshoot and undershoot 24 - 240 V AC/DC 1 change-over contact, quiescent current principle screw terminal | 4180 | 1 | ZO | 1
3RS2600-1BW30 |  | Temperature monitoring relay with display for resistance temperature sensors and thermocouples, 24 - 240 V AC/DC Width 22.5 mm, 2 change-over contacts, screw terminal | 8470 | 1 | ZO | 1
3RS2900-1AW30 |  | Sensor extension module for 3RS26/8 Temperature monitoring relay, 2 sensors, sensor status relay, analog input, 22.5 mm width, 24 - 240 V AC/DC screw terminals | 4180 | 1 | ZO | 1
3RS7000-1AE00 |  | Separation amplifier 24 V AC/DC, 3-way separation input: 0-10 V output: 0-10 V screw terminal | 3750 | 1 | ZO | 1
3RS7000-1CE00 |  | Separation amplifier 24 V AC/DC, 3-way separation input: 0-10 V output: 0-20 mA screw terminal | 3750 | 1 | ZO | 1
3RS7000-1DE00 |  | Separation amplifier 24 V AC/DC, 3-way separation input: 0-10 V output: 4-20 mA screw terminal | 3750 | 1 | ZO | 1
3RS7000-2AE00 |  | Separation amplifier 24 V AC/DC, 3-way separation input: 0-10 V output: 0-10 V Spring-type terminal (push-in) | 3750 | 1 | ZO | 1
3RS7000-2CE00 |  | Separation amplifier 24 V AC/DC, 3-way separation input: 0-10 V output: 0-20 mA Spring-type terminal (push-in) | 3750 | 1 | ZO | 1
3RS7000-2DE00 |  | Separation amplifier 24 V AC/DC, 3-way separation input: 0-10 V output: 4-20 mA Spring-type terminal (push-in) | 3750 | 1 | ZO | 1
3RS7002-1AE00 |  | Separation amplifier 24 V AC/DC, 3-way separation input: 0-20 mA output: 0-10 V screw terminal | 3750 | 1 | ZO | 1
3RS7002-1CE00 |  | Separation amplifier 24 V AC/DC, 3-way separation input: 0-20 mA output: 0-20 mA screw terminal | 3750 | 1 | ZO | 1
3RS7002-1DE00 |  | Separation amplifier 24 V AC/DC, 3-way separation input: 0-20 mA output: 4-20 mA screw terminal | 3750 | 1 | ZO | 1
3RS7002-2AE00 |  | Separation amplifier 24 V AC/DC, 3-way separation input: 0-20 mA output: 0-10 V Spring-type terminal (push-in) | 3750 | 1 | ZO | 1
3RS7002-2CE00 |  | Separation amplifier 24 V AC/DC, 3-way separation input: 0-20 mA output: 0-20 mA Spring-type terminal (push-in) | 3750 | 1 | ZO | 1
3RS7002-2DE00 |  | Separation amplifier 24 V AC/DC, 3-way separation input: 0-20 mA output: 4-20 mA Spring-type terminal (push-in) | 3750 | 1 | ZO | 1
3RS7003-1AE00 |  | Separation amplifier 24 V AC/DC, 3-way separation input: 4-20 mA output: 0-10 V screw terminal | 3750 | 1 | ZO | 1
3RS7003-1CE00 |  | Separation amplifier 24 V AC/DC, 3-way separation input: 4-20 mA output: 0-20 mA screw terminal | 3750 | 1 | ZO | 1
3RS7003-1DE00 |  | Separation amplifier 24 V AC/DC, 3-way separation input: 4-20 mA output: 4-20 mA screw terminal | 3750 | 1 | ZO | 1
3RS7003-2AE00 |  | Separation amplifier 24 V AC/DC, 3-way separation input: 4-20 mA output: 0-10 V Spring-type terminal (push-in) | 3750 | 1 | ZO | 1
3RS7003-2CE00 |  | Separation amplifier 24 V AC/DC, 3-way separation input: 4-20 mA output: 0-20 mA Spring-type terminal (push-in) | 3750 | 1 | ZO | 1
3RS7003-2DE00 |  | Separation amplifier 24 V AC/DC, 3-way separation input: 4-20 mA output: 4-20 mA Spring-type terminal (push-in) | 3750 | 1 | ZO | 1
3RS7005-1FE00 |  | Separation amplifier 24 V AC/DC, 3-way separation input: 0-10 V, 0/4-20 mA output: 0-10 V, 0/4-20 mA screw terminal | 4930 | 1 | ZO | 1
3RS7005-1FW00 |  | Signal converter 24-240 V AC/DC, 3-way separation Input: 0-10 V, 0/4-20 mA Output: 0-10 V, 0/4 - 20 mA Screw terminal | 6860 | 1 | ZO | 1
3RS7005-1KE00 |  | Separation amplifier 24 V AC/DC, 3-way separation input: 0-10 V, 0/4-20 mA output: 0-50/100 Hz/1/10 kHz screw terminal | 5120 | 1 | ZO | 1
3RS7005-1KW00 |  | Signal converter 24-240 V AC/DC, 3-way separation Input: 0-10 V, 0/4 - 20 mA Output: 0-50/100 Hz/1/10 kHz Screw terminal | 7960 | 1 | ZO | 1
3RS7005-2FE00 |  | Separation amplifier 24 V AC/DC, 3-way separation input: 0-10 V, 0/4-20 mA; output: 0 - 10 V, 0/4 - 20mA Spring-type terminal (push-in) | 4930 | 1 | ZO | 1
3RS7005-2FW00 |  | Signal converter 24-240 V AC/DC, 3-way separation Input: 0-10 V, 0/4 - 20 mA; Output: 0 - 10 V, 0/4 - 20 mA Spring-type terminal (push-in) | 6860 | 1 | ZO | 1
3RS7005-2KE00 |  | Separation amplifier 24 V AC/DC, 3-way separation input: 0-10 V, 0/4-20 mA; output: 0-50/100 Hz/1/10 kHz; Spring-type terminal (push-in) | 5120 | 1 | ZO | 1
3RS7005-2KW00 |  | Signal converter 24-240 V AC/DC, 3-way separation Input: 0-10 V, 0/4 - 20 mA; Output: 0-50/100 Hz/1/10 kHz; Spring-type terminal (push-in) | 7960 | 1 | ZO | 1
3RS7006-1FE00 |  | Separation amplifier 24 V AC/DC, 3-way separation input: 0-60 mV, 0-100 mV 0-300 mV, 0-500 mV, 0-1 V 0-2 V, 0-5 V, 0-10 mA, 0-20 V 2-10 V, 0-5 mA, 0-10 mA 0-20mA, 4-20 mA, +-5 mA, +-20 mA output: 0 - 10 V, 0/4 - 20 mA screw terminal | 7130 | 1 | ZO | 1
3RS7006-1FW00 |  | Separation amplifier 24-240 V AC/DC, 3-way separation input: 0-60 mV, 0-100 mV 0-300 mV, 0-500 mV, 0-1 V 0-20 V, 2-10 V, 0-5 mA, 0-10 mA 2-10 V, 0-5 mA, 0-10 mA 0-20mA, 4-20 mA, +-5 mA, +-20 mA output: 0 - 10 V, 0/4 - 20 mA screw terminal | 8410 | 1 | ZO | 1
3RS7006-2FE00 |  | Separation amplifier 24 V AC/DC, 3-way separation input: 0-60 mV, 0-100 mV 0-300 mV, 0-500 mV, 0-1 V 0-20 V, 2-10 V, 0-5 mA, 0-10 mA 2-10 V, 0-5 mA, 0-10 mA 0-20mA, 4-20 mA, +-5 mA, +-20 mA output: 0 - 10 V, 0/4 - 20 mA Spring-type terminal (push-in) | 7130 | 1 | ZO | 1
3RS7006-2FW00 |  | Separation amplifier 24-240 V AC/DC, 3-way separation input: 0-60 mV, 0-100 mV 0-300 mV, 0-500 mV, 0-1 V 0-20 V, 2-10 V, 0-5 mA, 0-10 mA 2-10 V, 0-5 mA, 0-10 mA 0-20mA, 4-20 mA, +-5 mA, +-20 mA output: 0 - 10 V, 0/4 - 20 mA Spring-type terminal (push-in) | 8410 | 1 | ZO | 1
3RS7020-1ET00 |  | Separation amplifier Loop power isolator, 1-channel input: 4-20 mA output: 4-20 mA Width 6.2 mm screw terminal | 3680 | 1 | ZO | 1
3RS7020-2ET00 |  | Separation amplifier Loop power isolator, 1-channel input: 4-20 mA output: 4-20 mA Width 6.2 mm Spring-type terminal (push-in) | 3680 | 1 | ZO | 1
3RS7025-1FE00 |  | Separation amplifier with Manual-Auto switch 24 V AC/DC, 3-way separation input: 0-10 V, 0/4-20 mA output: 0-10 V, 0/4-20 mA screw terminal | 5560 | 1 | ZO | 1
3RS7025-1FW00 |  | Signal converter with Manual-Auto switch 24-240 V AC/DC, 3-way separation input: 0-10 V, 0/4-20 mA output: 0-10 V, 0/4-20 mA screw terminal | 8780 | 1 | ZO | 1
3RS7025-2FE00 |  | Signal converter with Manual-Auto switch 24 V AC/DC, 3-way separation input: 0-10 V, 0/4-20 mA output: 0-10 V, 0/4-20 mA Spring-type terminal (push-in) | 5560 | 1 | ZO | 1
3RS7025-2FW00 |  | Separation amplifier with Manual-Auto switch 24-240 V AC/DC, 3-way separation input: 0-10 V, 0/4-20 mA output: 0-10 V, 0/4-20 mA Spring-type terminal (push-in) | 8780 | 1 | ZO | 1
3RT1054-1AB36 |  | power contactor, AC-3e/AC-3 115 A, 55 kW / 400 V, AC (50-60 Hz) / DC Uc: 23-26 V 3-pole, auxiliary contacts 2 NO + 2 NC drive: conventional main circuit: box terminal control and auxiliary circuit: screw terminal | 12400 | 1 | Z9 | 1
3RT1054-1AD36 |  | power contactor, AC-3e/AC-3 115 A, 55 kW / 400 V, AC (50-60 Hz) / DC Uc: 42-48 V 3-pole, auxiliary contacts 2 NO + 2 NC drive: conventional main circuit: box terminal control and auxiliary circuit: screw terminal | 12400 | 1 | Z9 | 1
3RT1054-1AF36 |  | power contactor, AC-3e/AC-3 115 A, 55 kW / 400 V, AC (50-60 Hz) / DC Uc: 110-127 V 3-pole, auxiliary contacts 2 NO + 2 NC drive: conventional main circuit: box terminal control and auxiliary circuit: screw terminal | 12400 | 1 | Z9 | 1
3RT1054-1AM36 |  | power contactor, AC-3e/AC-3 115 A, 55 kW / 400 V, AC (50-60 Hz) / DC Uc: 200-220 V 3-pole, auxiliary contacts 2 NO + 2 NC drive: conventional main circuit: box terminal control and auxiliary circuit: screw terminal | 12400 | 1 | Z9 | 1
3RT1054-1AP36 |  | power contactor, AC-3e/AC-3 115 A, 55 kW / 400 V, AC (50-60 Hz) / DC Uc: 220-240 V 3-pole, auxiliary contacts 2 NO + 2 NC drive: conventional main circuit: box terminal control and auxiliary circuit: screw terminal | 12400 | 1 | Z9 | 1
3RT1054-1AP36-3PA0 |  | power contactor, AC-3e/AC-3 115 A, 55 kW / 400 V, AC (50-60 Hz) / DC Uc: 220-240 V 3-pole, auxiliary contacts 2 NO + 2 NC drive: conventional main circuit: box terminal control and auxiliary circuit: screw terminal | 13000 | 1 | Z9 | 1
3RT1054-1AR36 |  | power contactor, AC-3e/AC-3 115 A, 55 kW / 400 V, AC (50-60 Hz) / DC Uc: 440-480 V 3-pole, auxiliary contacts 2 NO + 2 NC drive: conventional main circuit: box terminal control and auxiliary circuit: screw terminal | 12400 | 1 | Z9 | 1
3RT1054-1AS36 |  | power contactor, AC-3e/AC-3 115 A, 55 kW / 400 V, AC (50-60 Hz) / DC Uc: 500-550 V 3-pole, auxiliary contacts 2 NO + 2 NC drive: conventional main circuit: box terminal control and auxiliary circuit: screw terminal | 12400 | 1 | Z9 | 1
3RT1054-1AT36 |  | power contactor, AC-3e/AC-3 115 A, 55 kW / 400 V, AC (50-60 Hz) / DC Uc: 575-600 V 3-pole, auxiliary contacts 2 NO + 2 NC drive: conventional main circuit: box terminal control and auxiliary circuit: screw terminal | 12400 | 1 | Z9 | 1
3RT1054-1AU36 |  | power contactor, AC-3e/AC-3 115 A, 55 kW / 400 V, AC (50-60 Hz) / DC Uc: 240-277 V 3-pole, auxiliary contacts 2 NO + 2 NC drive: conventional main circuit: box terminal control and auxiliary circuit: screw terminal | 12400 | 1 | Z9 | 1
3RT1054-1AV36 |  | power contactor, AC-3e/AC-3 115 A, 55 kW / 400 V, AC (50-60 Hz) / DC Uc: 380-420 V 3-pole, auxiliary contacts 2 NO + 2 NC drive: conventional main circuit: box terminal control and auxiliary circuit: screw terminal | 12400 | 1 | Z9 | 1
3RT1054-1LA06 |  | power contactor, AC-3e/AC-3 115 A, 55 kW / 400 V, without operating mechanism 3-pole, auxiliary contacts 2 NO + 2 NC drive: conventional main circuit: box terminal control and auxiliary circuit: screw terminal | 10200 | 1 | Z9 | 1
3RT1054-1NB36 |  | power contactor, AC-3e/AC-3 115 A, 55 kW / 400 V, AC (50-60 Hz) / DC Uc: 21-27.3 V PLC input 24 V DC 3-pole, auxiliary contacts 2 NO + 2 NC drive: electronic main circuit: box terminal control and auxiliary circuit: screw terminal | 14400 | 1 | Z9 | 1
3RT1054-1NF36 |  | power contactor, AC-3e/AC-3 115 A, 55 kW / 400 V, AC (50-60 Hz) / DC Uc: 96-127 V PLC input 24 V DC 3-pole, auxiliary contacts 2 NO + 2 NC drive: electronic main circuit: box terminal control and auxiliary circuit: screw terminal | 14400 | 1 | Z9 | 1
3RT1054-1NP36 |  | power contactor, AC-3e/AC-3 115 A, 55 kW / 400 V, AC (50-60 Hz) / DC Uc: 200-277 V PLC input 24 V DC 3-pole, auxiliary contacts 2 NO + 2 NC drive: electronic main circuit: box terminal control and auxiliary circuit: screw terminal | 14400 | 1 | Z9 | 1
3RT1054-1NP36-3PA0 |  | power contactor, AC-3e/AC-3 115 A, 55 kW / 400 V, AC (50-60 Hz) / DC Uc: 200-277 V PLC input 24 V DC 3-pole, auxiliary contacts 2 NO + 2 NC permanently mounted drive: electronic main circuit: box terminal control and auxiliary circuit: screw terminal | 15000 | 1 | Z9 | 1
3RT1054-1PF35 |  | power contactor, AC-3e/AC-3 115 A, 55 kW / 400 V, AC (50-60 Hz) / DC Uc: 96-127 V PLC input 24 V DC 3-pole, auxiliary contacts 1 NO + 1 NC drive: electronic main circuit: box terminal control and auxiliary circuit: screw terminal , remaining lifetime signal | 20000 | 1 | Z9 | 1
3RT1054-1PP35 |  | power contactor, AC-3e/AC-3 115 A, 55 kW / 400 V, AC (50-60 Hz) / DC Uc: 200-277 V PLC input 24 V DC 3-pole, auxiliary contacts 1 NO + 1 NC drive: electronic main circuit: box terminal control and auxiliary circuit: screw terminal , remaining lifetime signal | 20000 | 1 | Z9 | 1
3RT1054-1SF36 |  | power contactor, AC-3e/AC-3 115 A, 55 kW / 400 V, AC (50-60 Hz) / DC Uc: 96-127 V x (0.8-1.1) F-PLC input 24 V DC 3-pole, auxiliary contacts 2 NO + 2 NC drive: electronic main circuit: box terminal control and auxiliary circuit: screw terminal | 15600 | 1 | Z9 | 1
3RT1054-1SF36-3PA0 |  | power contactor, AC-3e/AC-3 115 A, 55 kW / 400 V, AC (50-60 Hz) / DC Uc: 96-127 V x (0.8-1.1) F-PLC input 24 V DC 3-pole, auxiliary contacts 2 NO + 2 NC permanently mounted drive: electronic main circuit: box terminal control and auxiliary circuit: screw terminal | 16200 | 1 | Z9 | 1
3RT1054-1SP36 |  | power contactor, AC-3e/AC-3 115 A, 55 kW / 400 V, AC (50-60 Hz) / DC Uc: 200-277 V x (0.8-1.1) F-PLC input 24 V DC 3-pole, auxiliary contacts 2 NO + 2 NC drive: electronic main circuit: box terminal control and auxiliary circuit: screw terminal | 15600 | 1 | Z9 | 1
3RT1054-1SP36-3PA0 |  | power contactor, AC-3e/AC-3 115 A, 55 kW / 400 V, AC (50-60 Hz) / DC Uc: 200-277 V x (0.8-1.1) F-PLC input 24 V DC 3-pole, auxiliary contacts 2 NO + 2 NC permanently mounted drive: electronic main circuit: box terminal control and auxiliary circuit: screw terminal | 16200 | 1 | Z9 | 1
3RT1054-1XB46-0LA2 |  | power contactor, AC-3e/AC-3 115 A, 55 kW / 400 V, Uc: 24 V DC x (0.7-1.25) PLC input 24-110 V DC 3-pole, auxiliary contacts 2 NO + 2 NC drive: electronic main circuit: box terminal control and auxiliary circuit: screw terminal | 20600 | 1 | Z9 | 1
3RT1054-1XF46-0LA2 |  | power contactor, AC-3e/AC-3 115 A, 55 kW / 400 V, Uc: 110 V DC x (0.7-1.25) PLC input 24-110 V DC 3-pole, auxiliary contacts 2 NO + 2 NC drive: electronic main circuit: box terminal control and auxiliary circuit: screw terminal | 20600 | 1 | Z9 | 1
3RT1054-1XJ46-0LA2 |  | power contactor, AC-3e/AC-3 115 A, 55 kW / 400 V, Uc: 72 V DC x (0.7-1.25) PLC input 24-110 V DC 3-pole, auxiliary contacts 2 NO + 2 NC drive: electronic main circuit: box terminal control and auxiliary circuit: screw terminal | 20600 | 1 | Z9 | 1
3RT1054-2AB36 |  | power contactor, AC-3e/AC-3 115 A, 55 kW / 400 V, AC (50-60 Hz) / DC Uc: 23-26 V 3-pole, auxiliary contacts 2 NO + 2 NC drive: conventional main circuit: busbar control and auxiliary circuit: spring-loaded terminal | 12400 | 1 | Z9 | 1
3RT1054-2AD36 |  | power contactor, AC-3e/AC-3 115 A, 55 kW / 400 V, AC (50-60 Hz) / DC Uc: 42-48 V 3-pole, auxiliary contacts 2 NO + 2 NC drive: conventional main circuit: busbar control and auxiliary circuit: spring-loaded terminal | 12400 | 1 | Z9 | 1
3RT1054-2AF36 |  | power contactor, AC-3e/AC-3 115 A, 55 kW / 400 V, AC (50-60 Hz) / DC Uc: 110-127 V 3-pole, auxiliary contacts 2 NO + 2 NC drive: conventional main circuit: busbar control and auxiliary circuit: spring-loaded terminal | 12400 | 1 | Z9 | 1
3RT1054-2AM36 |  | power contactor, AC-3e/AC-3 115 A, 55 kW / 400 V, AC (50-60 Hz) / DC Uc: 200-220 V 3-pole, auxiliary contacts 2 NO + 2 NC drive: conventional main circuit: busbar control and auxiliary circuit: spring-loaded terminal | 12400 | 1 | Z9 | 1
3RT1054-2AP36 |  | power contactor, AC-3e/AC-3 115 A, 55 kW / 400 V, AC (50-60 Hz) / DC Uc: 220-240 V 3-pole, auxiliary contacts 2 NO + 2 NC drive: conventional main circuit: busbar control and auxiliary circuit: spring-loaded terminal | 12400 | 1 | Z9 | 1
3RT1054-2AR36 |  | power contactor, AC-3e/AC-3 115 A, 55 kW / 400 V, AC (50-60 Hz) / DC Uc: 440-480 V 3-pole, auxiliary contacts 2 NO + 2 NC drive: conventional main circuit: busbar control and auxiliary circuit: spring-loaded terminal | 12400 | 1 | Z9 | 1
3RT1054-2AS36 |  | power contactor, AC-3e/AC-3 115 A, 55 kW / 400 V, AC (50-60 Hz) / DC Uc: 500-550 V 3-pole, auxiliary contacts 2 NO + 2 NC drive: conventional main circuit: busbar control and auxiliary circuit: spring-loaded terminal | 12400 | 1 | Z9 | 1
3RT1054-2AT36 |  | power contactor, AC-3e/AC-3 115 A, 55 kW / 400 V, AC (50-60 Hz) / DC Uc: 575-600 V 3-pole, auxiliary contacts 2 NO + 2 NC drive: conventional main circuit: busbar control and auxiliary circuit: spring-loaded terminal | 12400 | 1 | Z9 | 1
3RT1054-2AU36 |  | power contactor, AC-3e/AC-3 115 A, 55 kW / 400 V, AC (50-60 Hz) / DC Uc: 240-277 V 3-pole, auxiliary contacts 2 NO + 2 NC drive: conventional main circuit: busbar control and auxiliary circuit: spring-loaded terminal | 12400 | 1 | Z9 | 1
3RT1054-2AV36 |  | power contactor, AC-3e/AC-3 115 A, 55 kW / 400 V, AC (50-60 Hz) / DC Uc: 380-420 V 3-pole, auxiliary contacts 2 NO + 2 NC drive: conventional main circuit: busbar control and auxiliary circuit: spring-loaded terminal | 12400 | 1 | Z9 | 1
3RT1054-2NB36 |  | power contactor, AC-3e/AC-3 115 A, 55 kW / 400 V, AC (50-60 Hz) / DC Uc: 21-27.3 V PLC input 24 V DC 3-pole, auxiliary contacts 2 NO + 2 NC drive: electronic main circuit: busbar control and auxiliary circuit: spring-loaded terminal | 14400 | 1 | Z9 | 1
3RT1054-2NF36 |  | power contactor, AC-3e/AC-3 115 A, 55 kW / 400 V, AC (50-60 Hz) / DC Uc: 96-127 V PLC input 24 V DC 3-pole, auxiliary contacts 2 NO + 2 NC drive: electronic main circuit: busbar control and auxiliary circuit: spring-loaded terminal | 14400 | 1 | Z9 | 1
3RT1054-2NP36 |  | power contactor, AC-3e/AC-3 115 A, 55 kW / 400 V, AC (50-60 Hz) / DC Uc: 200-277 V PLC input 24 V DC 3-pole, auxiliary contacts 2 NO + 2 NC drive: electronic main circuit: busbar control and auxiliary circuit: spring-loaded terminal | 14400 | 1 | Z9 | 1
3RT1054-2XB46-0LA2 |  | power contactor, AC-3e/AC-3 115 A, 55 kW / 400 V, Uc: 24 V DC x (0.7-1.25) PLC input 24-110 V DC 3-pole, auxiliary contacts 2 NO + 2 NC drive: electronic main circuit: busbar control and auxiliary circuit: spring-loaded terminal | 20600 | 1 | Z9 | 1
3RT1054-2XF46-0LA2 |  | power contactor, AC-3e/AC-3 115 A, 55 kW / 400 V, Uc: 110 V DC x (0.7-1.25) PLC input 24-110 V DC 3-pole, auxiliary contacts 2 NO + 2 NC drive: electronic main circuit: busbar control and auxiliary circuit: spring-loaded terminal | 20600 | 1 | Z9 | 1
3RT1054-2XF46-1LA2 |  | power contactor, AC-3e/AC-3 115 A, 55 kW / 400 V, Uc: 110 V DC x (0.7-1.25) PLC input 24-110 V DC 3-pole, auxiliary contacts 2 NO + 2 NC drive: electronic main circuit: busbar control and auxiliary circuit: spring-loaded terminal upright mounting position | 21800 | 1 | Z9 | 1
3RT1054-2XJ46-0LA2 |  | power contactor, AC-3e/AC-3 115 A, 55 kW / 400 V, Uc: 72 V DC x (0.7-1.25) PLC input 24-110 V DC 3-pole, auxiliary contacts 2 NO + 2 NC drive: electronic main circuit: busbar control and auxiliary circuit: spring-loaded terminal | 20600 | 1 | Z9 | 1
3RT1054-3AB36 |  | power contactor, AC-3e/AC-3 115 A, 55 kW / 400 V, AC (50-60 Hz) / DC Uc: 23-26 V 3-pole, auxiliary contacts 2 NO + 2 NC drive: conventional main circuit: box terminal control and auxiliary circuit: spring-loaded terminal | 12400 | 1 | Z9 | 1
3RT1054-3AD36 |  | power contactor, AC-3e/AC-3 115 A, 55 kW / 400 V, AC (50-60 Hz) / DC Uc: 42-48 V 3-pole, auxiliary contacts 2 NO + 2 NC drive: conventional main circuit: box terminal control and auxiliary circuit: spring-loaded terminal | 12400 | 1 | Z9 | 1
3RT1054-3AF36 |  | power contactor, AC-3e/AC-3 115 A, 55 kW / 400 V, AC (50-60 Hz) / DC Uc: 110-127 V 3-pole, auxiliary contacts 2 NO + 2 NC drive: conventional main circuit: box terminal control and auxiliary circuit: spring-loaded terminal | 12400 | 1 | Z9 | 1
3RT1054-3AM36 |  | power contactor, AC-3e/AC-3 115 A, 55 kW / 400 V, AC (50-60 Hz) / DC Uc: 200-220 V 3-pole, auxiliary contacts 2 NO + 2 NC drive: conventional main circuit: box terminal control and auxiliary circuit: spring-loaded terminal | 12400 | 1 | Z9 | 1
3RT1054-3AP36 |  | power contactor, AC-3e/AC-3 115 A, 55 kW / 400 V, AC (50-60 Hz) / DC Uc: 220-240 V 3-pole, auxiliary contacts 2 NO + 2 NC drive: conventional main circuit: box terminal control and auxiliary circuit: spring-loaded terminal | 12400 | 1 | Z9 | 1
3RT1054-3AR36 |  | power contactor, AC-3e/AC-3 115 A, 55 kW / 400 V, AC (50-60 Hz) / DC Uc: 440-480 V 3-pole, auxiliary contacts 2 NO + 2 NC drive: conventional main circuit: box terminal control and auxiliary circuit: spring-loaded terminal | 12400 | 1 | Z9 | 1
3RT1054-3AR38-0PR0 |  | power contactor, AC-3e/AC-3 115 A, 55 kW / 400 V, AC (50-60 Hz) / DC Uc: 440-480 V 3-pole, auxiliary switch right 3RH1921-2DE11 drive: conventional main circuit: box terminal control and auxiliary circuit: spring-loaded terminal | 13000 | 1 | Z9 | 1
3RT1054-3AS36 |  | power contactor, AC-3e/AC-3 115 A, 55 kW / 400 V, AC (50-60 Hz) / DC Uc: 500-550 V 3-pole, auxiliary contacts 2 NO + 2 NC drive: conventional main circuit: box terminal control and auxiliary circuit: spring-loaded terminal | 12400 | 1 | Z9 | 1
3RT1054-3AT36 |  | power contactor, AC-3e/AC-3 115 A, 55 kW / 400 V, AC (50-60 Hz) / DC Uc: 575-600 V 3-pole, auxiliary contacts 2 NO + 2 NC drive: conventional main circuit: box terminal control and auxiliary circuit: spring-loaded terminal | 12400 | 1 | Z9 | 1
3RT1054-3AU36 |  | power contactor, AC-3e/AC-3 115 A, 55 kW / 400 V, AC (50-60 Hz) / DC Uc: 240-277 V 3-pole, auxiliary contacts 2 NO + 2 NC drive: conventional main circuit: box terminal control and auxiliary circuit: spring-loaded terminal | 12400 | 1 | Z9 | 1
3RT1054-3AV36 |  | power contactor, AC-3e/AC-3 115 A, 55 kW / 400 V, AC (50-60 Hz) / DC Uc: 380-420 V 3-pole, auxiliary contacts 2 NO + 2 NC drive: conventional main circuit: box terminal control and auxiliary circuit: spring-loaded terminal | 12400 | 1 | Z9 | 1
3RT1054-3NB36 |  | power contactor, AC-3e/AC-3 115 A, 55 kW / 400 V, AC (50-60 Hz) / DC Uc: 21-27.3 V PLC input 24 V DC 3-pole, auxiliary contacts 2 NO + 2 NC drive: electronic main circuit: box terminal control and auxiliary circuit: spring-loaded terminal | 14400 | 1 | Z9 | 1
3RT1054-3NF36 |  | power contactor, AC-3e/AC-3 115 A, 55 kW / 400 V, AC (50-60 Hz) / DC Uc: 96-127 V PLC input 24 V DC 3-pole, auxiliary contacts 2 NO + 2 NC drive: electronic main circuit: box terminal control and auxiliary circuit: spring-loaded terminal | 14400 | 1 | Z9 | 1
3RT1054-3NP36 |  | power contactor, AC-3e/AC-3 115 A, 55 kW / 400 V, AC (50-60 Hz) / DC Uc: 200-277 V PLC input 24 V DC 3-pole, auxiliary contacts 2 NO + 2 NC drive: electronic main circuit: box terminal control and auxiliary circuit: spring-loaded terminal | 14400 | 1 | Z9 | 1
3RT1054-3XB46-0LA2 |  | power contactor, AC-3e/AC-3 115 A, 55 kW / 400 V, Uc: 24 V DC x (0.7-1.25) PLC input 24-110 V DC 3-pole, auxiliary contacts 2 NO + 2 NC drive: electronic main circuit: box terminal control and auxiliary circuit: spring-loaded terminal | 20600 | 1 | Z9 | 1
3RT1054-3XF46-0LA2 |  | power contactor, AC-3e/AC-3 115 A, 55 kW / 400 V, Uc: 110 V DC x (0.7-1.25) PLC input 24-110 V DC 3-pole, auxiliary contacts 2 NO + 2 NC drive: electronic main circuit: box terminal control and auxiliary circuit: spring-loaded terminal | 20600 | 1 | Z9 | 1
3RT1054-3XJ46-0LA2 |  | power contactor, AC-3e/AC-3 115 A, 55 kW / 400 V, Uc: 72 V DC x (0.7-1.25) PLC input 24-110 V DC 3-pole, auxiliary contacts 2 NO + 2 NC drive: electronic main circuit: box terminal control and auxiliary circuit: spring-loaded terminal | 20600 | 1 | Z9 | 1
3RT1054-6AB36 |  | power contactor, AC-3e/AC-3 115 A, 55 kW / 400 V, AC (50-60 Hz) / DC Uc: 23-26 V 3-pole, auxiliary contacts 2 NO + 2 NC drive: conventional main circuit: busbar control and auxiliary circuit: screw terminal | 12400 | 1 | Z9 | 1
3RT1054-6AD36 |  | power contactor, AC-3e/AC-3 115 A, 55 kW / 400 V, AC (50-60 Hz) / DC Uc: 42-48 V 3-pole, auxiliary contacts 2 NO + 2 NC drive: conventional main circuit: busbar control and auxiliary circuit: screw terminal | 12400 | 1 | Z9 | 1
3RT1054-6AF36 |  | power contactor, AC-3e/AC-3 115 A, 55 kW / 400 V, AC (50-60 Hz) / DC Uc: 110-127 V 3-pole, auxiliary contacts 2 NO + 2 NC drive: conventional main circuit: busbar control and auxiliary circuit: screw terminal | 12400 | 1 | Z9 | 1
3RT1054-6AM36 |  | power contactor, AC-3e/AC-3 115 A, 55 kW / 400 V, AC (50-60 Hz) / DC Uc: 200-220 V 3-pole, auxiliary contacts 2 NO + 2 NC drive: conventional main circuit: busbar control and auxiliary circuit: screw terminal | 12400 | 1 | Z9 | 1
3RT1054-6AP36 |  | power contactor, AC-3e/AC-3 115 A, 55 kW / 400 V, AC (50-60 Hz) / DC Uc: 220-240 V 3-pole, auxiliary contacts 2 NO + 2 NC drive: conventional main circuit: busbar control and auxiliary circuit: screw terminal | 12400 | 1 | Z9 | 1
3RT1054-6AR36 |  | power contactor, AC-3e/AC-3 115 A, 55 kW / 400 V, AC (50-60 Hz) / DC Uc: 440-480 V 3-pole, auxiliary contacts 2 NO + 2 NC drive: conventional main circuit: busbar control and auxiliary circuit: screw terminal | 12400 | 1 | Z9 | 1
3RT1054-6AS36 |  | power contactor, AC-3e/AC-3 115 A, 55 kW / 400 V, AC (50-60 Hz) / DC Uc: 500-550 V 3-pole, auxiliary contacts 2 NO + 2 NC drive: conventional main circuit: busbar control and auxiliary circuit: screw terminal | 12400 | 1 | Z9 | 1
3RT1054-6AT36 |  | power contactor, AC-3e/AC-3 115 A, 55 kW / 400 V, AC (50-60 Hz) / DC Uc: 575-600 V 3-pole, auxiliary contacts 2 NO + 2 NC drive: conventional main circuit: busbar control and auxiliary circuit: screw terminal | 12400 | 1 | Z9 | 1
3RT1054-6AU36 |  | power contactor, AC-3e/AC-3 115 A, 55 kW / 400 V, AC (50-60 Hz) / DC Uc: 240-277 V 3-pole, auxiliary contacts 2 NO + 2 NC drive: conventional main circuit: busbar control and auxiliary circuit: screw terminal | 12400 | 1 | Z9 | 1
3RT1054-6AV36 |  | power contactor, AC-3e/AC-3 115 A, 55 kW / 400 V, AC (50-60 Hz) / DC Uc: 380-420 V 3-pole, auxiliary contacts 2 NO + 2 NC drive: conventional main circuit: busbar control and auxiliary circuit: screw terminal | 12400 | 1 | Z9 | 1
3RT1054-6LA06 |  | power contactor, AC-3e/AC-3 115 A, 55 kW / 400 V, without operating mechanism 3-pole, auxiliary contacts 2 NO + 2 NC drive: conventional main circuit: busbar control and auxiliary circuit: screw terminal | 10200 | 1 | Z9 | 1
3RT1054-6NB36 |  | power contactor, AC-3e/AC-3 115 A, 55 kW / 400 V, AC (50-60 Hz) / DC Uc: 21-27.3 V PLC input 24 V DC 3-pole, auxiliary contacts 2 NO + 2 NC drive: electronic main circuit: busbar control and auxiliary circuit: screw terminal | 14400 | 1 | Z9 | 1
3RT1054-6NF36 |  | power contactor, AC-3e/AC-3 115 A, 55 kW / 400 V, AC (50-60 Hz) / DC Uc: 96-127 V PLC input 24 V DC 3-pole, auxiliary contacts 2 NO + 2 NC drive: electronic main circuit: busbar control and auxiliary circuit: screw terminal | 14400 | 1 | Z9 | 1
3RT1054-6NP36 |  | power contactor, AC-3e/AC-3 115 A, 55 kW / 400 V, AC (50-60 Hz) / DC Uc: 200-277 V PLC input 24 V DC 3-pole, auxiliary contacts 2 NO + 2 NC drive: electronic main circuit: busbar control and auxiliary circuit: screw terminal | 14400 | 1 | Z9 | 1
3RT1054-6PF35 |  | power contactor, AC-3e/AC-3 115 A, 55 kW / 400 V, AC (50-60 Hz) / DC Uc: 96-127 V PLC input 24 V DC 3-pole, auxiliary contacts 1 NO + 1 NC drive: electronic main circuit: busbar control and auxiliary circuit: screw terminal , remaining lifetime signal | 20000 | 1 | Z9 | 1
3RT1054-6PP35 |  | power contactor, AC-3e/AC-3 115 A, 55 kW / 400 V, AC (50-60 Hz) / DC Uc: 200-277 V PLC input 24 V DC 3-pole, auxiliary contacts 1 NO + 1 NC drive: electronic main circuit: busbar control and auxiliary circuit: screw terminal , remaining lifetime signal | 20000 | 1 | Z9 | 1
3RT1054-6SF36 |  | power contactor, AC-3e/AC-3 115 A, 55 kW / 400 V, AC (50-60 Hz) / DC Uc: 96-127 V x (0.8-1.1) F-PLC input 24 V DC 3-pole, auxiliary contacts 2 NO + 2 NC drive: electronic main circuit: busbar control and auxiliary circuit: screw terminal | 15600 | 1 | Z9 | 1
3RT1054-6SF36-3PA0 |  | power contactor, AC-3e/AC-3 115 A, 55 kW / 400 V, AC (50-60 Hz) / DC Uc: 96-127 V x (0.8-1.1) F-PLC input 24 V DC 3-pole, auxiliary contacts 2 NO + 2 NC permanently mounted drive: electronic main circuit: busbar control and auxiliary circuit: screw terminal | 16200 | 1 | Z9 | 1
3RT1054-6SP36 |  | power contactor, AC-3e/AC-3 115 A, 55 kW / 400 V, AC (50-60 Hz) / DC Uc: 200-277 V x (0.8-1.1) F-PLC input 24 V DC 3-pole, auxiliary contacts 2 NO + 2 NC drive: electronic main circuit: busbar control and auxiliary circuit: screw terminal | 15600 | 1 | Z9 | 1
3RT1054-6SP36-3PA0 |  | power contactor, AC-3e/AC-3 115 A, 55 kW / 400 V, AC (50-60 Hz) / DC Uc: 200-277 V x (0.8-1.1) F-PLC input 24 V DC 3-pole, auxiliary contacts 2 NO + 2 NC permanently mounted drive: electronic main circuit: busbar control and auxiliary circuit: screw terminal | 16200 | 1 | Z9 | 1
3RT1054-6XB46-0LA2 |  | power contactor, AC-3e/AC-3 115 A, 55 kW / 400 V, Uc: 24 V DC x (0.7-1.25) PLC input 24-110 V DC 3-pole, auxiliary contacts 2 NO + 2 NC drive: electronic main circuit: busbar control and auxiliary circuit: screw terminal | 20600 | 1 | Z9 | 1
3RT1054-6XF46-0LA2 |  | power contactor, AC-3e/AC-3 115 A, 55 kW / 400 V, Uc: 110 V DC x (0.7-1.25) PLC input 24-110 V DC 3-pole, auxiliary contacts 2 NO + 2 NC drive: electronic main circuit: busbar control and auxiliary circuit: screw terminal | 20600 | 1 | Z9 | 1
3RT1054-6XJ46-0LA2 |  | power contactor, AC-3e/AC-3 115 A, 55 kW / 400 V, Uc: 72 V DC x (0.7-1.25) PLC input 24-110 V DC 3-pole, auxiliary contacts 2 NO + 2 NC drive: electronic main circuit: busbar control and auxiliary circuit: screw terminal | 20600 | 1 | Z9 | 1
3RT1054-8AR38-0PR0 |  | power contactor, AC-3e/AC-3 115 A, 55 kW / 400 V, AC (50-60 Hz) / DC Uc: 440-480 V 3-pole, auxiliary switch right 3RH1921-2DE11 drive: conventional main circuit: box terminal control and auxiliary circuit: screw terminal | 13000 | 1 | Z9 | 1
3RT1055-1AB36 |  | power contactor, AC-3e/AC-3 150 A, 75 kW / 400 V AC (50-60 Hz) / DC Uc: 23-26 V 3-pole, auxiliary contacts 2 NO + 2 NC drive: conventional main circuit: box terminal control and auxiliary circuit: screw terminal | 17500 | 1 | Z9 | 1
3RT1055-1AF36 |  | power contactor, AC-3e/AC-3 150 A, 75 kW / 400 V AC (50-60 Hz) / DC Uc: 110-127 V 3-pole, auxiliary contacts 2 NO + 2 NC drive: conventional main circuit: box terminal control and auxiliary circuit: screw terminal | 17500 | 1 | Z9 | 1
3RT1055-2AB36 |  | power contactor, AC-3e/AC-3 150 A, 75 kW / 400 V AC (50-60 Hz) / DC Uc: 23-26 V 3-pole, auxiliary contacts 2 NO + 2 NC drive: conventional main circuit: busbar control and auxiliary circuit: spring-loaded terminal | 15100 | 1 | Z9 | 1
3RT1055-2AD36 |  | power contactor, AC-3e/AC-3 150 A, 75 kW / 400 V AC (50-60 Hz) / DC Uc: 42-48 V 3-pole, auxiliary contacts 2 NO + 2 NC drive: conventional main circuit: busbar control and auxiliary circuit: spring-loaded terminal | 15100 | 1 | Z9 | 1
3RT1055-2AF36 |  | power contactor, AC-3e/AC-3 150 A, 75 kW / 400 V AC (50-60 Hz) / DC Uc: 110-127 V 3-pole, auxiliary contacts 2 NO + 2 NC drive: conventional main circuit: busbar control and auxiliary circuit: spring-loaded terminal | 15100 | 1 | Z9 | 1
3RT1055-2AM36 |  | power contactor, AC-3e/AC-3 150 A, 75 kW / 400 V AC (50-60 Hz) / DC Uc: 200-220 V 3-pole, auxiliary contacts 2 NO + 2 NC drive: conventional main circuit: busbar control and auxiliary circuit: spring-loaded terminal | 15100 | 1 | Z9 | 1
3RT1055-2AP36 |  | power contactor, AC-3e/AC-3 150 A, 75 kW / 400 V AC (50-60 Hz) / DC Uc: 220-240 V 3-pole, auxiliary contacts 2 NO + 2 NC drive: conventional main circuit: busbar control and auxiliary circuit: spring-loaded terminal | 15100 | 1 | Z9 | 1
3RT1055-2AR36 |  | power contactor, AC-3e/AC-3 150 A, 75 kW / 400 V AC (50-60 Hz) / DC Uc: 440-480 V 3-pole, auxiliary contacts 2 NO + 2 NC drive: conventional main circuit: busbar control and auxiliary circuit: spring-loaded terminal | 15100 | 1 | Z9 | 1
3RT1055-2AS36 |  | power contactor, AC-3e/AC-3 150 A, 75 kW / 400 V AC (50-60 Hz) / DC Uc: 500-550 V 3-pole, auxiliary contacts 2 NO + 2 NC drive: conventional main circuit: busbar control and auxiliary circuit: spring-loaded terminal | 15100 | 1 | Z9 | 1
3RT1055-2AT36 |  | power contactor, AC-3e/AC-3 150 A, 75 kW / 400 V AC (50-60 Hz) / DC Uc: 575-600 V 3-pole, auxiliary contacts 2 NO + 2 NC drive: conventional main circuit: busbar control and auxiliary circuit: spring-loaded terminal | 15100 | 1 | Z9 | 1
3RT1055-2AU36 |  | power contactor, AC-3e/AC-3 150 A, 75 kW / 400 V AC (50-60 Hz) / DC Uc: 240-277 V 3-pole, auxiliary contacts 2 NO + 2 NC drive: conventional main circuit: busbar control and auxiliary circuit: spring-loaded terminal | 15100 | 1 | Z9 | 1
3RT1055-2AV36 |  | power contactor, AC-3e/AC-3 150 A, 75 kW / 400 V AC (50-60 Hz) / DC Uc: 380-420 V 3-pole, auxiliary contacts 2 NO + 2 NC drive: conventional main circuit: busbar control and auxiliary circuit: spring-loaded terminal | 15100 | 1 | Z9 | 1
3RT1055-2NB36 |  | power contactor, AC-3e/AC-3 150 A, 75 kW / 400 V AC (50-60 Hz) / DC Uc: 21-27, 3 V PLC input 24 V DC 3-pole, auxiliary contacts 2 NO + 2 NC drive: electronic main circuit: busbar control and auxiliary circuit: spring-loaded terminal | 17200 | 1 | Z9 | 1
3RT1055-2NF36 |  | power contactor, AC-3e/AC-3 150 A, 75 kW / 400 V AC (50-60 Hz) / DC Uc: 96-127 V PLC input 24 V DC 3-pole, auxiliary contacts 2 NO + 2 NC drive: electronic main circuit: busbar control and auxiliary circuit: spring-loaded terminal | 17200 | 1 | Z9 | 1
3RT1055-2NP36 |  | power contactor, AC-3e/AC-3 150 A, 75 kW / 400 V AC (50-60 Hz) / DC Uc: 200-277 V PLC input 24 V DC 3-pole, auxiliary contacts 2 NO + 2 NC drive: electronic main circuit: busbar control and auxiliary circuit: spring-loaded terminal | 17200 | 1 | Z9 | 1
3RT1055-2XB46-0LA2 |  | power contactor, AC-3e/AC-3 150 A, 75 kW / 400 V Uc: 24 V DC x (0.7-1.25) PLC input 24-110 V DC 3-pole, auxiliary contacts 2 NO + 2 NC drive: electronic main circuit: busbar control and auxiliary circuit: spring-loaded terminal extended rated condition railroad IEC 60077 | 24400 | 1 | Z9 | 1
3RT1055-2XF46-0LA2 |  | power contactor, AC-3e/AC-3 150 A, 75 kW / 400 V Uc: 110 V DC x (0.7-1.25) PLC input 24-110 V DC 3-pole, auxiliary contacts 2 NO + 2 NC drive: electronic main circuit: busbar control and auxiliary circuit: spring-loaded terminal extended rated condition railroad IEC 60077 | 24400 | 1 | Z9 | 1
3RT1055-2XJ46-0LA2 |  | power contactor, AC-3e/AC-3 150 A, 75 kW / 400 V Uc: 72 V DC x (0.7-1.25) PLC input 24-110 V DC 3-pole, auxiliary contacts 2 NO + 2 NC drive: electronic main circuit: busbar control and auxiliary circuit: spring-loaded terminal extended rated condition railroad IEC 60077 | 24400 | 1 | Z9 | 1
3RT1055-6AB36 |  | power contactor, AC-3e/AC-3 150 A, 75 kW / 400 V AC (50-60 Hz) / DC Uc: 23-26 V 3-pole, auxiliary contacts 2 NO + 2 NC drive: conventional main circuit: busbar control and auxiliary circuit: screw terminal | 15100 | 1 | Z9 | 1
3RT1055-6AB36-3PA0 |  | power contactor, AC-3e/AC-3 150 A, 75 kW / 400 V AC (50-60 Hz) / DC Uc: 23-26 V 3-pole, auxiliary contacts 2 NO + 2 NC permanently mounted drive: conventional main circuit: busbar control and auxiliary circuit: screw terminal | 15700 | 1 | Z9 | 1
3RT1055-6AD36 |  | power contactor, AC-3e/AC-3 150 A, 75 kW / 400 V AC (50-60 Hz) / DC Uc: 42-48 V 3-pole, auxiliary contacts 2 NO + 2 NC drive: conventional main circuit: busbar control and auxiliary circuit: screw terminal | 15100 | 1 | Z9 | 1
3RT1055-6AF36 |  | power contactor, AC-3e/AC-3 150 A, 75 kW / 400 V AC (50-60 Hz) / DC Uc: 110-127 V 3-pole, auxiliary contacts 2 NO + 2 NC drive: conventional main circuit: busbar control and auxiliary circuit: screw terminal | 15100 | 1 | Z9 | 1
3RT1055-6AF36-3PA0 |  | power contactor, AC-3e/AC-3 150 A, 75 kW / 400 V AC (50-60 Hz) / DC Uc: 110-127 V 3-pole, auxiliary contacts 2 NO + 2 NC permanently mounted drive: conventional main circuit: busbar control and auxiliary circuit: screw terminal | 15700 | 1 | Z9 | 1
3RT1055-6AM36 |  | power contactor, AC-3e/AC-3 150 A, 75 kW / 400 V AC (50-60 Hz) / DC Uc: 200-220 V 3-pole, auxiliary contacts 2 NO + 2 NC drive: conventional main circuit: busbar control and auxiliary circuit: screw terminal | 15100 | 1 | Z9 | 1
3RT1055-6AP36 |  | power contactor, AC-3e/AC-3 150 A, 75 kW / 400 V AC (50-60 Hz) / DC Uc: 220-240 V 3-pole, auxiliary contacts 2 NO + 2 NC drive: conventional main circuit: busbar control and auxiliary circuit: screw terminal | 15100 | 1 | Z9 | 1
3RT1055-6AP36-3PA0 |  | power contactor, AC-3e/AC-3 150 A, 75 kW / 400 V AC (50-60 Hz) / DC Uc: 220-240 V 3-pole, auxiliary contacts 2 NO + 2 NC permanently mounted drive: conventional main circuit: busbar control and auxiliary circuit: screw terminal | 15700 | 1 | Z9 | 1
3RT1055-6AR36 |  | power contactor, AC-3e/AC-3 150 A, 75 kW / 400 V AC (50-60 Hz) / DC Uc: 440-480 V 3-pole, auxiliary contacts 2 NO + 2 NC drive: conventional main circuit: busbar control and auxiliary circuit: screw terminal | 15100 | 1 | Z9 | 1
3RT1055-6AS36 |  | power contactor, AC-3e/AC-3 150 A, 75 kW / 400 V AC (50-60 Hz) / DC Uc: 500-550 V 3-pole, auxiliary contacts 2 NO + 2 NC drive: conventional main circuit: busbar control and auxiliary circuit: screw terminal | 15100 | 1 | Z9 | 1
3RT1055-6AT36 |  | power contactor, AC-3e/AC-3 150 A, 75 kW / 400 V AC (50-60 Hz) / DC Uc: 575-600 V 3-pole, auxiliary contacts 2 NO + 2 NC drive: conventional main circuit: busbar control and auxiliary circuit: screw terminal | 15100 | 1 | Z9 | 1
3RT1055-6AU36 |  | power contactor, AC-3e/AC-3 150 A, 75 kW / 400 V AC (50-60 Hz) / DC Uc: 240-277 V 3-pole, auxiliary contacts 2 NO + 2 NC drive: conventional main circuit: busbar control and auxiliary circuit: screw terminal | 15100 | 1 | Z9 | 1
3RT1055-6AV36 |  | power contactor, AC-3e/AC-3 150 A, 75 kW / 400 V AC (50-60 Hz) / DC Uc: 380-420 V 3-pole, auxiliary contacts 2 NO + 2 NC drive: conventional main circuit: busbar control and auxiliary circuit: screw terminal | 15100 | 1 | Z9 | 1
3RT1055-6LA06 |  | power contactor, AC-3e/AC-3 150 A, 75 kW / 400 V without operating mechanism 3-pole, auxiliary contacts 2 NO + 2 NC without operating mechanism main circuit: busbar control and auxiliary circuit: screw terminal | 12800 | 1 | Z9 | 1
3RT1055-6NB36 |  | power contactor, AC-3e/AC-3 150 A, 75 kW / 400 V AC (50-60 Hz) / DC Uc: 21-27, 3 V PLC input 24 V DC 3-pole, auxiliary contacts 2 NO + 2 NC drive: electronic main circuit: busbar control and auxiliary circuit: screw terminal | 17200 | 1 | Z9 | 1
3RT1055-6NF36 |  | power contactor, AC-3e/AC-3 150 A, 75 kW / 400 V AC (50-60 Hz) / DC Uc: 96-127 V PLC input 24 V DC 3-pole, auxiliary contacts 2 NO + 2 NC drive: electronic main circuit: busbar control and auxiliary circuit: screw terminal | 17200 | 1 | Z9 | 1
3RT1055-6NP36 |  | power contactor, AC-3e/AC-3 150 A, 75 kW / 400 V AC (50-60 Hz) / DC Uc: 200-277 V PLC input 24 V DC 3-pole, auxiliary contacts 2 NO + 2 NC drive: electronic main circuit: busbar control and auxiliary circuit: screw terminal | 17200 | 1 | Z9 | 1
3RT1055-6NP36-3PA0 |  | power contactor, AC-3e/AC-3 150 A, 75 kW / 400 V AC (50-60 Hz) / DC Uc: 200-277 V PLC input 24 V DC 3-pole, auxiliary contacts 2 NO + 2 NC permanently mounted drive: electronic main circuit: busbar control and auxiliary circuit: screw terminal | 17800 | 1 | Z9 | 1
3RT1055-6PF35 |  | power contactor, AC-3e/AC-3 150 A, 75 kW / 400 V AC (50-60 Hz) / DC Uc: 96-127 V PLC input 24 V DC 3-pole, auxiliary contacts 1 NO + 1 NC drive: electronic main circuit: busbar control and auxiliary circuit: screw terminal with remaining lifetime indicator | 22600 | 1 | Z9 | 1
3RT1055-6PP35 |  | power contactor, AC-3e/AC-3 150 A, 75 kW / 400 V AC (50-60 Hz) / DC Uc: 200-277 V PLC input 24 V DC 3-pole, auxiliary contacts 1 NO + 1 NC drive: electronic main circuit: busbar control and auxiliary circuit: screw terminal with remaining lifetime indicator | 22600 | 1 | Z9 | 1
3RT1055-6SF36 |  | power contactor, AC-3e/AC-3 150 A, 75 kW / 400 V AC (50-60 Hz) / DC Uc: 96-127 V x (0.8-1.1) F-PLC input 24 V DC 3-pole, auxiliary contacts 2 NO + 2 NC drive: electronic main circuit: busbar control and auxiliary circuit: screw terminal | 18400 | 1 | Z9 | 1
3RT1055-6SF36-3PA0 |  | power contactor, AC-3e/AC-3 150 A, 75 kW / 400 V AC (50-60 Hz) / DC Uc: 96-127 V x (0.8-1.1) F-PLC input 24 V DC 3-pole, auxiliary contacts 2 NO + 2 NC permanently mounted drive: electronic main circuit: busbar control and auxiliary circuit: screw terminal | 19100 | 1 | Z9 | 1
3RT1055-6SP36 |  | power contactor, AC-3e/AC-3 150 A, 75 kW / 400 V AC (50-60 Hz) / DC Uc: 200-277 V x (0.8-1.1) F-PLC input 24 V DC 3-pole, auxiliary contacts 2 NO + 2 NC drive: electronic main circuit: busbar control and auxiliary circuit: screw terminal | 18400 | 1 | Z9 | 1
3RT1055-6SP36-3PA0 |  | power contactor, AC-3e/AC-3 150 A, 75 kW / 400 V AC (50-60 Hz) / DC Uc: 200-277 V x (0.8-1.1) F-PLC input 24 V DC 3-pole, auxiliary contacts 2 NO + 2 NC permanently mounted drive: electronic main circuit: busbar control and auxiliary circuit: screw terminal | 19100 | 1 | Z9 | 1
3RT1055-6XB46-0LA2 |  | power contactor, AC-3e/AC-3 150 A, 75 kW / 400 V Uc: 24 V DC x (0.7-1.25) PLC input 24-110 V DC 3-pole, auxiliary contacts 2 NO + 2 NC drive: electronic main circuit: busbar control and auxiliary circuit: screw terminal extended rated condition railroad IEC 60077 | 24400 | 1 | Z9 | 1
3RT1055-6XF46-0LA2 |  | power contactor, AC-3e/AC-3 150 A, 75 kW / 400 V Uc: 110 V DC x (0.7-1.25) PLC input 24-110 V DC 3-pole, auxiliary contacts 2 NO + 2 NC drive: electronic main circuit: busbar control and auxiliary circuit: screw terminal extended rated condition railroad IEC 60077 | 24400 | 1 | Z9 | 1
3RT1055-6XJ46-0LA2 |  | power contactor, AC-3e/AC-3 150 A, 75 kW / 400 V Uc: 72 V DC x (0.7-1.25) PLC input 24-110 V DC 3-pole, auxiliary contacts 2 NO + 2 NC drive: electronic main circuit: busbar control and auxiliary circuit: screw terminal extended rated condition railroad IEC 60077 | 24400 | 1 | Z9 | 1
3RT1055-7AB36 |  | power contactor, AC-3e/AC-3 150 A, 75 kW / 400 V AC (50-60 Hz) / DC Uc: 23-26 V 3-pole, auxiliary contacts 2 NO + 2 NC drive: conventional main circuit: box terminal control and auxiliary circuit: screw terminal box terminal up to 70 mmÂ² | 16300 | 1 | Z9 | 1
3RT1055-7AB36-0SF1 |  | power contactor, AC-3e/AC-3 150 A, 75 kW / 400 V AC (50-60 Hz) / DC Uc: 23-26 V 3-pole, auxiliary contacts 2 NO + 2 NC drive: conventional main circuit: box terminal control and auxiliary circuit: screw terminal box terminal up to 70 mmÂ² | 16300 | 1 | Z9 | 1
3RT1056-1AB36 |  | power contactor, AC-3e/AC-3 185 A, 90 kW / 400 V AC (50-60 Hz) / DC Uc: 23-26 V 3-pole, auxiliary contacts 2 NO + 2 NC drive: conventional main circuit: box terminal control and auxiliary circuit: screw terminal | 21300 | 1 | Z9 | 1
3RT1056-2AB36 |  | power contactor, AC-3e/AC-3 185 A, 90 kW / 400 V AC (50-60 Hz) / DC Uc: 23-26 V 3-pole, auxiliary contacts 2 NO + 2 NC drive: conventional main circuit: busbar control and auxiliary circuit: spring-loaded terminal | 19100 | 1 | Z9 | 1
3RT1056-2AD36 |  | power contactor, AC-3e/AC-3 185 A, 90 kW / 400 V AC (50-60 Hz) / DC Uc: 42-48 V 3-pole, auxiliary contacts 2 NO + 2 NC drive: conventional main circuit: busbar control and auxiliary circuit: spring-loaded terminal | 19100 | 1 | Z9 | 1
3RT1056-2AF36 |  | power contactor, AC-3e/AC-3 185 A, 90 kW / 400 V AC (50-60 Hz) / DC Uc: 110-127 V 3-pole, auxiliary contacts 2 NO + 2 NC drive: conventional main circuit: busbar control and auxiliary circuit: spring-loaded terminal | 19100 | 1 | Z9 | 1
3RT1056-2AM36 |  | power contactor, AC-3e/AC-3 185 A, 90 kW / 400 V AC (50-60 Hz) / DC Uc: 200-220 V 3-pole, auxiliary contacts 2 NO + 2 NC drive: conventional main circuit: busbar control and auxiliary circuit: spring-loaded terminal | 19100 | 1 | Z9 | 1
3RT1056-2AP36 |  | power contactor, AC-3e/AC-3 185 A, 90 kW / 400 V AC (50-60 Hz) / DC Uc: 220-240 V 3-pole, auxiliary contacts 2 NO + 2 NC drive: conventional main circuit: busbar control and auxiliary circuit: spring-loaded terminal | 19100 | 1 | Z9 | 1
3RT1056-2AR36 |  | power contactor, AC-3e/AC-3 185 A, 90 kW / 400 V AC (50-60 Hz) / DC Uc: 440-480 V 3-pole, auxiliary contacts 2 NO + 2 NC drive: conventional main circuit: busbar control and auxiliary circuit: spring-loaded terminal | 19100 | 1 | Z9 | 1
3RT1056-2AS36 |  | power contactor, AC-3e/AC-3 185 A, 90 kW / 400 V AC (50-60 Hz) / DC Uc: 500-550 V 3-pole, auxiliary contacts 2 NO + 2 NC drive: conventional main circuit: busbar control and auxiliary circuit: spring-loaded terminal | 19100 | 1 | Z9 | 1
3RT1056-2AT36 |  | power contactor, AC-3e/AC-3 185 A, 90 kW / 400 V AC (50-60 Hz) / DC Uc: 575-600 V 3-pole, auxiliary contacts 2 NO + 2 NC drive: conventional main circuit: busbar control and auxiliary circuit: spring-loaded terminal | 19100 | 1 | Z9 | 1
3RT1056-2AU36 |  | power contactor, AC-3e/AC-3 185 A, 90 kW / 400 V AC (50-60 Hz) / DC Uc: 240-277 V 3-pole, auxiliary contacts 2 NO + 2 NC drive: conventional main circuit: busbar control and auxiliary circuit: spring-loaded terminal | 19100 | 1 | Z9 | 1
3RT1056-2AV36 |  | power contactor, AC-3e/AC-3 185 A, 90 kW / 400 V AC (50-60 Hz) / DC Uc: 380-420 V 3-pole, auxiliary contacts 2 NO + 2 NC drive: conventional main circuit: busbar control and auxiliary circuit: spring-loaded terminal | 19100 | 1 | Z9 | 1
3RT1056-2NB36 |  | power contactor, AC-3e/AC-3 185 A, 90 kW / 400 V AC (50-60 Hz) / DC Uc: 21-27, 3 V PLC input 24 V DC 3-pole, auxiliary contacts 2 NO + 2 NC drive: electronic main circuit: busbar control and auxiliary circuit: spring-loaded terminal | 21100 | 1 | Z9 | 1
3RT1056-2NF36 |  | power contactor, AC-3e/AC-3 185 A, 90 kW / 400 V AC (50-60 Hz) / DC Uc: 96-127 V PLC input 24 V DC 3-pole, auxiliary contacts 2 NO + 2 NC drive: electronic main circuit: busbar control and auxiliary circuit: spring-loaded terminal | 21100 | 1 | Z9 | 1
3RT1056-2NP36 |  | power contactor, AC-3e/AC-3 185 A, 90 kW / 400 V AC (50-60 Hz) / DC Uc: 200-277 V PLC input 24 V DC 3-pole, auxiliary contacts 2 NO + 2 NC drive: electronic main circuit: busbar control and auxiliary circuit: spring-loaded terminal | 21100 | 1 | Z9 | 1
3RT1056-2XB46-0LA2 |  | power contactor, AC-3e/AC-3 185 A, 90 kW / 400 V Uc: 24 V DC x (0.7-1.25) PLC input 24-110 V DC 3-pole, auxiliary contacts 2 NO + 2 NC drive: electronic main circuit: busbar control and auxiliary circuit: spring-loaded terminal extended rated condition railroad IEC 60077 | 29900 | 1 | Z9 | 1
3RT1056-2XF46-0LA2 |  | power contactor, AC-3e/AC-3 185 A, 90 kW / 400 V Uc: 110 V DC x (0.7-1.25) PLC input 24-110 V DC 3-pole, auxiliary contacts 2 NO + 2 NC drive: electronic main circuit: busbar control and auxiliary circuit: spring-loaded terminal extended rated condition railroad IEC 60077 | 29900 | 1 | Z9 | 1
3RT1056-2XJ46-0LA2 |  | power contactor, AC-3e/AC-3 185 A, 90 kW / 400 V Uc: 72 V DC x (0.7-1.25) PLC input 24-110 V DC 3-pole, auxiliary contacts 2 NO + 2 NC drive: electronic main circuit: busbar control and auxiliary circuit: spring-loaded terminal extended rated condition railroad IEC 60077 | 29900 | 1 | Z9 | 1
3RT1056-6AB36 |  | power contactor, AC-3e/AC-3 185 A, 90 kW / 400 V AC (50-60 Hz) / DC Uc: 23-26 V 3-pole, auxiliary contacts 2 NO + 2 NC drive: conventional main circuit: busbar control and auxiliary circuit: screw terminal | 19100 | 1 | Z9 | 1
3RT1056-6AB36-3PA0 |  | power contactor, AC-3e/AC-3 185 A, 90 kW / 400 V AC (50-60 Hz) / DC Uc: 23-26 V 3-pole, auxiliary contacts 2 NO + 2 NC permanently mounted drive: conventional main circuit: busbar control and auxiliary circuit: screw terminal | 19800 | 1 | Z9 | 1
3RT1056-6AD36 |  | power contactor, AC-3e/AC-3 185 A, 90 kW / 400 V AC (50-60 Hz) / DC Uc: 42-48 V 3-pole, auxiliary contacts 2 NO + 2 NC drive: conventional main circuit: busbar control and auxiliary circuit: screw terminal | 19100 | 1 | Z9 | 1
3RT1056-6AF36 |  | power contactor, AC-3e/AC-3 185 A, 90 kW / 400 V AC (50-60 Hz) / DC Uc: 110-127 V 3-pole, auxiliary contacts 2 NO + 2 NC drive: conventional main circuit: busbar control and auxiliary circuit: screw terminal | 19100 | 1 | Z9 | 1
3RT1056-6AF36-3PA0 |  | power contactor, AC-3e/AC-3 185 A, 90 kW / 400 V AC (50-60 Hz) / DC Uc: 110-127 V 3-pole, auxiliary contacts 2 NO + 2 NC permanently mounted drive: conventional main circuit: busbar control and auxiliary circuit: screw terminal | 19800 | 1 | Z9 | 1
3RT1056-6AM36 |  | power contactor, AC-3e/AC-3 185 A, 90 kW / 400 V AC (50-60 Hz) / DC Uc: 200-220 V 3-pole, auxiliary contacts 2 NO + 2 NC drive: conventional main circuit: busbar control and auxiliary circuit: screw terminal | 19100 | 1 | Z9 | 1
3RT1056-6AP36 |  | power contactor, AC-3e/AC-3 185 A, 90 kW / 400 V AC (50-60 Hz) / DC Uc: 220-240 V 3-pole, auxiliary contacts 2 NO + 2 NC drive: conventional main circuit: busbar control and auxiliary circuit: screw terminal | 19100 | 1 | Z9 | 1
3RT1056-6AP36-3PA0 |  | power contactor, AC-3e/AC-3 185 A, 90 kW / 400 V AC (50-60 Hz) / DC Uc: 220-240 V 3-pole, auxiliary contacts 2 NO + 2 NC permanently mounted drive: conventional main circuit: busbar control and auxiliary circuit: screw terminal | 19800 | 1 | Z9 | 1
3RT1056-6AR36 |  | power contactor, AC-3e/AC-3 185 A, 90 kW / 400 V AC (50-60 Hz) / DC Uc: 440-480 V 3-pole, auxiliary contacts 2 NO + 2 NC drive: conventional main circuit: busbar control and auxiliary circuit: screw terminal | 19100 | 1 | Z9 | 1
3RT1056-6AS36 |  | power contactor, AC-3e/AC-3 185 A, 90 kW / 400 V AC (50-60 Hz) / DC Uc: 500-550 V 3-pole, auxiliary contacts 2 NO + 2 NC drive: conventional main circuit: busbar control and auxiliary circuit: screw terminal | 19100 | 1 | Z9 | 1
3RT1056-6AT36 |  | power contactor, AC-3e/AC-3 185 A, 90 kW / 400 V AC (50-60 Hz) / DC Uc: 575-600 V 3-pole, auxiliary contacts 2 NO + 2 NC drive: conventional main circuit: busbar control and auxiliary circuit: screw terminal | 19100 | 1 | Z9 | 1
3RT1056-6AU36 |  | power contactor, AC-3e/AC-3 185 A, 90 kW / 400 V AC (50-60 Hz) / DC Uc: 240-277 V 3-pole, auxiliary contacts 2 NO + 2 NC drive: conventional main circuit: busbar control and auxiliary circuit: screw terminal | 19100 | 1 | Z9 | 1
3RT1056-6AV36 |  | power contactor, AC-3e/AC-3 185 A, 90 kW / 400 V AC (50-60 Hz) / DC Uc: 380-420 V 3-pole, auxiliary contacts 2 NO + 2 NC drive: conventional main circuit: busbar control and auxiliary circuit: screw terminal | 19100 | 1 | Z9 | 1
3RT1056-6LA06 |  | power contactor, AC-3e/AC-3 185 A, 90 kW / 400 V without operating mechanism 3-pole, auxiliary contacts 2 NO + 2 NC without operating mechanism main circuit: busbar control and auxiliary circuit: screw terminal | 16700 | 1 | Z9 | 1
3RT1056-6NB36 |  | power contactor, AC-3e/AC-3 185 A, 90 kW / 400 V AC (50-60 Hz) / DC Uc: 21-27, 3 V PLC input 24 V DC 3-pole, auxiliary contacts 2 NO + 2 NC drive: electronic main circuit: busbar control and auxiliary circuit: screw terminal | 21100 | 1 | Z9 | 1
3RT1056-6NB36-3PA0 |  | power contactor, AC-3e/AC-3 185 A, 90 kW / 400 V AC (50-60 Hz) / DC Uc: 21-27, 3 V PLC input 24 V DC 3-pole, auxiliary contacts 2 NO + 2 NC permanently mounted drive: electronic main circuit: busbar control and auxiliary circuit: screw terminal | 21600 | 1 | Z9 | 1
3RT1056-6NF36 |  | power contactor, AC-3e/AC-3 185 A, 90 kW / 400 V AC (50-60 Hz) / DC Uc: 96-127 V PLC input 24 V DC 3-pole, auxiliary contacts 2 NO + 2 NC drive: electronic main circuit: busbar control and auxiliary circuit: screw terminal | 21100 | 1 | Z9 | 1
3RT1056-6NP36 |  | power contactor, AC-3e/AC-3 185 A, 90 kW / 400 V AC (50-60 Hz) / DC Uc: 200-277 V PLC input 24 V DC 3-pole, auxiliary contacts 2 NO + 2 NC drive: electronic main circuit: busbar control and auxiliary circuit: screw terminal | 21100 | 1 | Z9 | 1
3RT1056-6NP36-3PA0 |  | power contactor, AC-3e/AC-3 185 A, 90 kW / 400 V AC (50-60 Hz) / DC Uc: 200-277 V PLC input 24 V DC 3-pole, auxiliary contacts 2 NO + 2 NC drive: electronic main circuit: busbar control and auxiliary circuit: screw terminal | 21600 | 1 | Z9 | 1
3RT1056-6PF35 |  | power contactor, AC-3e/AC-3 185 A, 90 kW / 400 V AC (50-60 Hz) / DC Uc: 96-127 V PLC input 24 V DC 3-pole, auxiliary contacts 1 NO + 1 NC drive: electronic main circuit: busbar control and auxiliary circuit: screw terminal with remaining lifetime indicator | 26700 | 1 | Z9 | 1
3RT1056-6PP35 |  | power contactor, AC-3e/AC-3 185 A, 90 kW / 400 V AC (50-60 Hz) / DC Uc: 200-277 V PLC input 24 V DC 3-pole, auxiliary contacts 1 NO + 1 NC drive: electronic main circuit: busbar control and auxiliary circuit: screw terminal with remaining lifetime indicator | 26700 | 1 | Z9 | 1
3RT1056-6SF36 |  | power contactor, AC-3e/AC-3 185 A, 90 kW / 400 V AC (50-60 Hz) / DC Uc: 96-127 V x (0.8-1.1) F-PLC input 24 V DC 3-pole, auxiliary contacts 2 NO + 2 NC drive: electronic main circuit: busbar control and auxiliary circuit: screw terminal | 22000 | 1 | Z9 | 1
3RT1056-6SF36-3PA0 |  | power contactor, AC-3e/AC-3 185 A, 90 kW / 400 V AC (50-60 Hz) / DC Uc: 96-127 V x (0.8-1.1) F-PLC input 24 V DC 3-pole, auxiliary contacts 2 NO + 2 NC permanently mounted drive: electronic main circuit: busbar control and auxiliary circuit: screw terminal | 22900 | 1 | Z9 | 1
3RT1056-6SP36 |  | power contactor, AC-3e/AC-3 185 A, 90 kW / 400 V AC (50-60 Hz) / DC Uc: 200-277 V x (0.8-1.1) F-PLC input 24 V DC 3-pole, auxiliary contacts 2 NO + 2 NC drive: electronic main circuit: busbar control and auxiliary circuit: screw terminal | 22000 | 1 | Z9 | 1
3RT1056-6SP36-3PA0 |  | power contactor, AC-3e/AC-3 185 A, 90 kW / 400 V AC (50-60 Hz) / DC Uc: 200-277 V x (0.8-1.1) F-PLC input 24 V DC 3-pole, auxiliary contacts 2 NO + 2 NC permanently mounted drive: electronic main circuit: busbar control and auxiliary circuit: screw terminal | 22900 | 1 | Z9 | 1
3RT1056-6XB46-0LA2 |  | power contactor, AC-3e/AC-3 185 A, 90 kW / 400 V Uc: 24 V DC x (0.7-1.25) PLC input 24-110 V DC 3-pole, auxiliary contacts 2 NO + 2 NC drive: electronic main circuit: busbar control and auxiliary circuit: screw terminal extended rated condition railroad IEC 60077 | 29900 | 1 | Z9 | 1
3RT1056-6XF46-0LA2 |  | power contactor, AC-3e/AC-3 185 A, 90 kW / 400 V Uc: 110 V DC x (0.7-1.25) PLC input 24-110 V DC 3-pole, auxiliary contacts 2 NO + 2 NC drive: electronic main circuit: busbar control and auxiliary circuit: screw terminal extended rated condition railroad IEC 60077 | 29900 | 1 | Z9 | 1
3RT1056-6XJ46-0LA2 |  | power contactor, AC-3e/AC-3 185 A, 90 kW / 400 V Uc: 72 V DC x (0.7-1.25) PLC input 24-110 V DC 3-pole, auxiliary contacts 2 NO + 2 NC drive: electronic main circuit: busbar control and auxiliary circuit: screw terminal extended rated condition railroad IEC 60077 | 29900 | 1 | Z9 | 1
3RT1056-7AB36 |  | power contactor, AC-3e/AC-3 185 A, 90 kW / 400 V AC (50-60 Hz) / DC Uc: 23-26 V 3-pole, auxiliary contacts 2 NO + 2 NC drive: conventional main circuit: box terminal control and auxiliary circuit: screw terminal box terminal up to 70 mmÂ² | 20200 | 1 | Z9 | 1
3RT1056-7AB36-0SF1 |  | power contactor, AC-3e/AC-3 185 A, 90 kW / 400 V AC (50-60 Hz) / DC Uc: 23-26 V 3-pole, auxiliary contacts 2 NO + 2 NC drive: conventional main circuit: box terminal control and auxiliary circuit: screw terminal box terminal up to 70 mmÂ² | 20200 | 1 | Z9 | 1
3RT1064-2AB36 |  | power contactor, AC-3e/AC-3 225 A, 110 kW / 400 V AC (50-60 Hz) / DC Uc: 23-26 V 3-pole, auxiliary contacts 2 NO + 2 NC drive: conventional main circuit: busbar control and auxiliary circuit: spring-loaded terminal | 21500 | 1 | Z9 | 1
3RT1064-2AD36 |  | power contactor, AC-3e/AC-3 225 A, 110 kW / 400 V AC (50-60 Hz) / DC Uc: 42-48 V 3-pole, auxiliary contacts 2 NO + 2 NC drive: conventional main circuit: busbar control and auxiliary circuit: spring-loaded terminal | 21500 | 1 | Z9 | 1
3RT1064-2AF36 |  | power contactor, AC-3e/AC-3 225 A, 110 kW / 400 V AC (50-60 Hz) / DC Uc: 110-127 V 3-pole, auxiliary contacts 2 NO + 2 NC drive: conventional main circuit: busbar control and auxiliary circuit: spring-loaded terminal | 21500 | 1 | Z9 | 1
3RT1064-2AM36 |  | power contactor, AC-3e/AC-3 225 A, 110 kW / 400 V AC (50-60 Hz) / DC Uc: 200-220 V 3-pole, auxiliary contacts 2 NO + 2 NC drive: conventional main circuit: busbar control and auxiliary circuit: spring-loaded terminal | 21500 | 1 | Z9 | 1
3RT1064-2AP36 |  | power contactor, AC-3e/AC-3 225 A, 110 kW / 400 V AC (50-60 Hz) / DC Uc: 220-240 V 3-pole, auxiliary contacts 2 NO + 2 NC drive: conventional main circuit: busbar control and auxiliary circuit: spring-loaded terminal | 21500 | 1 | Z9 | 1
3RT1064-2AR36 |  | power contactor, AC-3e/AC-3 225 A, 110 kW / 400 V AC (50-60 Hz) / DC Uc: 440-480 V 3-pole, auxiliary contacts 2 NO + 2 NC drive: conventional main circuit: busbar control and auxiliary circuit: spring-loaded terminal | 21500 | 1 | Z9 | 1
3RT1064-2AS36 |  | power contactor, AC-3e/AC-3 225 A, 110 kW / 400 V AC (50-60 Hz) / DC Uc: 500-550 V 3-pole, auxiliary contacts 2 NO + 2 NC drive: conventional main circuit: busbar control and auxiliary circuit: spring-loaded terminal | 21500 | 1 | Z9 | 1
3RT1064-2AT36 |  | power contactor, AC-3e/AC-3 225 A, 110 kW / 400 V AC (50-60 Hz) / DC Uc: 575-600 V 3-pole, auxiliary contacts 2 NO + 2 NC drive: conventional main circuit: busbar control and auxiliary circuit: spring-loaded terminal | 21500 | 1 | Z9 | 1
3RT1064-2AU36 |  | power contactor, AC-3e/AC-3 225 A, 110 kW / 400 V AC (50-60 Hz) / DC Uc: 240-277 V 3-pole, auxiliary contacts 2 NO + 2 NC drive: conventional main circuit: busbar control and auxiliary circuit: spring-loaded terminal | 21500 | 1 | Z9 | 1
3RT1064-2AV36 |  | power contactor, AC-3e/AC-3 225 A, 110 kW / 400 V AC (50-60 Hz) / DC Uc: 380-420 V 3-pole, auxiliary contacts 2 NO + 2 NC drive: conventional main circuit: busbar control and auxiliary circuit: spring-loaded terminal | 21500 | 1 | Z9 | 1
3RT1064-2NB36 |  | power contactor, AC-3e/AC-3 225 A, 110 kW / 400 V AC (50-60 Hz) / DC Uc: 21-27, 3 V PLC input 24 V DC 3-pole, auxiliary contacts 2 NO + 2 NC drive: electronic main circuit: busbar control and auxiliary circuit: spring-loaded terminal | 24200 | 1 | Z9 | 1
3RT1064-2NF36 |  | power contactor, AC-3e/AC-3 225 A, 110 kW / 400 V AC (50-60 Hz) / DC Uc: 96-127 V PLC input 24 V DC 3-pole, auxiliary contacts 2 NO + 2 NC drive: electronic main circuit: busbar control and auxiliary circuit: spring-loaded terminal | 24200 | 1 | Z9 | 1
3RT1064-2NP36 |  | power contactor, AC-3e/AC-3 225 A, 110 kW / 400 V AC (50-60 Hz) / DC Uc: 200-277 V PLC input 24 V DC 3-pole, auxiliary contacts 2 NO + 2 NC drive: electronic main circuit: busbar control and auxiliary circuit: spring-loaded terminal | 24200 | 1 | Z9 | 1
3RT1064-2XB46-0LA2 |  | power contactor, AC-3e/AC-3 225 A, 110 kW / 400 V Uc: 24 V DC x (0.7-1.25) PLC input 24-110 V DC 3-pole, auxiliary contacts 2 NO + 2 NC drive: electronic main circuit: busbar control and auxiliary circuit: spring-loaded terminal extended rated condition railroad IEC 60077 | 35000 | 1 | Z9 | 1
3RT1064-2XF46-0LA2 |  | power contactor, AC-3e/AC-3 225 A, 110 kW / 400 V Uc: 110 V DC x (0.7-1.25) PLC input 24-110 V DC 3-pole, auxiliary contacts 2 NO + 2 NC drive: electronic main circuit: busbar control and auxiliary circuit: spring-loaded terminal extended rated condition railroad IEC 60077 | 35000 | 1 | Z9 | 1
3RT1064-2XJ46-0LA2 |  | power contactor, AC-3e/AC-3 225 A, 110 kW / 400 V Uc: 72 V DC x (0.7-1.25) PLC input 24-110 V DC 3-pole, auxiliary contacts 2 NO + 2 NC drive: electronic main circuit: busbar control and auxiliary circuit: spring-loaded terminal extended rated condition railroad IEC 60077 | 35000 | 1 | Z9 | 1
3RT1064-6AB36 |  | power contactor, AC-3e/AC-3 225 A, 110 kW / 400 V AC (50-60 Hz) / DC Uc: 23-26 V 3-pole, auxiliary contacts 2 NO + 2 NC drive: conventional main circuit: busbar control and auxiliary circuit: screw terminal | 21500 | 1 | Z9 | 1
3RT1064-6AB36-3PA0 |  | power contactor, AC-3e/AC-3 225 A, 110 kW / 400 V AC (50-60 Hz) / DC Uc: 23-26 V 3-pole, auxiliary contacts 2 NO + 2 NC permanently mounted drive: conventional main circuit: busbar control and auxiliary circuit: screw terminal | 22000 | 1 | Z9 | 1
3RT1064-6AD36 |  | power contactor, AC-3e/AC-3 225 A, 110 kW / 400 V AC (50-60 Hz) / DC Uc: 42-48 V 3-pole, auxiliary contacts 2 NO + 2 NC drive: conventional main circuit: busbar control and auxiliary circuit: screw terminal | 21500 | 1 | Z9 | 1
3RT1064-6AF36 |  | power contactor, AC-3e/AC-3 225 A, 110 kW / 400 V AC (50-60 Hz) / DC Uc: 110-127 V 3-pole, auxiliary contacts 2 NO + 2 NC drive: conventional main circuit: busbar control and auxiliary circuit: screw terminal | 21500 | 1 | Z9 | 1
3RT1064-6AF36-3PA0 |  | power contactor, AC-3e/AC-3 225 A, 110 kW / 400 V AC (50-60 Hz) / DC Uc: 110-127 V 3-pole, auxiliary contacts 2 NO + 2 NC permanently mounted drive: conventional main circuit: busbar control and auxiliary circuit: screw terminal | 22000 | 1 | Z9 | 1
3RT1064-6AM36 |  | power contactor, AC-3e/AC-3 225 A, 110 kW / 400 V AC (50-60 Hz) / DC Uc: 200-220 V 3-pole, auxiliary contacts 2 NO + 2 NC drive: conventional main circuit: busbar control and auxiliary circuit: screw terminal | 21500 | 1 | Z9 | 1
3RT1064-6AP36 |  | power contactor, AC-3e/AC-3 225 A, 110 kW / 400 V AC (50-60 Hz) / DC Uc: 220-240 V 3-pole, auxiliary contacts 2 NO + 2 NC drive: conventional main circuit: busbar control and auxiliary circuit: screw terminal | 21500 | 1 | Z9 | 1
3RT1064-6AP36-3PA0 |  | power contactor, AC-3e/AC-3 225 A, 110 kW / 400 V AC (50-60 Hz) / DC Uc: 220-240 V 3-pole, auxiliary contacts 2 NO + 2 NC permanently mounted drive: conventional main circuit: busbar control and auxiliary circuit: screw terminal | 22000 | 1 | Z9 | 1
3RT1064-6AR36 |  | power contactor, AC-3e/AC-3 225 A, 110 kW / 400 V AC (50-60 Hz) / DC Uc: 440-480 V 3-pole, auxiliary contacts 2 NO + 2 NC drive: conventional main circuit: busbar control and auxiliary circuit: screw terminal | 21500 | 1 | Z9 | 1
3RT1064-6AS36 |  | power contactor, AC-3e/AC-3 225 A, 110 kW / 400 V AC (50-60 Hz) / DC Uc: 500-550 V 3-pole, auxiliary contacts 2 NO + 2 NC drive: conventional main circuit: busbar control and auxiliary circuit: screw terminal | 21500 | 1 | Z9 | 1
3RT1064-6AT36 |  | power contactor, AC-3e/AC-3 225 A, 110 kW / 400 V AC (50-60 Hz) / DC Uc: 575-600 V 3-pole, auxiliary contacts 2 NO + 2 NC drive: conventional main circuit: busbar control and auxiliary circuit: screw terminal | 21500 | 1 | Z9 | 1
3RT1064-6AU36 |  | power contactor, AC-3e/AC-3 225 A, 110 kW / 400 V AC (50-60 Hz) / DC Uc: 240-277 V 3-pole, auxiliary contacts 2 NO + 2 NC drive: conventional main circuit: busbar control and auxiliary circuit: screw terminal | 21500 | 1 | Z9 | 1
3RT1064-6AV36 |  | power contactor, AC-3e/AC-3 225 A, 110 kW / 400 V AC (50-60 Hz) / DC Uc: 380-420 V 3-pole, auxiliary contacts 2 NO + 2 NC drive: conventional main circuit: busbar control and auxiliary circuit: screw terminal | 21500 | 1 | Z9 | 1
3RT1064-6LA06 |  | power contactor, AC-3e/AC-3 225 A, 110 kW / 400 V without operating mechanism 3-pole, auxiliary contacts 2 NO + 2 NC main circuit: busbar control and auxiliary circuit: screw terminal | 18800 | 1 | Z9 | 1
3RT1064-6NB36 |  | power contactor, AC-3e/AC-3 225 A, 110 kW / 400 V AC (50-60 Hz) / DC Uc: 21-27.3 V PLC input 24 V DC 3-pole, auxiliary contacts 2 NO + 2 NC drive: electronic main circuit: busbar control and auxiliary circuit: screw terminal | 24200 | 1 | Z9 | 1
3RT1064-6NF36 |  | power contactor, AC-3e/AC-3 225 A, 110 kW / 400 V AC (50-60 Hz) / DC Uc: 96-127 V PLC input 24 V DC 3-pole, auxiliary contacts 2 NO + 2 NC drive: electronic main circuit: busbar control and auxiliary circuit: screw terminal | 24200 | 1 | Z9 | 1
3RT1064-6NP36 |  | power contactor, AC-3e/AC-3 225 A, 110 kW / 400 V AC (50-60 Hz) / DC Uc: 200-277 V PLC input 24 V DC 3-pole, auxiliary contacts 2 NO + 2 NC drive: electronic main circuit: busbar control and auxiliary circuit: screw terminal | 24200 | 1 | Z9 | 1
3RT1064-6PF35 |  | power contactor, AC-3e/AC-3 225 A, 110 kW / 400 V AC (50-60 Hz) / DC Uc: 96-127 V PLC input 24 V DC 3-pole, auxiliary contacts 1 NO + 1 NC drive: electronic main circuit: busbar control and auxiliary circuit: screw terminal with remaining lifetime indicator | 29900 | 1 | Z9 | 1
3RT1064-6PP35 |  | power contactor, AC-3e/AC-3 225 A, 110 kW / 400 V AC (50-60 Hz) / DC Uc: 200-277 V PLC input 24 V DC 3-pole, auxiliary contacts 1 NO + 1 NC drive: electronic main circuit: busbar control and auxiliary circuit: screw terminal with remaining lifetime indicator | 29900 | 1 | Z9 | 1
3RT1064-6SF36 |  | power contactor, AC-3e/AC-3 225 A, 110 kW / 400 V AC (50-60 Hz) / DC 96-127 V x (0.8-1.1) F-PLC input 24 V DC 3-pole, auxiliary contacts 2 NO + 2 NC drive: electronic main circuit: busbar control and auxiliary circuit: screw terminal | 25100 | 1 | Z9 | 1
3RT1064-6SF36-3PA0 |  | power contactor, AC-3e/AC-3 225 A, 110 kW / 400 V AC (50-60 Hz) / DC 96-127 V x (0.8-1.1) F-PLC input 24 V DC 3-pole, auxiliary contacts 2 NO + 2 NC permanently mounted drive: electronic main circuit: busbar control and auxiliary circuit: screw terminal | 26000 | 1 | Z9 | 1
3RT1064-6SP36 |  | power contactor, AC-3e/AC-3 225 A, 110 kW / 400 V AC (50-60 Hz) / DC 200-277 V x (0.8-1.1) F-PLC input 24 V DC 3-pole, auxiliary contacts 2 NO + 2 NC drive: electronic main circuit: busbar control and auxiliary circuit: screw terminal | 25100 | 1 | Z9 | 1
3RT1064-6SP36-3PA0 |  | power contactor, AC-3e/AC-3 225 A, 110 kW / 400 V AC (50-60 Hz) / DC 200-277 V x (0.8-1.1) F-PLC input 24 V DC 3-pole, auxiliary contacts 2 NO + 2 NC permanently mounted drive: electronic main circuit: busbar control and auxiliary circuit: screw terminal | 26000 | 1 | Z9 | 1
3RT1064-6XB46-0LA2 |  | power contactor, AC-3e/AC-3 225 A, 110 kW / 400 V Uc: 24 V DC x (0.7-1.25) PLC input 24-110 V DC 3-pole, auxiliary contacts 2 NO + 2 NC drive: electronic main circuit: busbar control and auxiliary circuit: screw terminal extended rated condition railroad IEC 60077 | 35000 | 1 | Z9 | 1
3RT1064-6XF46-0LA2 |  | power contactor, AC-3e/AC-3 225 A, 110 kW / 400 V Uc: 110 V DC x (0.7-1.25) PLC input 24-110 V DC 3-pole, auxiliary contacts 2 NO + 2 NC drive: electronic main circuit: busbar control and auxiliary circuit: screw terminal extended rated condition railroad IEC 60077 | 35000 | 1 | Z9 | 1
3RT1064-6XJ46-0LA2 |  | power contactor, AC-3e/AC-3 225 A, 110 kW / 400 V Uc: 72 V DC x (0.7-1.25) PLC input 24-110 V DC 3-pole, auxiliary contacts 2 NO + 2 NC drive: electronic main circuit: busbar control and auxiliary circuit: screw terminal extended rated condition railroad IEC 60077 | 35000 | 1 | Z9 | 1
3RT1065-2AB36 |  | power contactor, AC-3e/AC-3 265 A, 132 kW / 400 V AC (50-60 Hz) / DC Uc: 23-26 V 3-pole, auxiliary contacts 2 NO + 2 NC drive: conventional main circuit: busbar control and auxiliary circuit: spring-loaded terminal | 30300 | 1 | Z9 | 1
3RT1065-2AD36 |  | power contactor, AC-3e/AC-3 265 A, 132 kW / 400 V AC (50-60 Hz) / DC Uc: 42- 48 V 3-pole, auxiliary contacts 2 NO + 2 NC drive: conventional main circuit: busbar control and auxiliary circuit: spring-loaded terminal | 30300 | 1 | Z9 | 1
3RT1065-2AF36 |  | power contactor, AC-3e/AC-3 265 A, 132 kW / 400 V AC (50-60 Hz) / DC Uc: 110-127 V 3-pole, auxiliary contacts 2 NO + 2 NC drive: conventional main circuit: busbar control and auxiliary circuit: spring-loaded terminal | 30300 | 1 | Z9 | 1
3RT1065-2AM36 |  | power contactor, AC-3e/AC-3 265 A, 132 kW / 400 V AC (50-60 Hz) / DC Uc: 200-220 V 3-pole, auxiliary contacts 2 NO + 2 NC drive: conventional main circuit: busbar control and auxiliary circuit: spring-loaded terminal | 30300 | 1 | Z9 | 1
3RT1065-2AP36 |  | power contactor, AC-3e/AC-3 265 A, 132 kW / 400 V AC (50-60 Hz) / DC Uc: 220-240 V 3-pole, auxiliary contacts 2 NO + 2 NC drive: conventional main circuit: busbar control and auxiliary circuit: spring-loaded terminal | 30300 | 1 | Z9 | 1
3RT1065-2AR36 |  | power contactor, AC-3e/AC-3 265 A, 132 kW / 400 V AC (50-60 Hz) / DC Uc: 440-480 V 3-pole, auxiliary contacts 2 NO + 2 NC drive: conventional main circuit: busbar control and auxiliary circuit: spring-loaded terminal | 30300 | 1 | Z9 | 1
3RT1065-2AS36 |  | power contactor, AC-3e/AC-3 265 A, 132 kW / 400 V AC (50-60 Hz) / DC Uc: 500-550 V 3-pole, auxiliary contacts 2 NO + 2 NC drive: conventional main circuit: busbar control and auxiliary circuit: spring-loaded terminal | 30300 | 1 | Z9 | 1
3RT1065-2AT36 |  | power contactor, AC-3e/AC-3 265 A, 132 kW / 400 V AC (50-60 Hz) / DC Uc: 575-600 V 3-pole, auxiliary contacts 2 NO + 2 NC drive: conventional main circuit: busbar control and auxiliary circuit: spring-loaded terminal | 30300 | 1 | Z9 | 1
3RT1065-2AU36 |  | power contactor, AC-3e/AC-3 265 A, 132 kW / 400 V AC (50-60 Hz) / DC Uc: 240-277 V 3-pole, auxiliary contacts 2 NO + 2 NC drive: conventional main circuit: busbar control and auxiliary circuit: spring-loaded terminal | 30300 | 1 | Z9 | 1
3RT1065-2AV36 |  | power contactor, AC-3e/AC-3 265 A, 132 kW / 400 V AC (50-60 Hz) / DC Uc: 380-420 V 3-pole, auxiliary contacts 2 NO + 2 NC drive: conventional main circuit: busbar control and auxiliary circuit: spring-loaded terminal | 30300 | 1 | Z9 | 1
3RT1065-2NB36 |  | power contactor, AC-3e/AC-3 265 A, 132 kW / 400 V AC (50-60 Hz) / DC Uc: 21-27, 3 V PLC input 24 V DC 3-pole, auxiliary contacts 2 NO + 2 NC drive: electronic main circuit: busbar control and auxiliary circuit: spring-loaded terminal | 32500 | 1 | Z9 | 1
3RT1065-2NF36 |  | power contactor, AC-3e/AC-3 265 A, 132 kW / 400 V AC (50-60 Hz) / DC Uc: 96-127 V PLC input 24 V DC 3-pole, auxiliary contacts 2 NO + 2 NC drive: electronic main circuit: busbar control and auxiliary circuit: spring-loaded terminal | 32500 | 1 | Z9 | 1
3RT1065-2NP36 |  | power contactor, AC-3e/AC-3 265 A, 132 kW / 400 V AC (50-60 Hz) / DC Uc: 200-277 V PLC input 24 V DC 3-pole, auxiliary contacts 2 NO + 2 NC drive: electronic main circuit: busbar control and auxiliary circuit: spring-loaded terminal | 32500 | 1 | Z9 | 1
3RT1065-2XB46-0LA2 |  | power contactor, AC-3e/AC-3 265 A, 132 kW / 400 V Uc: 24 V DC x (0.7-1.25) PLC input 24-110 V DC 3-pole, auxiliary contacts 2 NO + 2 NC drive: electronic main circuit: busbar control and auxiliary circuit: spring-loaded terminal extended rated condition railroad IEC 60077 | 45800 | 1 | Z9 | 1
3RT1065-2XF46-0LA2 |  | power contactor, AC-3e/AC-3 265 A, 132 kW / 400 V Uc: 110 V DC x (0.7-1.25) PLC input 24-110 V DC 3-pole, auxiliary contacts 2 NO + 2 NC drive: electronic main circuit: busbar control and auxiliary circuit: spring-loaded terminal extended rated condition railroad IEC 60077 | 45800 | 1 | Z9 | 1
3RT1065-2XJ46-0LA2 |  | power contactor, AC-3e/AC-3 265 A, 132 kW / 400 V Uc: 72 V DC x (0.7-1.25) PLC input 24-110 V DC 3-pole, auxiliary contacts 2 NO + 2 NC drive: electronic main circuit: busbar control and auxiliary circuit: spring-loaded terminal extended rated condition railroad IEC 60077 | 45800 | 1 | Z9 | 1
3RT1065-6AB36 |  | power contactor, AC-3e/AC-3 265 A, 132 kW / 400 V AC (50-60 Hz) / DC Uc: 23-26 V 3-pole, auxiliary contacts 2 NO + 2 NC drive: conventional main circuit: busbar control and auxiliary circuit: screw terminal | 30300 | 1 | Z9 | 1
3RT1065-6AB36-3PA0 |  | power contactor, AC-3e/AC-3 265 A, 132 kW / 400 V AC (50-60 Hz) / DC Uc: 23-26 V 3-pole, auxiliary contacts 2 NO + 2 NC permanently mounted drive: conventional main circuit: busbar control and auxiliary circuit: screw terminal | 30800 | 1 | Z9 | 1
3RT1065-6AD36 |  | power contactor, AC-3e/AC-3 265 A, 132 kW / 400 V AC (50-60 Hz) / DC Uc: 42-48 V 3-pole, auxiliary contacts 2 NO + 2 NC drive: conventional main circuit: busbar control and auxiliary circuit: screw terminal | 30300 | 1 | Z9 | 1
3RT1065-6AF36 |  | power contactor, AC-3e/AC-3 265 A, 132 kW / 400 V AC (50-60 Hz) / DC Uc: 110-127 V 3-pole, auxiliary contacts 2 NO + 2 NC drive: conventional main circuit: busbar control and auxiliary circuit: screw terminal | 30300 | 1 | Z9 | 1
3RT1065-6AF36-3PA0 |  | power contactor, AC-3e/AC-3 265 A, 132 kW / 400 V AC (50-60 Hz) / DC Uc: 110-127 V 3-pole, auxiliary contacts 2 NO + 2 NC permanently mounted drive: conventional main circuit: busbar control and auxiliary circuit: screw terminal | 30800 | 1 | Z9 | 1
3RT1065-6AM36 |  | power contactor, AC-3e/AC-3 265 A, 132 kW / 400 V AC (50-60 Hz) / DC Uc: 200-220 V 3-pole, auxiliary contacts 2 NO + 2 NC drive: conventional main circuit: busbar control and auxiliary circuit: screw terminal | 30300 | 1 | Z9 | 1
3RT1065-6AP36 |  | power contactor, AC-3e/AC-3 265 A, 132 kW / 400 V AC (50-60 Hz) / DC Uc: 220-240 V 3-pole, auxiliary contacts 2 NO + 2 NC drive: conventional main circuit: busbar control and auxiliary circuit: screw terminal | 30300 | 1 | Z9 | 1
3RT1065-6AP36-3PA0 |  | power contactor, AC-3e/AC-3 265 A, 132 kW / 400 V AC (50-60 Hz) / DC Uc: 220-240 V 3-pole, auxiliary contacts 2 NO + 2 NC permanently mounted drive: conventional main circuit: busbar control and auxiliary circuit: screw terminal | 30800 | 1 | Z9 | 1
3RT1065-6AR36 |  | power contactor, AC-3e/AC-3 265 A, 132 kW / 400 V AC (50-60 Hz) / DC Uc: 440-480 V 3-pole, auxiliary contacts 2 NO + 2 NC drive: conventional main circuit: busbar control and auxiliary circuit: screw terminal | 30300 | 1 | Z9 | 1
3RT1065-6AS36 |  | power contactor, AC-3e/AC-3 265 A, 132 kW / 400 V AC (50-60 Hz) / DC Uc: 500-550 V 3-pole, auxiliary contacts 2 NO + 2 NC drive: conventional main circuit: busbar control and auxiliary circuit: screw terminal | 30300 | 1 | Z9 | 1
3RT1065-6AT36 |  | power contactor, AC-3e/AC-3 265 A, 132 kW / 400 V AC (50-60 Hz) / DC Uc: 575-600 V 3-pole, auxiliary contacts 2 NO + 2 NC drive: conventional main circuit: busbar control and auxiliary circuit: screw terminal | 30300 | 1 | Z9 | 1
3RT1065-6AU36 |  | power contactor, AC-3e/AC-3 265 A, 132 kW / 400 V AC (50-60 Hz) / DC Uc: 240-277 V 3-pole, auxiliary contacts 2 NO + 2 NC drive: conventional main circuit: busbar control and auxiliary circuit: screw terminal | 30300 | 1 | Z9 | 1
3RT1065-6AV36 |  | power contactor, AC-3e/AC-3 265 A, 132 kW / 400 V AC (50-60 Hz) / DC Uc: 380-420 V 3-pole, auxiliary contacts 2 NO + 2 NC drive: conventional main circuit: busbar control and auxiliary circuit: screw terminal | 30300 | 1 | Z9 | 1
3RT1065-6LA06 |  | power contactor, AC-3e/AC-3 265 A, 132 kW / 400 V without operating mechanism 3-pole, auxiliary contacts 2 NO + 2 NC main circuit: busbar control and auxiliary circuit: screw terminal | 27600 | 1 | Z9 | 1
3RT1065-6NB36 |  | power contactor, AC-3e/AC-3 265 A, 132 kW / 400 V AC (50-60 Hz) / DC Uc: 21-27.3 V PLC input 24 V DC 3-pole, auxiliary contacts 2 NO + 2 NC drive: electronic main circuit: busbar control and auxiliary circuit: screw terminal | 32500 | 1 | Z9 | 1
3RT1065-6NF36 |  | power contactor, AC-3e/AC-3 265 A, 132 kW / 400 V AC (50-60 Hz) / DC Uc: 96-127 V PLC input 24 V DC 3-pole, auxiliary contacts 2 NO + 2 NC drive: electronic main circuit: busbar control and auxiliary circuit: screw terminal | 32500 | 1 | Z9 | 1
3RT1065-6NP36 |  | power contactor, AC-3e/AC-3 265 A, 132 kW / 400 V AC (50-60 Hz) / DC Uc: 200-277 V PLC input 24 V DC 3-pole, auxiliary contacts 2 NO + 2 NC drive: electronic main circuit: busbar control and auxiliary circuit: screw terminal | 32500 | 1 | Z9 | 1
3RT1065-6NP36-3PA0 |  | power contactor, AC-3e/AC-3 265 A, 132 kW / 400 V AC (50-60 Hz) / DC Uc: 200-277 V PLC input 24 V DC 3-pole, auxiliary contacts 2 NO + 2 NC permanently mounted drive: electronic main circuit: busbar control and auxiliary circuit: screw terminal | 32800 | 1 | Z9 | 1
3RT1065-6PF35 |  | power contactor, AC-3e/AC-3 265 A, 132 kW / 400 V AC (50-60 Hz) / DC Uc: 96-127 V PLC input 24 V DC 3-pole, auxiliary contacts 1 NO + 1 NC drive: electronic main circuit: busbar control and auxiliary circuit: screw terminal with remaining lifetime indicator | 38100 | 1 | Z9 | 1
3RT1065-6PP35 |  | power contactor, AC-3e/AC-3 265 A, 132 kW / 400 V AC (50-60 Hz) / DC Uc: 200-277 V PLC input 24 V DC 3-pole, auxiliary contacts 1 NO + 1 NC drive: electronic main circuit: busbar control and auxiliary circuit: screw terminal with remaining lifetime indicator | 38100 | 1 | Z9 | 1
3RT1065-6SF36 |  | power contactor, AC-3e/AC-3 265 A, 132 kW / 400 V AC (50-60 Hz) / DC 96-127 V x (0.8-1.1) F-PLC input 24 V DC 3-pole, auxiliary contacts 2 NO + 2 NC drive: electronic main circuit: busbar control and auxiliary circuit: screw terminal | 33700 | 1 | Z9 | 1
3RT1065-6SF36-3PA0 |  | power contactor, AC-3e/AC-3 265 A, 132 kW / 400 V AC (50-60 Hz) / DC 96-127 V x (0.8-1.1) F-PLC input 24 V DC 3-pole, auxiliary contacts 2 NO + 2 NC permanently mounted drive: electronic main circuit: busbar control and auxiliary circuit: screw terminal | 34300 | 1 | Z9 | 1
3RT1065-6SP36 |  | power contactor, AC-3e/AC-3 265 A, 132 kW / 400 V AC (50-60 Hz) / DC 200-277 V x (0.8-1.1) F-PLC input 24 V DC 3-pole, auxiliary contacts 2 NO + 2 NC drive: electronic main circuit: busbar control and auxiliary circuit: screw terminal | 33700 | 1 | Z9 | 1
3RT1065-6SP36-3PA0 |  | power contactor, AC-3e/AC-3 265 A, 132 kW / 400 V AC (50-60 Hz) / DC 200-277 V x (0.8-1.1) F-PLC input 24 V DC 3-pole, auxiliary contacts 2 NO + 2 NC permanently mounted drive: electronic main circuit: busbar control and auxiliary circuit: screw terminal | 34300 | 1 | Z9 | 1
3RT1065-6XB46-0LA2 |  | power contactor, AC-3e/AC-3 265 A, 132 kW / 400 V Uc: 24 V DC x (0.7-1.25) PLC input 24-110 V DC 3-pole, auxiliary contacts 2 NO + 2 NC drive: electronic main circuit: busbar control and auxiliary circuit: screw terminal extended rated condition railroad IEC 60077 | 45800 | 1 | Z9 | 1
3RT1065-6XF46-0LA2 |  | power contactor, AC-3e/AC-3 265 A, 132 kW / 400 V Uc: 110 V DC x (0.7-1.25) PLC input 24-110 V DC 3-pole, auxiliary contacts 2 NO + 2 NC drive: electronic main circuit: busbar control and auxiliary circuit: screw terminal extended rated condition railroad IEC 60077 | 45800 | 1 | Z9 | 1
3RT1065-6XJ46-0LA2 |  | power contactor, AC-3e/AC-3 265 A, 132 kW / 400 V Uc: 72 V DC x (0.7-1.25) PLC input 24-110 V DC 3-pole, auxiliary contacts 2 NO + 2 NC drive: electronic main circuit: busbar control and auxiliary circuit: screw terminal extended rated condition railroad IEC 60077 | 45800 | 1 | Z9 | 1
3RT1066-2AB36 |  | power contactor, AC-3e/AC-3 300 A, 160 kW / 400 V, AC (50-60 Hz) / DC Uc: 23-26 V 3-pole, auxiliary contacts 2 NO + 2 NC drive: conventional main circuit: busbar control and auxiliary circuit: spring-loaded terminal | 36400 | 1 | Z9 | 1
3RT1066-2AD36 |  | power contactor, AC-3e/AC-3 300 A, 160 kW / 400 V, AC (50-60 Hz) / DC Uc: 42-48 V 3-pole, auxiliary contacts 2 NO + 2 NC drive: conventional main circuit: busbar control and auxiliary circuit: spring-loaded terminal | 36400 | 1 | Z9 | 1
3RT1066-2AF36 |  | power contactor, AC-3e/AC-3 300 A, 160 kW / 400 V, AC (50-60 Hz) / DC Uc: 110-127 V 3-pole, auxiliary contacts 2 NO + 2 NC drive: conventional main circuit: busbar control and auxiliary circuit: spring-loaded terminal | 36400 | 1 | Z9 | 1
3RT1066-2AM36 |  | power contactor, AC-3e/AC-3 300 A, 160 kW / 400 V, AC (50-60 Hz) / DC Uc: 200-220 V 3-pole, auxiliary contacts 2 NO + 2 NC drive: conventional main circuit: busbar control and auxiliary circuit: spring-loaded terminal | 36400 | 1 | Z9 | 1
3RT1066-2AP36 |  | power contactor, AC-3e/AC-3 300 A, 160 kW / 400 V, AC (50-60 Hz) / DC Uc: 220-240 V 3-pole, auxiliary contacts 2 NO + 2 NC drive: conventional main circuit: busbar control and auxiliary circuit: spring-loaded terminal | 36400 | 1 | Z9 | 1
3RT1066-2AR36 |  | power contactor, AC-3e/AC-3 300 A, 160 kW / 400 V, AC (50-60 Hz) / DC Uc: 440-480 V 3-pole, auxiliary contacts 2 NO + 2 NC drive: conventional main circuit: busbar control and auxiliary circuit: spring-loaded terminal | 36400 | 1 | Z9 | 1
3RT1066-2AS36 |  | power contactor, AC-3e/AC-3 300 A, 160 kW / 400 V, AC (50-60 Hz) / DC Uc: 500-550 V 3-pole, auxiliary contacts 2 NO + 2 NC drive: conventional main circuit: busbar control and auxiliary circuit: spring-loaded terminal | 36400 | 1 | Z9 | 1
3RT1066-2AT36 |  | power contactor, AC-3e/AC-3 300 A, 160 kW / 400 V, AC (50-60 Hz) / DC Uc: 575-600 V 3-pole, auxiliary contacts 2 NO + 2 NC drive: conventional main circuit: busbar control and auxiliary circuit: spring-loaded terminal | 36400 | 1 | Z9 | 1
3RT1066-2AU36 |  | power contactor, AC-3e/AC-3 300 A, 160 kW / 400 V, AC (50-60 Hz) / DC Uc: 240-277 V 3-pole, auxiliary contacts 2 NO + 2 NC drive: conventional main circuit: busbar control and auxiliary circuit: spring-loaded terminal | 36400 | 1 | Z9 | 1
3RT1066-2AV36 |  | power contactor, AC-3e/AC-3 300 A, 160 kW / 400 V, AC (50-60 Hz) / DC Uc: 380-420 V 3-pole, auxiliary contacts 2 NO + 2 NC drive: conventional main circuit: busbar control and auxiliary circuit: spring-loaded terminal | 36400 | 1 | Z9 | 1
3RT1066-2NB36 |  | power contactor, AC-3e/AC-3 300 A, 160 kW / 400 V, AC (50-60 Hz) / DC Uc: 21-27, 3 V PLC input 24 V DC 3-pole, auxiliary contacts 2 NO + 2 NC drive: electronic main circuit: busbar control and auxiliary circuit: spring-loaded terminal | 39500 | 1 | Z9 | 1
3RT1066-2NF36 |  | power contactor, AC-3e/AC-3 300 A, 160 kW / 400 V, AC (50-60 Hz) / DC Uc: 96-127 V PLC input 24 V DC 3-pole, auxiliary contacts 2 NO + 2 NC drive: electronic main circuit: busbar control and auxiliary circuit: spring-loaded terminal | 39500 | 1 | Z9 | 1
3RT1066-2NP36 |  | power contactor, AC-3e/AC-3 300 A, 160 kW / 400 V, AC (50-60 Hz) / DC Uc: 200-277 V PLC input 24 V DC 3-pole, auxiliary contacts 2 NO + 2 NC drive: electronic main circuit: busbar control and auxiliary circuit: spring-loaded terminal | 39500 | 1 | Z9 | 1
3RT1066-2XB46-0LA2 |  | power contactor, AC-3e/AC-3 300 A, 160 kW / 400 V, Uc: 24 V DC x (0.7-1.25) PLC input 24-110 V DC 3-pole, auxiliary contacts 2 NO + 2 NC drive: electronic main circuit: busbar control and auxiliary circuit: spring-loaded terminal extended rated condition railroad IEC 60077 | 55700 | 1 | Z9 | 1
3RT1066-2XF46-0LA2 |  | power contactor, AC-3e/AC-3 300 A, 160 kW / 400 V, Uc: 110 V DC x (0.7-1.25) PLC input 24-110 V DC 3-pole, auxiliary contacts 2 NO + 2 NC drive: electronic main circuit: busbar control and auxiliary circuit: spring-loaded terminal extended rated condition railroad IEC 60077 | 55700 | 1 | Z9 | 1
3RT1066-2XJ46-0LA2 |  | power contactor, AC-3e/AC-3 300 A, 160 kW / 400 V, Uc: 72 V DC x (0.7-1.25) PLC input 24-110 V DC 3-pole, auxiliary contacts 2 NO + 2 NC drive: electronic main circuit: busbar control and auxiliary circuit: spring-loaded terminal extended rated condition railroad IEC 60077 | 55700 | 1 | Z9 | 1
3RT1066-6AB36 |  | power contactor, AC-3e/AC-3 300 A, 160 kW / 400 V, AC (50-60 Hz) / DC Uc: 23-26 V 3-pole, auxiliary contacts 2 NO + 2 NC drive: conventional main circuit: busbar control and auxiliary circuit: screw terminal | 36400 | 1 | Z9 | 1
3RT1066-6AB36-3PA0 |  | power contactor, AC-3e/AC-3 300 A, 160 kW / 400 V, AC (50-60 Hz) / DC Uc: 23-26 V 3-pole, auxiliary contacts 2 NO + 2 NC permanently mounted drive: conventional main circuit: busbar control and auxiliary circuit: screw terminal | 37200 | 1 | Z9 | 1
3RT1066-6AD36 |  | power contactor, AC-3e/AC-3 300 A, 160 kW / 400 V, AC (50-60 Hz) / DC Uc: 42-48 V 3-pole, auxiliary contacts 2 NO + 2 NC drive: conventional main circuit: busbar control and auxiliary circuit: screw terminal | 36400 | 1 | Z9 | 1
3RT1066-6AF36 |  | power contactor, AC-3e/AC-3 300 A, 160 kW / 400 V, AC (50-60 Hz) / DC Uc: 110-127 V 3-pole, auxiliary contacts 2 NO + 2 NC drive: conventional main circuit: busbar control and auxiliary circuit: screw terminal | 36400 | 1 | Z9 | 1
3RT1066-6AF36-3PA0 |  | power contactor, AC-3e/AC-3 300 A, 160 kW / 400 V, AC (50-60 Hz) / DC Uc: 110-127 V 3-pole, auxiliary contacts 2 NO + 2 NC permanently mounted drive: conventional main circuit: busbar control and auxiliary circuit: screw terminal | 37200 | 1 | Z9 | 1
3RT1066-6AM36 |  | power contactor, AC-3e/AC-3 300 A, 160 kW / 400 V, AC (50-60 Hz) / DC Uc: 200-220 V 3-pole, auxiliary contacts 2 NO + 2 NC drive: conventional main circuit: busbar control and auxiliary circuit: screw terminal | 36400 | 1 | Z9 | 1
3RT1066-6AP36 |  | power contactor, AC-3e/AC-3 300 A, 160 kW / 400 V, AC (50-60 Hz) / DC Uc: 220-240 V 3-pole, auxiliary contacts 2 NO + 2 NC drive: conventional main circuit: busbar control and auxiliary circuit: screw terminal | 36400 | 1 | Z9 | 1
3RT1066-6AP36-3PA0 |  | power contactor, AC-3e/AC-3 300 A, 160 kW / 400 V, AC (50-60 Hz) / DC Uc: 220-240 V 3-pole, auxiliary contacts 2 NO + 2 NC permanently mounted drive: conventional main circuit: busbar control and auxiliary circuit: screw terminal | 37200 | 1 | Z9 | 1
3RT1066-6AR36 |  | power contactor, AC-3e/AC-3 300 A, 160 kW / 400 V, AC (50-60 Hz) / DC Uc: 440-480 V 3-pole, auxiliary contacts 2 NO + 2 NC drive: conventional main circuit: busbar control and auxiliary circuit: screw terminal | 36400 | 1 | Z9 | 1
3RT1066-6AS36 |  | power contactor, AC-3e/AC-3 300 A, 160 kW / 400 V, AC (50-60 Hz) / DC Uc: 500-550 V 3-pole, auxiliary contacts 2 NO + 2 NC drive: conventional main circuit: busbar control and auxiliary circuit: screw terminal | 36400 | 1 | Z9 | 1
3RT1066-6AT36 |  | power contactor, AC-3e/AC-3 300 A, 160 kW / 400 V, AC (50-60 Hz) / DC Uc: 575-600 V 3-pole, auxiliary contacts 2 NO + 2 NC drive: conventional main circuit: busbar control and auxiliary circuit: screw terminal | 36400 | 1 | Z9 | 1
3RT1066-6AU36 |  | power contactor, AC-3e/AC-3 300 A, 160 kW / 400 V, AC (50-60 Hz) / DC Uc: 240-277 V 3-pole, auxiliary contacts 2 NO + 2 NC drive: conventional main circuit: busbar control and auxiliary circuit: screw terminal | 36400 | 1 | Z9 | 1
3RT1066-6AV36 |  | power contactor, AC-3e/AC-3 300 A, 160 kW / 400 V, AC (50-60 Hz) / DC Uc: 380-420 V 3-pole, auxiliary contacts 2 NO + 2 NC drive: conventional main circuit: busbar control and auxiliary circuit: screw terminal | 36400 | 1 | Z9 | 1
3RT1066-6LA06 |  | power contactor, AC-3e/AC-3 300 A, 160 kW / 400 V, without operating mechanism 3-pole, auxiliary contacts 2 NO + 2 NC main circuit: busbar control and auxiliary circuit: screw terminal | 33900 | 1 | Z9 | 1
3RT1066-6NB36 |  | power contactor, AC-3e/AC-3 300 A, 160 kW / 400 V, AC (50-60 Hz) / DC Uc: 21-27, 3 V PLC input 24 V DC 3-pole, auxiliary contacts 2 NO + 2 NC drive: electronic main circuit: busbar control and auxiliary circuit: screw terminal | 39500 | 1 | Z9 | 1
3RT1066-6NF36 |  | power contactor, AC-3e/AC-3 300 A, 160 kW / 400 V, AC (50-60 Hz) / DC Uc: 96-127 V PLC input 24 V DC 3-pole, auxiliary contacts 2 NO + 2 NC drive: electronic main circuit: busbar control and auxiliary circuit: screw terminal | 39500 | 1 | Z9 | 1
3RT1066-6NP36 |  | power contactor, AC-3e/AC-3 300 A, 160 kW / 400 V, AC (50-60 Hz) / DC Uc: 200-277 V PLC input 24 V DC 3-pole, auxiliary contacts 2 NO + 2 NC drive: electronic main circuit: busbar control and auxiliary circuit: screw terminal | 39500 | 1 | Z9 | 1
3RT1066-6PF35 |  | power contactor, AC-3e/AC-3 300 A, 160 kW / 400 V, AC (50-60 Hz) / DC Uc: 96-127 V PLC input 24 V DC 3-pole, auxiliary contacts 1 NO + 1 NC drive: electronic main circuit: busbar control and auxiliary circuit: screw terminal with remaining lifetime indicator | 44900 | 1 | Z9 | 1
3RT1066-6PP35 |  | power contactor, AC-3e/AC-3 300 A, 160 kW / 400 V, AC (50-60 Hz) / DC Uc: 200-277 V PLC input 24 V DC 3-pole, auxiliary contacts 1 NO + 1 NC drive: electronic main circuit: busbar control and auxiliary circuit: screw terminal with remaining lifetime indicator | 44900 | 1 | Z9 | 1
3RT1066-6SF36 |  | power contactor, AC-3e/AC-3 300 A, 160 kW / 400 V, AC (50-60 Hz) / DC 96-127 V x (0.8-1.1) F-PLC input 24 V DC 3-pole, auxiliary contacts 2 NO + 2 NC drive: electronic main circuit: busbar control and auxiliary circuit: screw terminal | 40800 | 1 | Z9 | 1
3RT1066-6SF36-3PA0 |  | power contactor, AC-3e/AC-3 300 A, 160 kW / 400 V, AC (50-60 Hz) / DC 96-127 V x (0.8-1.1) F-PLC input 24 V DC 3-pole, auxiliary contacts 2 NO + 2 NC permanently mounted drive: electronic main circuit: busbar control and auxiliary circuit: screw terminal | 41100 | 1 | Z9 | 1
3RT1066-6SP36 |  | power contactor, AC-3e/AC-3 300 A, 160 kW / 400 V, AC (50-60 Hz) / DC 200-277 V x (0.8-1.1) F-PLC input 24 V DC 3-pole, auxiliary contacts 2 NO + 2 NC drive: electronic main circuit: busbar control and auxiliary circuit: screw terminal | 40800 | 1 | Z9 | 1
3RT1066-6SP36-3PA0 |  | power contactor, AC-3e/AC-3 300 A, 160 kW / 400 V, AC (50-60 Hz) / DC 200-277 V x (0.8-1.1) F-PLC input 24 V DC 3-pole, auxiliary contacts 2 NO + 2 NC permanently mounted drive: electronic main circuit: busbar control and auxiliary circuit: screw terminal | 41100 | 1 | Z9 | 1
3RT1066-6XB46-0LA2 |  | power contactor, AC-3e/AC-3 300 A, 160 kW / 400 V, Uc: 24 V DC x (0.7-1.25) PLC input 24-110 V DC 3-pole, auxiliary contacts 2 NO + 2 NC drive: electronic main circuit: busbar control and auxiliary circuit: screw terminal extended rated condition railroad IEC 60077 | 55700 | 1 | Z9 | 1
3RT1066-6XF46-0LA2 |  | power contactor, AC-3e/AC-3 300 A, 160 kW / 400 V, Uc: 110 V DC x (0.7-1.25) PLC input 24-110 V DC 3-pole, auxiliary contacts 2 NO + 2 NC drive: electronic main circuit: busbar control and auxiliary circuit: screw terminal extended rated condition railroad IEC 60077 | 55700 | 1 | Z9 | 1
3RT1066-6XJ46-0LA2 |  | power contactor, AC-3e/AC-3 300 A, 160 kW / 400 V, Uc: 72 V DC x (0.7-1.25) PLC input 24-110 V DC 3-pole, auxiliary contacts 2 NO + 2 NC drive: electronic main circuit: busbar control and auxiliary circuit: screw terminal extended rated condition railroad IEC 60077 | 55700 | 1 | Z9 | 1
3RT1075-2AB36 |  | power contactor, AC-3e/AC-3 400 A, 200 kW / 400 V AC (50-60 Hz) / DC Uc: 23-26 V 3-pole, auxiliary contacts 2 NO + 2 NC drive: conventional main circuit: busbar control and auxiliary circuit: spring-loaded terminal | 45600 | 1 | Z9 | 1
3RT1075-2AD36 |  | power contactor, AC-3e/AC-3 400 A, 200 kW / 400 V AC (50-60 Hz) / DC Uc: 42-48 V 3-pole, auxiliary contacts 2 NO + 2 NC drive: conventional main circuit: busbar control and auxiliary circuit: spring-loaded terminal | 45600 | 1 | Z9 | 1
3RT1075-2AF36 |  | power contactor, AC-3e/AC-3 400 A, 200 kW / 400 V AC (50-60 Hz) / DC Uc: 110-127 V 3-pole, auxiliary contacts 2 NO + 2 NC drive: conventional main circuit: busbar control and auxiliary circuit: spring-loaded terminal | 45600 | 1 | Z9 | 1
3RT1075-2AM36 |  | power contactor, AC-3e/AC-3 400 A, 200 kW / 400 V AC (50-60 Hz) / DC Uc: 200-220 V 3-pole, auxiliary contacts 2 NO + 2 NC drive: conventional main circuit: busbar control and auxiliary circuit: spring-loaded terminal | 45600 | 1 | Z9 | 1
3RT1075-2AP36 |  | power contactor, AC-3e/AC-3 400 A, 200 kW / 400 V AC (50-60 Hz) / DC Uc: 220-240 V 3-pole, auxiliary contacts 2 NO + 2 NC drive: conventional main circuit: busbar control and auxiliary circuit: spring-loaded terminal | 45600 | 1 | Z9 | 1
3RT1075-2AR36 |  | power contactor, AC-3e/AC-3 400 A, 200 kW / 400 V AC (50-60 Hz) / DC Uc: 440-480 V 3-pole, auxiliary contacts 2 NO + 2 NC drive: conventional main circuit: busbar control and auxiliary circuit: spring-loaded terminal | 45600 | 1 | Z9 | 1
3RT1075-2AS36 |  | power contactor, AC-3e/AC-3 400 A, 200 kW / 400 V AC (50-60 Hz) / DC Uc: 500-550 V 3-pole, auxiliary contacts 2 NO + 2 NC drive: conventional main circuit: busbar control and auxiliary circuit: spring-loaded terminal | 45600 | 1 | Z9 | 1
3RT1075-2AT36 |  | power contactor, AC-3e/AC-3 400 A, 200 kW / 400 V AC (50-60 Hz) / DC Uc: 575-600 V 3-pole, auxiliary contacts 2 NO + 2 NC drive: conventional main circuit: busbar control and auxiliary circuit: spring-loaded terminal | 45600 | 1 | Z9 | 1
3RT1075-2AU36 |  | power contactor, AC-3e/AC-3 400 A, 200 kW / 400 V AC (50-60 Hz) / DC Uc: 240-277 V 3-pole, auxiliary contacts 2 NO + 2 NC drive: conventional main circuit: busbar control and auxiliary circuit: spring-loaded terminal | 45600 | 1 | Z9 | 1
3RT1075-2AV36 |  | power contactor, AC-3e/AC-3 400 A, 200 kW / 400 V AC (50-60 Hz) / DC Uc: 380-420 V 3-pole, auxiliary contacts 2 NO + 2 NC drive: conventional main circuit: busbar control and auxiliary circuit: spring-loaded terminal | 45600 | 1 | Z9 | 1
3RT1075-2NB36 |  | power contactor, AC-3e/AC-3 400 A, 200 kW / 400 V AC (50-60 Hz) / DC Uc: 21-27, 3 V PLC input 24 V DC 3-pole, auxiliary contacts 2 NO + 2 NC drive: electronic main circuit: busbar control and auxiliary circuit: spring-loaded terminal | 52000 | 1 | Z9 | 1
3RT1075-2NF36 |  | power contactor, AC-3e/AC-3 400 A, 200 kW / 400 V AC (50-60 Hz) / DC Uc: 96-127 V PLC input 24 V DC 3-pole, auxiliary contacts 2 NO + 2 NC drive: electronic main circuit: busbar control and auxiliary circuit: spring-loaded terminal | 52000 | 1 | Z9 | 1
3RT1075-2NP36 |  | power contactor, AC-3e/AC-3 400 A, 200 kW / 400 V AC (50-60 Hz) / DC Uc: 200-277 V PLC input 24 V DC 3-pole, auxiliary contacts 2 NO + 2 NC drive: electronic main circuit: busbar control and auxiliary circuit: spring-loaded terminal | 52000 | 1 | Z9 | 1
3RT1075-2XB46-0LA2 |  | power contactor, AC-3e/AC-3 400 A, 200 kW / 400 V Uc: 24 V DC x (0.7-1.25) PLC input 24-110 V DC 3-pole, auxiliary contacts 2 NO + 2 NC drive: electronic main circuit: busbar control and auxiliary circuit: spring-loaded terminal extended rated condition railroad IEC 60077 | 74700 | 1 | Z9 | 1
3RT1075-2XF46-0LA2 |  | power contactor, AC-3e/AC-3 400 A, 200 kW / 400 V Uc: 110 V DC x (0.7-1.25) PLC input 24-110 V DC 3-pole, auxiliary contacts 2 NO + 2 NC drive: electronic main circuit: busbar control and auxiliary circuit: spring-loaded terminal extended rated condition railroad IEC 60077 | 74700 | 1 | Z9 | 1
3RT1075-2XJ46-0LA2 |  | power contactor, AC-3e/AC-3 400 A, 200 kW / 400 V Uc: 72 V DC x (0.7-1.25) PLC input 24-110 V DC 3-pole, auxiliary contacts 2 NO + 2 NC drive: electronic main circuit: busbar control and auxiliary circuit: spring-loaded terminal extended rated condition railroad IEC 60077 | 74700 | 1 | Z9 | 1
3RT1075-6AB36 |  | power contactor, AC-3e/AC-3 400 A, 200 kW / 400 V AC (50-60 Hz) / DC Uc: 23-26 V 3-pole, auxiliary contacts 2 NO + 2 NC drive: conventional main circuit: busbar control and auxiliary circuit: screw terminal | 45600 | 1 | Z9 | 1
3RT1075-6AD36 |  | power contactor, AC-3e/AC-3 400 A, 200 kW / 400 V AC (50-60 Hz) / DC Uc: 42-48 V 3-pole, auxiliary contacts 2 NO + 2 NC drive: conventional main circuit: busbar control and auxiliary circuit: screw terminal | 45600 | 1 | Z9 | 1
3RT1075-6AF36 |  | power contactor, AC-3e/AC-3 400 A, 200 kW / 400 V AC (50-60 Hz) / DC Uc: 110-127 V 3-pole, auxiliary contacts 2 NO + 2 NC drive: conventional main circuit: busbar control and auxiliary circuit: screw terminal | 45600 | 1 | Z9 | 1
3RT1075-6AM36 |  | power contactor, AC-3e/AC-3 400 A, 200 kW / 400 V AC (50-60 Hz) / DC Uc: 200-220 V 3-pole, auxiliary contacts 2 NO + 2 NC drive: conventional main circuit: busbar control and auxiliary circuit: screw terminal | 45600 | 1 | Z9 | 1
3RT1075-6AP36 |  | power contactor, AC-3e/AC-3 400 A, 200 kW / 400 V AC (50-60 Hz) / DC Uc: 220-240 V 3-pole, auxiliary contacts 2 NO + 2 NC drive: conventional main circuit: busbar control and auxiliary circuit: screw terminal | 45600 | 1 | Z9 | 1
3RT1075-6AP36-3PA0 |  | power contactor, AC-3e/AC-3 400 A, 200 kW / 400 V AC (50-60 Hz) / DC Uc: 220-240 V 3-pole, auxiliary contacts 2 NO + 2 NC permanently mounted drive: conventional main circuit: busbar control and auxiliary circuit: screw terminal | 46400 | 1 | Z9 | 1
3RT1075-6AR36 |  | power contactor, AC-3e/AC-3 400 A, 200 kW / 400 V AC (50-60 Hz) / DC Uc: 440-480 V 3-pole, auxiliary contacts 2 NO + 2 NC drive: conventional main circuit: busbar control and auxiliary circuit: screw terminal | 45600 | 1 | Z9 | 1
3RT1075-6AS36 |  | power contactor, AC-3e/AC-3 400 A, 200 kW / 400 V AC (50-60 Hz) / DC Uc: 500-550 V 3-pole, auxiliary contacts 2 NO + 2 NC drive: conventional main circuit: busbar control and auxiliary circuit: screw terminal | 45600 | 1 | Z9 | 1
3RT1075-6AT36 |  | power contactor, AC-3e/AC-3 400 A, 200 kW / 400 V AC (50-60 Hz) / DC Uc: 575-600 V 3-pole, auxiliary contacts 2 NO + 2 NC drive: conventional main circuit: busbar control and auxiliary circuit: screw terminal | 45600 | 1 | Z9 | 1
3RT1075-6AU36 |  | power contactor, AC-3e/AC-3 400 A, 200 kW / 400 V AC (50-60 Hz) / DC Uc: 240-277 V 3-pole, auxiliary contacts 2 NO + 2 NC drive: conventional main circuit: busbar control and auxiliary circuit: screw terminal | 45600 | 1 | Z9 | 1
3RT1075-6AV36 |  | power contactor, AC-3e/AC-3 400 A, 200 kW / 400 V AC (50-60 Hz) / DC Uc: 380-420 V 3-pole, auxiliary contacts 2 NO + 2 NC drive: conventional main circuit: busbar control and auxiliary circuit: screw terminal | 45600 | 1 | Z9 | 1
3RT1075-6LA06 |  | power contactor, AC-3e/AC-3 400 A, 200 kW / 400 V without operating mechanism 3-pole, auxiliary contacts 2 NO + 2 NC main circuit: busbar control and auxiliary circuit: screw terminal | 42400 | 1 | Z9 | 1
3RT1075-6NB36 |  | power contactor, AC-3e/AC-3 400 A, 200 kW / 400 V AC (50-60 Hz) / DC Uc: 21-27, 3 V PLC input 24 V DC 3-pole, auxiliary contacts 2 NO + 2 NC drive: electronic main circuit: busbar control and auxiliary circuit: screw terminal | 52000 | 1 | Z9 | 1
3RT1075-6NF36 |  | power contactor, AC-3e/AC-3 400 A, 200 kW / 400 V AC (50-60 Hz) / DC Uc: 96-127 V PLC input 24 V DC 3-pole, auxiliary contacts 2 NO + 2 NC drive: electronic main circuit: busbar control and auxiliary circuit: screw terminal | 52000 | 1 | Z9 | 1
3RT1075-6NP36 |  | power contactor, AC-3e/AC-3 400 A, 200 kW / 400 V AC (50-60 Hz) / DC Uc: 200-277 V PLC input 24 V DC 3-pole, auxiliary contacts 2 NO + 2 NC drive: electronic main circuit: busbar control and auxiliary circuit: screw terminal | 52000 | 1 | Z9 | 1
3RT1075-6PF35 |  | power contactor, AC-3e/AC-3 400 A, 200 kW / 400 V AC (50-60 Hz) / DC Uc: 96-127 V PLC input 24 V DC 3-pole, auxiliary contacts 1 NO + 1 NC drive: electronic main circuit: busbar control and auxiliary circuit: screw terminal with remaining lifetime indicator | 58300 | 1 | Z9 | 1
3RT1075-6PP35 |  | power contactor, AC-3e/AC-3 400 A, 200 kW / 400 V AC (50-60 Hz) / DC Uc: 200-277 V PLC input 24 V DC 3-pole, auxiliary contacts 1 NO + 1 NC drive: electronic main circuit: busbar control and auxiliary circuit: screw terminal with remaining lifetime indicator | 58300 | 1 | Z9 | 1
3RT1075-6SF36 |  | power contactor, AC-3e/AC-3 400 A, 200 kW / 400 V AC (50-60 Hz) / DC 96-127 V x (0.8-1.1) F-PLC input 24 V DC 3-pole, auxiliary contacts 2 NO + 2 NC drive: electronic main circuit: busbar control and auxiliary circuit: screw terminal | 53200 | 1 | Z9 | 1
3RT1075-6SF36-3PA0 |  | power contactor, AC-3e/AC-3 400 A, 200 kW / 400 V AC (50-60 Hz) / DC 96-127 V x (0.8-1.1) F-PLC input 24 V DC 3-pole, auxiliary contacts 2 NO + 2 NC permanently mounted drive: electronic main circuit: busbar control and auxiliary circuit: screw terminal | 53900 | 1 | Z9 | 1
3RT1075-6SP36 |  | power contactor, AC-3e/AC-3 400 A, 200 kW / 400 V AC (50-60 Hz) / DC 200-277 V x (0.8-1.1) F-PLC input 24 V DC 3-pole, auxiliary contacts 2 NO + 2 NC drive: electronic main circuit: busbar control and auxiliary circuit: screw terminal | 53200 | 1 | Z9 | 1
3RT1075-6SP36-3PA0 |  | power contactor, AC-3e/AC-3 400 A, 200 kW / 400 V AC (50-60 Hz) / DC 200-277 V x (0.8-1.1) F-PLC input 24 V DC 3-pole, auxiliary contacts 2 NO + 2 NC permanently mounted drive: electronic main circuit: busbar control and auxiliary circuit: screw terminal | 53900 | 1 | Z9 | 1
3RT1075-6XB46-0LA2 |  | power contactor, AC-3e/AC-3 400 A, 200 kW / 400 V Uc: 24 V DC x (0.7-1.25) PLC input 24-110 V DC 3-pole, auxiliary contacts 2 NO + 2 NC drive: electronic main circuit: busbar control and auxiliary circuit: screw terminal extended rated condition railroad IEC 60077 | 74700 | 1 | Z9 | 1
3RT1075-6XF46-0LA2 |  | power contactor, AC-3e/AC-3 400 A, 200 kW / 400 V Uc: 110 V DC x (0.7-1.25) PLC input 24-110 V DC 3-pole, auxiliary contacts 2 NO + 2 NC drive: electronic main circuit: busbar control and auxiliary circuit: screw terminal extended rated condition railroad IEC 60077 | 74700 | 1 | Z9 | 1
3RT1075-6XJ46-0LA2 |  | power contactor, AC-3e/AC-3 400 A, 200 kW / 400 V Uc: 72 V DC x (0.7-1.25) PLC input 24-110 V DC 3-pole, auxiliary contacts 2 NO + 2 NC drive: electronic main circuit: busbar control and auxiliary circuit: screw terminal extended rated condition railroad IEC 60077 | 74700 | 1 | Z9 | 1
3RT1076-2AB36 |  | power contactor, AC-3e/AC-3 500 A, 250 kW / 400 V AC (50-60 Hz) / DC Uc: 23-26 V 3-pole, auxiliary contacts 2 NO + 2 NC drive: conventional main circuit: busbar control and auxiliary circuit: spring-loaded terminal | 65800 | 1 | Z9 | 1
3RT1076-2AD36 |  | power contactor, AC-3e/AC-3 500 A, 250 kW / 400 V AC (50-60 Hz) / DC Uc: 42-48 V 3-pole, auxiliary contacts 2 NO + 2 NC drive: conventional main circuit: busbar control and auxiliary circuit: spring-loaded terminal | 65800 | 1 | Z9 | 1
3RT1076-2AF36 |  | power contactor, AC-3e/AC-3 500 A, 250 kW / 400 V AC (50-60 Hz) / DC Uc: 110-127 V 3-pole, auxiliary contacts 2 NO + 2 NC drive: conventional main circuit: busbar control and auxiliary circuit: spring-loaded terminal | 65800 | 1 | Z9 | 1
3RT1076-2AM36 |  | power contactor, AC-3e/AC-3 500 A, 250 kW / 400 V AC (50-60 Hz) / DC Uc: 200-220 V 3-pole, auxiliary contacts 2 NO + 2 NC drive: conventional main circuit: busbar control and auxiliary circuit: spring-loaded terminal | 65800 | 1 | Z9 | 1
3RT1076-2AP36 |  | power contactor, AC-3e/AC-3 500 A, 250 kW / 400 V AC (50-60 Hz) / DC Uc: 220-240 V 3-pole, auxiliary contacts 2 NO + 2 NC drive: conventional main circuit: busbar control and auxiliary circuit: spring-loaded terminal | 65800 | 1 | Z9 | 1
3RT1076-2AR36 |  | power contactor, AC-3e/AC-3 500 A, 250 kW / 400 V AC (50-60 Hz) / DC Uc: 440-480 V 3-pole, auxiliary contacts 2 NO + 2 NC drive: conventional main circuit: busbar control and auxiliary circuit: spring-loaded terminal | 65800 | 1 | Z9 | 1
3RT1076-2AS36 |  | power contactor, AC-3e/AC-3 500 A, 250 kW / 400 V AC (50-60 Hz) / DC Uc: 500-550 V 3-pole, auxiliary contacts 2 NO + 2 NC drive: conventional main circuit: busbar control and auxiliary circuit: spring-loaded terminal | 65800 | 1 | Z9 | 1
3RT1076-2AT36 |  | power contactor, AC-3e/AC-3 500 A, 250 kW / 400 V AC (50-60 Hz) / DC Uc: 575-600 V 3-pole, auxiliary contacts 2 NO + 2 NC drive: conventional main circuit: busbar control and auxiliary circuit: spring-loaded terminal | 65800 | 1 | Z9 | 1
3RT1076-2AU36 |  | power contactor, AC-3e/AC-3 500 A, 250 kW / 400 V AC (50-60 Hz) / DC Uc: 240-277 V 3-pole, auxiliary contacts 2 NO + 2 NC drive: conventional main circuit: busbar control and auxiliary circuit: spring-loaded terminal | 65800 | 1 | Z9 | 1
3RT1076-2AV36 |  | power contactor, AC-3e/AC-3 500 A, 250 kW / 400 V AC (50-60 Hz) / DC Uc: 380-420 V 3-pole, auxiliary contacts 2 NO + 2 NC drive: conventional main circuit: busbar control and auxiliary circuit: spring-loaded terminal | 65800 | 1 | Z9 | 1
3RT1076-2NB36 |  | power contactor, AC-3e/AC-3 500 A, 250 kW / 400 V AC (50-60 Hz) / DC Uc: 21-27.3 V PLC input 24 V DC 3-pole, auxiliary contacts 2 NO + 2 NC drive: electronic main circuit: busbar control and auxiliary circuit: spring-loaded terminal | 72700 | 1 | Z9 | 1
3RT1076-2NF36 |  | power contactor, AC-3e/AC-3 500 A, 250 kW / 400 V AC (50-60 Hz) / DC Uc: 96-127 V PLC input 24 V DC 3-pole, auxiliary contacts 2 NO + 2 NC drive: electronic main circuit: busbar control and auxiliary circuit: spring-loaded terminal | 72700 | 1 | Z9 | 1
3RT1076-2NP36 |  | power contactor, AC-3e/AC-3 500 A, 250 kW / 400 V AC (50-60 Hz) / DC Uc: 200-277 V PLC input 24 V DC 3-pole, auxiliary contacts 2 NO + 2 NC drive: electronic main circuit: busbar control and auxiliary circuit: spring-loaded terminal | 72700 | 1 | Z9 | 1
3RT1076-2XB46-0LA2 |  | power contactor, AC-3e/AC-3 500 A, 250 kW / 400 V Uc: 24 V DC x (0.7-1.25) PLC input 24-110 V DC 3-pole, auxiliary contacts 2 NO + 2 NC drive: electronic main circuit: busbar control and auxiliary circuit: spring-loaded terminal extended rated condition railroad IEC 60077 | 102000 | 1 | Z9 | 1
3RT1076-2XF46-0LA2 |  | power contactor, AC-3e/AC-3 500 A, 250 kW / 400 V Uc: 110 V DC x (0.7-1.25) PLC input 24-110 V DC 3-pole, auxiliary contacts 2 NO + 2 NC drive: electronic main circuit: busbar control and auxiliary circuit: spring-loaded terminal extended rated condition railroad IEC 60077 | 102000 | 1 | Z9 | 1
3RT1076-2XJ46-0LA2 |  | power contactor, AC-3e/AC-3 500 A, 250 kW / 400 V Uc: 72 V DC x (0.7-1.25) PLC input 24-110 V DC 3-pole, auxiliary contacts 2 NO + 2 NC drive: electronic main circuit: busbar control and auxiliary circuit: spring-loaded terminal extended rated condition railroad IEC 60077 | 102000 | 1 | Z9 | 1
3RT1076-6AB36 |  | power contactor, AC-3e/AC-3 500 A, 250 kW / 400 V AC (50-60 Hz) / DC Uc: 23-26 V 3-pole, auxiliary contacts 2 NO + 2 NC drive: conventional main circuit: busbar control and auxiliary circuit: screw terminal | 65800 | 1 | Z9 | 1
3RT1076-6AD36 |  | power contactor, AC-3e/AC-3 500 A, 250 kW / 400 V AC (50-60 Hz) / DC Uc: 42-48 V 3-pole, auxiliary contacts 2 NO + 2 NC drive: conventional main circuit: busbar control and auxiliary circuit: screw terminal | 65800 | 1 | Z9 | 1
3RT1076-6AF36 |  | power contactor, AC-3e/AC-3 500 A, 250 kW / 400 V AC (50-60 Hz) / DC Uc: 110-127 V 3-pole, auxiliary contacts 2 NO + 2 NC drive: conventional main circuit: busbar control and auxiliary circuit: screw terminal | 65800 | 1 | Z9 | 1
3RT1076-6AM36 |  | power contactor, AC-3e/AC-3 500 A, 250 kW / 400 V AC (50-60 Hz) / DC Uc: 200-220 V 3-pole, auxiliary contacts 2 NO + 2 NC drive: conventional main circuit: busbar control and auxiliary circuit: screw terminal | 65800 | 1 | Z9 | 1
3RT1076-6AP36 |  | power contactor, AC-3e/AC-3 500 A, 250 kW / 400 V AC (50-60 Hz) / DC Uc: 220-240 V 3-pole, auxiliary contacts 2 NO + 2 NC drive: conventional main circuit: busbar control and auxiliary circuit: screw terminal | 65800 | 1 | Z9 | 1
3RT1076-6AP36-3PA0 |  | power contactor, AC-3e/AC-3 500 A, 250 kW / 400 V AC (50-60 Hz) / DC Uc: 220-240 V 3-pole, auxiliary contacts 2 NO + 2 NC permanently mounted drive: conventional main circuit: busbar control and auxiliary circuit: screw terminal | 66400 | 1 | Z9 | 1
3RT1076-6AR36 |  | power contactor, AC-3e/AC-3 500 A, 250 kW / 400 V AC (50-60 Hz) / DC Uc: 440-480 V 3-pole, auxiliary contacts 2 NO + 2 NC drive: conventional main circuit: busbar control and auxiliary circuit: screw terminal | 65800 | 1 | Z9 | 1
3RT1076-6AS36 |  | power contactor, AC-3e/AC-3 500 A, 250 kW / 400 V AC (50-60 Hz) / DC Uc: 500-550 V 3-pole, auxiliary contacts 2 NO + 2 NC drive: conventional main circuit: busbar control and auxiliary circuit: screw terminal | 65800 | 1 | Z9 | 1
3RT1076-6AT36 |  | power contactor, AC-3e/AC-3 500 A, 250 kW / 400 V AC (50-60 Hz) / DC Uc: 575-600 V 3-pole, auxiliary contacts 2 NO + 2 NC drive: conventional main circuit: busbar control and auxiliary circuit: screw terminal | 65800 | 1 | Z9 | 1
3RT1076-6AU36 |  | power contactor, AC-3e/AC-3 500 A, 250 kW / 400 V AC (50-60 Hz) / DC Uc: 240-277 V 3-pole, auxiliary contacts 2 NO + 2 NC drive: conventional main circuit: busbar control and auxiliary circuit: screw terminal | 65800 | 1 | Z9 | 1
3RT1076-6AV36 |  | power contactor, AC-3e/AC-3 500 A, 250 kW / 400 V AC (50-60 Hz) / DC Uc: 380-420 V 3-pole, auxiliary contacts 2 NO + 2 NC drive: conventional main circuit: busbar control and auxiliary circuit: screw terminal | 65800 | 1 | Z9 | 1
3RT1076-6LA06 |  | power contactor, AC-3e/AC-3 500 A, 250 kW / 400 V without operating mechanism 3-pole, auxiliary contacts 2 NO + 2 NC main circuit: busbar control and auxiliary circuit: screw terminal | 61900 | 1 | Z9 | 1
3RT1076-6NB36 |  | power contactor, AC-3e/AC-3 500 A, 250 kW / 400 V AC (50-60 Hz) / DC Uc: 21-27.3 V PLC input 24 V DC 3-pole, auxiliary contacts 2 NO + 2 NC drive: electronic main circuit: busbar control and auxiliary circuit: screw terminal | 72700 | 1 | Z9 | 1
3RT1076-6NF36 |  | power contactor, AC-3e/AC-3 500 A, 250 kW / 400 V AC (50-60 Hz) / DC Uc: 96-127 V PLC input 24 V DC 3-pole, auxiliary contacts 2 NO + 2 NC drive: electronic main circuit: busbar control and auxiliary circuit: screw terminal | 72700 | 1 | Z9 | 1
3RT1076-6NP36 |  | power contactor, AC-3e/AC-3 500 A, 250 kW / 400 V AC (50-60 Hz) / DC Uc: 200-277 V PLC input 24 V DC 3-pole, auxiliary contacts 2 NO + 2 NC drive: electronic main circuit: busbar control and auxiliary circuit: screw terminal | 72700 | 1 | Z9 | 1
3RT1076-6PF35 |  | power contactor, AC-3e/AC-3 500 A, 250 kW / 400 V AC (50-60 Hz) / DC Uc: 96-127 V PLC input 24 V DC 3-pole, auxiliary contacts 1 NO + 1 NC drive: electronic main circuit: busbar control and auxiliary circuit: screw terminal with remaining lifetime indicator | 78500 | 1 | Z9 | 1
3RT1076-6PP35 |  | power contactor, AC-3e/AC-3 500 A, 250 kW / 400 V AC (50-60 Hz) / DC Uc: 200-277 V PLC input 24 V DC 3-pole, auxiliary contacts 1 NO + 1 NC drive: electronic main circuit: busbar control and auxiliary circuit: screw terminal with remaining lifetime indicator | 78500 | 1 | Z9 | 1
3RT1076-6SF36 |  | power contactor, AC-3e/AC-3 500 A, 250 kW / 400 V AC (50-60 Hz) / DC 96-127 V x (0.8-1.1) F-PLC input 24 V DC 3-pole, auxiliary contacts 2 NO + 2 NC drive: electronic main circuit: busbar control and auxiliary circuit: screw terminal | 73800 | 1 | Z9 | 1
3RT1076-6SF36-3PA0 |  | power contactor, AC-3e/AC-3 500 A, 250 kW / 400 V AC (50-60 Hz) / DC 96-127 V x (0.8-1.1) F-PLC input 24 V DC 3-pole, auxiliary contacts 2 NO + 2 NC permanently mounted drive: electronic main circuit: busbar control and auxiliary circuit: screw terminal | 74300 | 1 | Z9 | 1
3RT1076-6SP36 |  | power contactor, AC-3e/AC-3 500 A, 250 kW / 400 V AC (50-60 Hz) / DC 200-277 V x (0.8-1.1) F-PLC input 24 V DC 3-pole, auxiliary contacts 2 NO + 2 NC drive: electronic main circuit: busbar control and auxiliary circuit: screw terminal | 73800 | 1 | Z9 | 1
3RT1076-6SP36-3PA0 |  | power contactor, AC-3e/AC-3 500 A, 250 kW / 400 V AC (50-60 Hz) / DC 200-277 V x (0.8-1.1) F-PLC input 24 V DC 3-pole, auxiliary contacts 2 NO + 2 NC permanently mounted drive: electronic main circuit: busbar control and auxiliary circuit: screw terminal | 74300 | 1 | Z9 | 1
3RT1076-6XB46-0LA2 |  | power contactor, AC-3e/AC-3 500 A, 250 kW / 400 V Uc: 24 V DC x (0.7-1.25) PLC input 24-110 V DC 3-pole, auxiliary contacts 2 NO + 2 NC drive: electronic main circuit: busbar control and auxiliary circuit: screw terminal extended rated condition railroad IEC 60077 | 102000 | 1 | Z9 | 1
3RT1076-6XF46-0LA2 |  | power contactor, AC-3e/AC-3 500 A, 250 kW / 400 V Uc: 110 V DC x (0.7-1.25) PLC input 24-110 V DC 3-pole, auxiliary contacts 2 NO + 2 NC drive: electronic main circuit: busbar control and auxiliary circuit: screw terminal extended rated condition railroad IEC 60077 | 102000 | 1 | Z9 | 1
3RT1076-6XJ46-0LA2 |  | power contactor, AC-3e/AC-3 500 A, 250 kW / 400 V Uc: 72 V DC x (0.7-1.25) PLC input 24-110 V DC 3-pole, auxiliary contacts 2 NO + 2 NC drive: electronic main circuit: busbar control and auxiliary circuit: screw terminal extended rated condition railroad IEC 60077 | 102000 | 1 | Z9 | 1
3RT1264-6AB36 |  | vacuum contactor AC-3e/AC-3 225 A, 110 kW / 400 V, 3-pole, Uc: 23-26 V AC(50-60 Hz) / DC drive: conventional auxiliary contacts 2 NO + 2 NC main circuit: busbar control and auxiliary circuit: screw terminal | 39700 | 1 | Z9 | 1
3RT1264-6AD36 |  | vacuum contactor AC-3e/AC-3 225 A, 110 kW / 400 V, 3-pole, Uc: 42-48 V AC(50-60 Hz) / DC drive: conventional auxiliary contacts 2 NO + 2 NC main circuit: busbar control and auxiliary circuit: screw terminal | 39700 | 1 | Z9 | 1
3RT1264-6AF36 |  | vacuum contactor AC-3e/AC-3 225 A, 110 kW / 400 V, 3-pole, Uc: 110-127 V AC(50-60 Hz) / DC drive: conventional auxiliary contacts 2 NO + 2 NC main circuit: busbar control and auxiliary circuit: screw terminal | 39700 | 1 | Z9 | 1
3RT1264-6AM36 |  | vacuum contactor AC-3e/AC-3 225 A, 110 kW / 400 V, 3-pole, Uc: 200-220 V AC(50-60 Hz) / DC drive: conventional auxiliary contacts 2 NO + 2 NC main circuit: busbar control and auxiliary circuit: screw terminal | 39700 | 1 | Z9 | 1
3RT1264-6AP36 |  | vacuum contactor AC-3e/AC-3 225 A, 110 kW / 400 V, 3-pole, Uc: 220-240 V AC(50-60 Hz) / DC drive: conventional auxiliary contacts 2 NO + 2 NC main circuit: busbar control and auxiliary circuit: screw terminal | 39700 | 1 | Z9 | 1
3RT1264-6AR36 |  | vacuum contactor AC-3e/AC-3 225 A, 110 kW / 400 V, 3-pole, Uc: 440-480 V AC(50-60 Hz) / DC drive: conventional auxiliary contacts 2 NO + 2 NC main circuit: busbar control and auxiliary circuit: screw terminal | 39700 | 1 | Z9 | 1
3RT1264-6AS36 |  | vacuum contactor AC-3e/AC-3 225 A, 110 kW / 400 V, 3-pole, Uc: 500-550 V AC(50-60 Hz) / DC drive: conventional auxiliary contacts 2 NO + 2 NC main circuit: busbar control and auxiliary circuit: screw terminal | 39700 | 1 | Z9 | 1
3RT1264-6AT36 |  | vacuum contactor AC-3e/AC-3 225 A, 110 kW / 400 V, 3-pole, Uc: 575-600 V AC(50-60 Hz) / DC drive: conventional auxiliary contacts 2 NO + 2 NC main circuit: busbar control and auxiliary circuit: screw terminal | 39700 | 1 | Z9 | 1
3RT1264-6AU36 |  | vacuum contactor AC-3e/AC-3 225 A, 110 kW / 400 V, 3-pole, Uc: 240-277 V AC(50-60 Hz) / DC drive: conventional auxiliary contacts 2 NO + 2 NC main circuit: busbar control and auxiliary circuit: screw terminal | 39700 | 1 | Z9 | 1
3RT1264-6AV36 |  | vacuum contactor AC-3e/AC-3 225 A, 110 kW / 400 V, 3-pole, Uc: 380-420 V AC(50-60 Hz) / DC drive: conventional auxiliary contacts 2 NO + 2 NC main circuit: busbar control and auxiliary circuit: screw terminal | 39700 | 1 | Z9 | 1
3RT1264-6LA06 |  | vacuum contactor AC-3e/AC-3 225 A, 110 kW / 400 V, 3-pole, drive: without auxiliary contacts 2 NO + 2 NC main circuit: busbar control and auxiliary circuit: screw terminal | 36300 | 1 | Z9 | 1
3RT1264-6NB36 |  | vacuum contactor AC-3e/AC-3 225 A, 110 kW / 400 V, 3-pole, Uc: 21-27.3 V AC(50-60 Hz) / DC PLC input 24 V DC drive: electronic auxiliary contacts 2 NO + 2 NC main circuit: busbar control and auxiliary circuit: screw terminal | 42600 | 1 | Z9 | 1
3RT1264-6NF36 |  | vacuum contactor AC-3e/AC-3 225 A, 110 kW / 400 V, 3-pole, Uc: 96-127 V AC(50-60 Hz) / DC PLC input 24 V DC drive: electronic auxiliary contacts 2 NO + 2 NC main circuit: busbar control and auxiliary circuit: screw terminal | 42600 | 1 | Z9 | 1
3RT1264-6NP36 |  | vacuum contactor AC-3e/AC-3 225 A, 110 kW / 400 V, 3-pole, Uc: 200-277 V AC(50-60 Hz) / DC PLC input 24 V DC drive: electronic auxiliary contacts 2 NO + 2 NC main circuit: busbar control and auxiliary circuit: screw terminal | 42600 | 1 | Z9 | 1
3RT1265-6AB36 |  | vacuum contactor AC-3e/AC-3 265 A, 132 kW / 400 V, 3-pole, Uc: 23-26 V AC(50-60 Hz) / DC drive: conventional auxiliary contacts 2 NO + 2 NC main circuit: busbar control and auxiliary circuit: screw terminal | 46700 | 1 | Z9 | 1
3RT1265-6AD36 |  | vacuum contactor AC-3e/AC-3 265 A, 132 kW / 400 V, 3-pole, Uc: 42-48 V AC(50-60 Hz) / DC drive: conventional auxiliary contacts 2 NO + 2 NC main circuit: busbar control and auxiliary circuit: screw terminal | 46700 | 1 | Z9 | 1
3RT1265-6AF36 |  | vacuum contactor AC-3e/AC-3 265 A, 132 kW / 400 V, 3-pole, Uc: 110-127 V AC(50-60 Hz) / DC drive: conventional auxiliary contacts 2 NO + 2 NC main circuit: busbar control and auxiliary circuit: screw terminal | 46700 | 1 | Z9 | 1
3RT1265-6AM36 |  | vacuum contactor AC-3e/AC-3 265 A, 132 kW / 400 V, 3-pole, Uc: 200-220 V AC(50-60 Hz) / DC drive: conventional auxiliary contacts 2 NO + 2 NC main circuit: busbar control and auxiliary circuit: screw terminal | 46700 | 1 | Z9 | 1
3RT1265-6AP36 |  | vacuum contactor AC-3e/AC-3 265 A, 132 kW / 400 V, 3-pole, Uc: 220-240 V AC(50-60 Hz) / DC drive: conventional auxiliary contacts 2 NO + 2 NC main circuit: busbar control and auxiliary circuit: screw terminal | 46700 | 1 | Z9 | 1
3RT1265-6AR36 |  | vacuum contactor AC-3e/AC-3 265 A, 132 kW / 400 V, 3-pole, Uc: 440-480 V AC(50-60 Hz) / DC drive: conventional auxiliary contacts 2 NO + 2 NC main circuit: busbar control and auxiliary circuit: screw terminal | 46700 | 1 | Z9 | 1
3RT1265-6AS36 |  | vacuum contactor AC-3e/AC-3 265 A, 132 kW / 400 V, 3-pole, Uc: 500-550 V AC(50-60 Hz) / DC drive: conventional auxiliary contacts 2 NO + 2 NC main circuit: busbar control and auxiliary circuit: screw terminal | 46700 | 1 | Z9 | 1
3RT1265-6AT36 |  | vacuum contactor AC-3e/AC-3 265 A, 132 kW / 400 V, 3-pole, Uc: 575-600 V AC(50-60 Hz) / DC drive: conventional auxiliary contacts 2 NO + 2 NC main circuit: busbar control and auxiliary circuit: screw terminal | 46700 | 1 | Z9 | 1
3RT1265-6AU36 |  | vacuum contactor AC-3e/AC-3 265 A, 132 kW / 400 V, 3-pole, Uc: 240-277 V AC(50-60 Hz) / DC drive: conventional auxiliary contacts 2 NO + 2 NC main circuit: busbar control and auxiliary circuit: screw terminal | 46700 | 1 | Z9 | 1
3RT1265-6AV36 |  | vacuum contactor AC-3e/AC-3 265 A, 132 kW / 400 V, 3-pole, Uc: 380-420 V AC(50-60 Hz) / DC drive: conventional auxiliary contacts 2 NO + 2 NC main circuit: busbar control and auxiliary circuit: screw terminal | 46700 | 1 | Z9 | 1
3RT1265-6LA06 |  | vacuum contactor AC-3e/AC-3 265 A, 132 kW / 400 V, 3-pole, drive: without auxiliary contacts 2 NO + 2 NC main circuit: busbar control and auxiliary circuit: screw terminal | 43500 | 1 | Z9 | 1
3RT1265-6NB36 |  | vacuum contactor AC-3e/AC-3 265 A, 132 kW / 400 V, 3-pole, Uc: 21-27.3 V AC(50-60 Hz) / DC PLC input 24 V DC drive: electronic auxiliary contacts 2 NO + 2 NC main circuit: busbar control and auxiliary circuit: screw terminal | 50200 | 1 | Z9 | 1
3RT1265-6NF36 |  | vacuum contactor AC-3e/AC-3 265 A, 132 kW / 400 V, 3-pole, Uc: 96-127 V AC(50-60 Hz) / DC PLC input 24 V DC drive: electronic auxiliary contacts 2 NO + 2 NC main circuit: busbar control and auxiliary circuit: screw terminal | 50200 | 1 | Z9 | 1
3RT1265-6NP36 |  | vacuum contactor AC-3e/AC-3 265 A, 132 kW / 400 V, 3-pole, Uc: 200-277 V AC(50-60 Hz) / DC PLC input 24 V DC drive: electronic auxiliary contacts 2 NO + 2 NC main circuit: busbar control and auxiliary circuit: screw terminal | 50200 | 1 | Z9 | 1
3RT1266-6AB36 |  | vacuum contactor AC-3e/AC-3 300 A, 160 kW / 400 V, 3-pole, Uc: 23-26 V AC(50-60 Hz) / DC drive: conventional auxiliary contacts 2 NO + 2 NC main circuit: busbar control and auxiliary circuit: screw terminal | 56600 | 1 | Z9 | 1
3RT1266-6AD36 |  | vacuum contactor AC-3e/AC-3 300 A, 160 kW / 400 V, 3-pole, Uc: 42-48 V AC(50-60 Hz) / DC drive: conventional auxiliary contacts 2 NO + 2 NC main circuit: busbar control and auxiliary circuit: screw terminal | 56600 | 1 | Z9 | 1
3RT1266-6AF36 |  | vacuum contactor AC-3e/AC-3 300 A, 160 kW / 400 V, 3-pole, Uc: 110-127 V AC(50-60 Hz) / DC drive: conventional auxiliary contacts 2 NO + 2 NC main circuit: busbar control and auxiliary circuit: screw terminal | 56600 | 1 | Z9 | 1
3RT1266-6AM36 |  | vacuum contactor AC-3e/AC-3 300 A, 160 kW / 400 V, 3-pole, Uc: 200-220 V AC(50-60 Hz) / DC drive: conventional auxiliary contacts 2 NO + 2 NC main circuit: busbar control and auxiliary circuit: screw terminal | 56600 | 1 | Z9 | 1
3RT1266-6AP36 |  | vacuum contactor AC-3e/AC-3 300 A, 160 kW / 400 V, 3-pole, Uc: 220-240 V AC(50-60 Hz) / DC drive: conventional auxiliary contacts 2 NO + 2 NC main circuit: busbar control and auxiliary circuit: screw terminal | 56600 | 1 | Z9 | 1
3RT1266-6AR36 |  | vacuum contactor AC-3e/AC-3 300 A, 160 kW / 400 V, 3-pole, Uc: 440-480 V AC(50-60 Hz) / DC drive: conventional auxiliary contacts 2 NO + 2 NC main circuit: busbar control and auxiliary circuit: screw terminal | 56600 | 1 | Z9 | 1
3RT1266-6AS36 |  | vacuum contactor AC-3e/AC-3 300 A, 160 kW / 400 V, 3-pole, Uc: 500-550 V AC(50-60 Hz) / DC drive: conventional auxiliary contacts 2 NO + 2 NC main circuit: busbar control and auxiliary circuit: screw terminal | 56600 | 1 | Z9 | 1
3RT1266-6AT36 |  | vacuum contactor AC-3e/AC-3 300 A, 160 kW / 400 V, 3-pole, Uc: 575-600 V AC(50-60 Hz) / DC drive: conventional auxiliary contacts 2 NO + 2 NC main circuit: busbar control and auxiliary circuit: screw terminal | 56600 | 1 | Z9 | 1
3RT1266-6AU36 |  | vacuum contactor AC-3e/AC-3 300 A, 160 kW / 400 V, 3-pole, Uc: 240-277 V AC(50-60 Hz) / DC drive: conventional auxiliary contacts 2 NO + 2 NC main circuit: busbar control and auxiliary circuit: screw terminal | 56600 | 1 | Z9 | 1
3RT1266-6AV36 |  | vacuum contactor AC-3e/AC-3 300 A, 160 kW / 400 V, 3-pole, Uc: 380-420 V AC(50-60 Hz) / DC drive: conventional auxiliary contacts 2 NO + 2 NC main circuit: busbar control and auxiliary circuit: screw terminal | 56600 | 1 | Z9 | 1
3RT1266-6LA06 |  | vacuum contactor AC-3e/AC-3 300 A, 160 kW / 400 V, 3-pole, drive: without auxiliary contacts 2 NO + 2 NC main circuit: busbar control and auxiliary circuit: screw terminal | 53400 | 1 | Z9 | 1
3RT1266-6NB36 |  | vacuum contactor AC-3e/AC-3 300 A, 160 kW / 400 V, 3-pole, Uc: 21-27.3 V AC(50-60 Hz) / DC PLC input 24 V DC drive: electronic auxiliary contacts 2 NO + 2 NC main circuit: busbar control and auxiliary circuit: screw terminal | 60100 | 1 | Z9 | 1
3RT1266-6NF36 |  | vacuum contactor AC-3e/AC-3 300 A, 160 kW / 400 V, 3-pole, Uc: 96-127 V AC(50-60 Hz) / DC PLC input 24 V DC drive: electronic auxiliary contacts 2 NO + 2 NC main circuit: busbar control and auxiliary circuit: screw terminal | 60100 | 1 | Z9 | 1
3RT1266-6NP36 |  | vacuum contactor AC-3e/AC-3 300 A, 160 kW / 400 V, 3-pole, Uc: 200-277 V AC(50-60 Hz) / DC PLC input 24 V DC drive: electronic auxiliary contacts 2 NO + 2 NC main circuit: busbar control and auxiliary circuit: screw terminal | 60100 | 1 | Z9 | 1
3RT1275-6AB36 |  | vacuum contactor AC-3e/AC-3 400 A, 200 kW / 400 V, 3-pole, Uc: 23-26 V AC(50-60 Hz) / DC drive: conventional auxiliary contacts 2 NO + 2 NC main circuit: busbar control and auxiliary circuit: screw terminal | 68900 | 1 | Z9 | 1
3RT1275-6AD36 |  | vacuum contactor AC-3e/AC-3 400 A, 200 kW / 400 V, 3-pole, Uc: 42-48 V AC(50-60 Hz) / DC drive: conventional auxiliary contacts 2 NO + 2 NC main circuit: busbar control and auxiliary circuit: screw terminal | 68900 | 1 | Z9 | 1
3RT1275-6AF36 |  | vacuum contactor AC-3e/AC-3 400 A, 200 kW / 400 V, 3-pole, Uc: 110-127 V AC(50-60 Hz) / DC drive: conventional auxiliary contacts 2 NO + 2 NC main circuit: busbar control and auxiliary circuit: screw terminal | 68900 | 1 | Z9 | 1
3RT1275-6AM36 |  | vacuum contactor AC-3e/AC-3 400 A, 200 kW / 400 V, 3-pole, Uc: 200-220 V AC(50-60 Hz) / DC drive: conventional auxiliary contacts 2 NO + 2 NC main circuit: busbar control and auxiliary circuit: screw terminal | 68900 | 1 | Z9 | 1
3RT1275-6AP36 |  | vacuum contactor AC-3e/AC-3 400 A, 200 kW / 400 V, 3-pole, Uc: 220-240 V AC(50-60 Hz) / DC drive: conventional auxiliary contacts 2 NO + 2 NC main circuit: busbar control and auxiliary circuit: screw terminal | 68900 | 1 | Z9 | 1
3RT1275-6AR36 |  | vacuum contactor AC-3e/AC-3 400 A, 200 kW / 400 V, 3-pole, Uc: 440-480 V AC(50-60 Hz) / DC drive: conventional auxiliary contacts 2 NO + 2 NC main circuit: busbar control and auxiliary circuit: screw terminal | 68900 | 1 | Z9 | 1
3RT1275-6AS36 |  | vacuum contactor AC-3e/AC-3 400 A, 200 kW / 400 V, 3-pole, Uc: 500-550 V AC(50-60 Hz) / DC drive: conventional auxiliary contacts 2 NO + 2 NC main circuit: busbar control and auxiliary circuit: screw terminal | 68900 | 1 | Z9 | 1
3RT1275-6AT36 |  | vacuum contactor AC-3e/AC-3 400 A, 200 kW / 400 V, 3-pole, Uc: 575-600 V AC(50-60 Hz) / DC drive: conventional auxiliary contacts 2 NO + 2 NC main circuit: busbar control and auxiliary circuit: screw terminal | 68900 | 1 | Z9 | 1
3RT1275-6AU36 |  | vacuum contactor AC-3e/AC-3 400 A, 200 kW / 400 V, 3-pole, Uc: 240-277 V AC(50-60 Hz) / DC drive: conventional auxiliary contacts 2 NO + 2 NC main circuit: busbar control and auxiliary circuit: screw terminal | 68900 | 1 | Z9 | 1
3RT1275-6AV36 |  | vacuum contactor AC-3e/AC-3 400 A, 200 kW / 400 V, 3-pole, Uc: 380-420 V AC(50-60 Hz) / DC drive: conventional auxiliary contacts 2 NO + 2 NC main circuit: busbar control and auxiliary circuit: screw terminal | 68900 | 1 | Z9 | 1
3RT1275-6LA06 |  | vacuum contactor AC-3e/AC-3 400 A, 200 kW / 400 V, 3-pole, drive: without auxiliary contacts 2 NO + 2 NC main circuit: busbar control and auxiliary circuit: screw terminal | 66400 | 1 | Z9 | 1
3RT1275-6NB36 |  | vacuum contactor AC-3e/AC-3 400 A, 200 kW / 400 V, 3-pole, Uc: 21-27.3 V AC(50-60 Hz) / DC PLC input 24 V DC drive: electronic auxiliary contacts 2 NO + 2 NC main circuit: busbar control and auxiliary circuit: screw terminal | 75900 | 1 | Z9 | 1
3RT1275-6NF36 |  | vacuum contactor AC-3e/AC-3 400 A, 200 kW / 400 V, 3-pole, Uc: 96-127 V AC(50-60 Hz) / DC PLC input 24 V DC drive: electronic auxiliary contacts 2 NO + 2 NC main circuit: busbar control and auxiliary circuit: screw terminal | 75900 | 1 | Z9 | 1
3RT1275-6NP36 |  | vacuum contactor AC-3e/AC-3 400 A, 200 kW / 400 V, 3-pole, Uc: 200-277 V AC(50-60 Hz) / DC PLC input 24 V DC drive: electronic auxiliary contacts 2 NO + 2 NC main circuit: busbar control and auxiliary circuit: screw terminal | 75900 | 1 | Z9 | 1
3RT1276-6AB36 |  | vacuum contactor AC-3e/AC-3 500 A, 250 kW / 400 V, 3-pole, Uc: 23-26 V AC(50-60 Hz) / DC drive: conventional auxiliary contacts 2 NO + 2 NC main circuit: busbar control and auxiliary circuit: screw terminal | 93100 | 1 | Z9 | 1
3RT1276-6AD36 |  | vacuum contactor AC-3e/AC-3 500 A, 250 kW / 400 V, 3-pole, Uc: 42-48 V AC(50-60 Hz) / DC drive: conventional auxiliary contacts 2 NO + 2 NC main circuit: busbar control and auxiliary circuit: screw terminal | 93100 | 1 | Z9 | 1
3RT1276-6AF36 |  | vacuum contactor AC-3e/AC-3 500 A, 250 kW / 400 V, 3-pole, Uc: 110-127 V AC(50-60 Hz) / DC drive: conventional auxiliary contacts 2 NO + 2 NC main circuit: busbar control and auxiliary circuit: screw terminal | 93100 | 1 | Z9 | 1
3RT1276-6AM36 |  | vacuum contactor AC-3e/AC-3 500 A, 250 kW / 400 V, 3-pole, Uc: 200-220 V AC(50-60 Hz) / DC drive: conventional auxiliary contacts 2 NO + 2 NC main circuit: busbar control and auxiliary circuit: screw terminal | 93100 | 1 | Z9 | 1
3RT1276-6AP36 |  | vacuum contactor AC-3e/AC-3 500 A, 250 kW / 400 V, 3-pole, Uc: 220-240 V AC(50-60 Hz) / DC drive: conventional auxiliary contacts 2 NO + 2 NC main circuit: busbar control and auxiliary circuit: screw terminal | 93100 | 1 | Z9 | 1
3RT1276-6AR36 |  | vacuum contactor AC-3e/AC-3 500 A, 250 kW / 400 V, 3-pole, Uc: 440-480 V AC(50-60 Hz) / DC drive: conventional auxiliary contacts 2 NO + 2 NC main circuit: busbar control and auxiliary circuit: screw terminal | 93100 | 1 | Z9 | 1
3RT1276-6AS36 |  | vacuum contactor AC-3e/AC-3 500 A, 250 kW / 400 V, 3-pole, Uc: 500-550 V AC(50-60 Hz) / DC drive: conventional auxiliary contacts 2 NO + 2 NC main circuit: busbar control and auxiliary circuit: screw terminal | 93100 | 1 | Z9 | 1
3RT1276-6AT36 |  | vacuum contactor AC-3e/AC-3 500 A, 250 kW / 400 V, 3-pole, Uc: 575-600 V AC(50-60 Hz) / DC drive: conventional auxiliary contacts 2 NO + 2 NC main circuit: busbar control and auxiliary circuit: screw terminal | 93100 | 1 | Z9 | 1
3RT1276-6AU36 |  | vacuum contactor AC-3e/AC-3 500 A, 250 kW / 400 V, 3-pole, Uc: 240-277 V AC(50-60 Hz) / DC drive: conventional auxiliary contacts 2 NO + 2 NC main circuit: busbar control and auxiliary circuit: screw terminal | 93100 | 1 | Z9 | 1
3RT1276-6AV36 |  | vacuum contactor AC-3e/AC-3 500 A, 250 kW / 400 V, 3-pole, Uc: 380-420 V AC(50-60 Hz) / DC drive: conventional auxiliary contacts 2 NO + 2 NC main circuit: busbar control and auxiliary circuit: screw terminal | 93100 | 1 | Z9 | 1
3RT1276-6LA06 |  | vacuum contactor AC-3e/AC-3 500 A, 250 kW / 400 V, 3-pole, drive: without auxiliary contacts 2 NO + 2 NC main circuit: busbar control and auxiliary circuit: screw terminal | 88900 | 1 | Z9 | 1
3RT1276-6NB36 |  | vacuum contactor AC-3e/AC-3 500 A, 250 kW / 400 V, 3-pole, Uc: 21-27.3 V AC(50-60 Hz) / DC PLC input 24 V DC drive: electronic auxiliary contacts 2 NO + 2 NC main circuit: busbar control and auxiliary circuit: screw terminal | 99600 | 1 | Z9 | 1
3RT1276-6NF36 |  | vacuum contactor AC-3e/AC-3 500 A, 250 kW / 400 V, 3-pole, Uc: 96-127 V AC(50-60 Hz) / DC PLC input 24 V DC drive: electronic auxiliary contacts 2 NO + 2 NC main circuit: busbar control and auxiliary circuit: screw terminal | 99600 | 1 | Z9 | 1
3RT1276-6NP36 |  | vacuum contactor AC-3e/AC-3 500 A, 250 kW / 400 V, 3-pole, Uc: 200-277 V AC(50-60 Hz) / DC PLC input 24 V DC drive: electronic auxiliary contacts 2 NO + 2 NC main circuit: busbar control and auxiliary circuit: screw terminal | 99600 | 1 | Z9 | 1
3RT1355-6AE36 |  | Contactor, AC-1, 200 A/400 V/40 Â°C, S6, 4-pole, 24-60 V AC, 20-60 V DC, 2 NO+2 NC, Connection rail/ screw terminal | 21600 | 1 | Z9 | 1
3RT1355-6AF36 |  | Contactor, AC-1, 200 A/400 V/40 Â°C, S6, 4-pole, 48-130 V AC/DC, 2 NO+2 NC, Connection rail/ screw terminal | 21600 | 1 | Z9 | 1
3RT1355-6AP36 |  | Contactor, AC-1, 200 A/400 V/40 Â°C, S6, 4-pole, 100-250 V AC/DC, 2 NO+2 NC, Connection rail/ screw terminal | 21600 | 1 | Z9 | 1
3RT1355-6AR36 |  | Contactor, AC-1, 200 A/400 V/40 Â°C, S6, 4-pole, 250-500 V AC/DC, 2 NO+2 NC, Connection rail/ screw terminal | 21600 | 1 | Z9 | 1
3RT1363-6AE36 |  | Contactor, AC-1, 275 A/400 V/40 Â°C, S10, 4-pole, 24-60 V AC, 20-60 V DC, 2 NO+2 NC, Connection rail/ screw terminal | 32600 | 1 | Z9 | 1
3RT1363-6AF36 |  | Contactor, AC-1, 275 A/400 V/40 Â°C, S10, 4-pole, 48-130 V AC/DC, 2 NO+2 NC, Connection rail/ screw terminal | 32600 | 1 | Z9 | 1
3RT1363-6AP36 |  | Contactor, AC-1, 275 A/400 V/40 Â°C, S10, 4-pole, 100-250 V AC/DC, 2 NO+2 NC, Connection rail/ screw terminal | 32600 | 1 | Z9 | 1
3RT1363-6AR36 |  | Contactor, AC-1, 275 A/400 V/40 Â°C, S10, 4-pole, 250-500 V AC/DC, 2 NO+2 NC, Connection rail/ screw terminal | 32600 | 1 | Z9 | 1
3RT1364-6AE36 |  | Contactor, AC-1, 350 A/400 V/40 Â°C, S10, 4-pole, 24-60 V AC, 20-60 V DC, 2 NO+2 NC, Connection rail/ screw terminal | 48500 | 1 | Z9 | 1
3RT1364-6AF36 |  | Contactor, AC-1, 350 A/400 V/40 Â°C, S10, 4-pole, 48-130 V AC/DC, 2 NO+2 NC, Connection rail/ screw terminal | 47300 | 1 | Z9 | 1
3RT1364-6AP36 |  | Contactor, AC-1, 350 A/400 V/40 Â°C, S10, 4-pole, 100-250 V AC/DC, 2 NO+2 NC, Connection rail/ screw terminal | 47300 | 1 | Z9 | 1
3RT1364-6AR36 |  | Contactor, AC-1, 350 A/400 V/40 Â°C, S10, 4-pole, 250-500 V AC/DC, 2 NO+2 NC, Connection rail/ screw terminal | 47300 | 1 | Z9 | 1
3RT1373-6AE36 |  | Contactor, AC-1, 400 A/400 V/40 Â°C, S12, 4-pole, 24-60 V AC, 20-60 V DC, 2 NO+2 NC, Connection rail/ screw terminal | 50800 | 1 | Z9 | 1
3RT1373-6AF36 |  | Contactor, AC-1, 400 A/400 V/40 Â°C, S12, 4-pole, 48-130 V AC/DC, 2 NO+2 NC, Connection rail/ screw terminal | 50800 | 1 | Z9 | 1
3RT1373-6AP36 |  | Contactor, AC-1, 400 A/400 V/40 Â°C, S12, 4-pole, 100-250 V AC/DC, 2 NO+2 NC, Connection rail/ screw terminal | 50800 | 1 | Z9 | 1
3RT1373-6AR36 |  | Contactor, AC-1, 400 A/400 V/40 Â°C, S12, 4-pole, 250-500 V AC/DC, 2 NO+2 NC, Connection rail/ screw terminal | 50800 | 1 | Z9 | 1
3RT1374-6AE36 |  | Contactor, AC-1, 500 A/400 V/40 Â°C, S12, 4-pole, 24-60 V AC, 20-60 V DC, 2 NO+2 NC, Connection rail/ screw terminal | 61400 | 1 | Z9 | 1
3RT1374-6AF36 |  | Contactor, AC-1, 500 A/400 V/40 Â°C, S12, 4-pole, 48-130 V AC/DC, 2 NO+2 NC, Connection rail/ screw terminal | 61400 | 1 | Z9 | 1
3RT1374-6AP36 |  | Contactor, AC-1, 500 A/400 V/40 Â°C, S12, 4-pole, 100-250 V AC/DC, 2 NO+2 NC, Connection rail/ screw terminal | 61400 | 1 | Z9 | 1
3RT1374-6AR36 |  | Contactor, AC-1, 500 A/400 V/40 Â°C, S12, 4-pole, 250-500 V AC/DC, 2 NO+2 NC, Connection rail/ screw terminal | 61400 | 1 | Z9 | 1
3RT1375-6AE36 |  | Contactor, AC-1, 525 A/400 V/40 Â°C, S12, 4-pole, 24-60 V AC, 20-60 V DC, 2 NO+2 NC, Connection rail/ screw terminal | 67900 | 1 | Z9 | 1
3RT1375-6AF36 |  | Contactor, AC-1, 525 A/400 V/40 Â°C, S12, 4-pole, 48-130 V AC/DC, 2 NO+2 NC, Connection rail/ screw terminal | 67900 | 1 | Z9 | 1
3RT1375-6AP36 |  | Contactor, AC-1, 525 A/400 V/40 Â°C, S12, 4-pole, 100-250 V AC/DC, 2 NO+2 NC, Connection rail/ screw terminal | 67900 | 1 | Z9 | 1
3RT1375-6AR36 |  | Contactor, AC-1, 525 A/400 V/40 Â°C, S12, 4-pole, 250-500 V AC/DC, 2 NO+2 NC, Connection rail/ screw terminal | 67900 | 1 | Z9 | 1
3RT1456-2AP36 |  | power contactor AC-1 275 A / 690 V / 40 Â°C 3-pole, Uc: 220-240 V AC(50-60 Hz) / DC drive: conventional auxiliary contacts 2 NO + 2 NC main circuit: busbar control and auxiliary circuit: spring-loaded terminal | 14000 | 1 | Z9 | 1
3RT1456-2XB46-0LA2 |  | power contactor AC-1 275 A / 690 V / 40 Â°C 3-pole, Uc: 24 V DC (0.7-1.25) PLC input 24-110 V DC drive: electronic auxiliary contacts 2 NO + 2 NC main circuit: busbar control and auxiliary circuit: spring-loaded terminal extended rated condition railroad IEC 60077 | 22600 | 1 | Z9 | 1
3RT1456-2XF46-0LA2 |  | power contactor AC-1 275 A / 690 V / 40 Â°C 3-pole, Uc: 110 V DC (0.7-1.25) PLC input 24-110 V DC drive: electronic auxiliary contacts 2 NO + 2 NC main circuit: busbar control and auxiliary circuit: spring-loaded terminal extended rated condition railroad IEC 60077 | 22600 | 1 | Z9 | 1
3RT1456-2XJ46-0LA2 |  | power contactor AC-1 275 A / 690 V / 40 Â°C 3-pole, Uc: 72 V DC (0.7-1.25) PLC input 24-110 V DC drive: electronic auxiliary contacts 2 NO + 2 NC main circuit: busbar control and auxiliary circuit: spring-loaded terminal extended rated condition railroad IEC 60077 | 22600 | 1 | Z9 | 1
3RT1456-6AB36 |  | power contactor AC-1 275 A / 690 V / 40 Â°C 3-pole, Uc: 23-26 V AC(50-60 Hz) / DC drive: conventional auxiliary contacts 2 NO + 2 NC main circuit: busbar control and auxiliary circuit: screw terminal | 14000 | 1 | Z9 | 1
3RT1456-6AB38-0PA5 |  | power contactor AC-1 275 A / 690 V / 40 Â°C 3-pole, Uc: 23-26 V AC(50-60 Hz) / DC drive: conventional auxiliary contacts 2 NO + 2 NC main circuit: busbar control and auxiliary circuit: screw terminal | 15100 | 1 | Z9 | 1
3RT1456-6AD36 |  | power contactor AC-1 275 A / 690 V / 40 Â°C 3-pole, Uc: 42-48 V AC(50-60 Hz) / DC drive: conventional auxiliary contacts 2 NO + 2 NC main circuit: busbar control and auxiliary circuit: screw terminal | 14000 | 1 | Z9 | 1
3RT1456-6AF36 |  | power contactor AC-1 275 A / 690 V / 40 Â°C 3-pole, Uc: 110-127 V AC(50-60 Hz) / DC drive: conventional auxiliary contacts 2 NO + 2 NC main circuit: busbar control and auxiliary circuit: screw terminal | 14000 | 1 | Z9 | 1
3RT1456-6AM36 |  | power contactor AC-1 275 A / 690 V / 40 Â°C 3-pole, Uc: 200-220 V AC(50-60 Hz) / DC drive: conventional auxiliary contacts 2 NO + 2 NC main circuit: busbar control and auxiliary circuit: screw terminal | 14000 | 1 | Z9 | 1
3RT1456-6AP36 |  | power contactor AC-1 275 A / 690 V / 40 Â°C 3-pole, Uc: 220-240 V AC(50-60 Hz) / DC drive: conventional auxiliary contacts 2 NO + 2 NC main circuit: busbar control and auxiliary circuit: screw terminal | 14000 | 1 | Z9 | 1
3RT1456-6AP38-0PA5 |  | power contactor AC-1 275 A / 690 V / 40 Â°C 3-pole, Uc: 220-240 V AC(50-60 Hz) / DC drive: conventional auxiliary contacts 2 NO + 2 NC main circuit: busbar control and auxiliary circuit: screw terminal | 15100 | 1 | Z9 | 1
3RT1456-6AR36 |  | power contactor AC-1 275 A / 690 V / 40 Â°C 3-pole, Uc: 440-480 V AC(50-60 Hz) / DC drive: conventional auxiliary contacts 2 NO + 2 NC main circuit: busbar control and auxiliary circuit: screw terminal | 14000 | 1 | Z9 | 1
3RT1456-6AS36 |  | power contactor AC-1 275 A / 690 V / 40 Â°C 3-pole, Uc: 500-550 V AC(50-60 Hz) / DC drive: conventional auxiliary contacts 2 NO + 2 NC main circuit: busbar control and auxiliary circuit: screw terminal | 14000 | 1 | Z9 | 1
3RT1456-6AT36 |  | power contactor AC-1 275 A / 690 V / 40 Â°C 3-pole, Uc: 575-600 V AC(50-60 Hz) / DC drive: conventional auxiliary contacts 2 NO + 2 NC main circuit: busbar control and auxiliary circuit: screw terminal | 14000 | 1 | Z9 | 1
3RT1456-6AU36 |  | power contactor AC-1 275 A / 690 V / 40 Â°C 3-pole, Uc: 240-277 V AC(50-60 Hz) / DC drive: conventional auxiliary contacts 2 NO + 2 NC main circuit: busbar control and auxiliary circuit: screw terminal | 14000 | 1 | Z9 | 1
3RT1456-6AV36 |  | power contactor AC-1 275 A / 690 V / 40 Â°C 3-pole, Uc: 380-420 V AC(50-60 Hz) / DC drive: conventional auxiliary contacts 2 NO + 2 NC main circuit: busbar control and auxiliary circuit: screw terminal | 14000 | 1 | Z9 | 1
3RT1456-6LA06 |  | power contactor AC-1 275 A / 690 V / 40 Â°C 3-pole, drive: without auxiliary contacts 2 NO + 2 NC main circuit: busbar control and auxiliary circuit: screw terminal | 11800 | 1 | Z9 | 1
3RT1456-6NB36 |  | power contactor AC-1 275 A / 690 V / 40 Â°C 3-pole, Uc: 21-27.3 V AC(50-60 Hz) / DC PLC input 24 V DC drive: electronic auxiliary contacts 2 NO + 2 NC main circuit: busbar control and auxiliary circuit: screw terminal | 16100 | 1 | Z9 | 1
3RT1456-6NF36 |  | power contactor AC-1 275 A / 690 V / 40 Â°C 3-pole, Uc: 96-127 V AC(50-60 Hz) / DC PLC input 24 V DC drive: electronic auxiliary contacts 2 NO + 2 NC main circuit: busbar control and auxiliary circuit: screw terminal | 16100 | 1 | Z9 | 1
3RT1456-6NP36 |  | power contactor AC-1 275 A / 690 V / 40 Â°C 3-pole, Uc: 200-277 V AC(50-60 Hz) / DC PLC input 24 V DC drive: electronic auxiliary contacts 2 NO + 2 NC main circuit: busbar control and auxiliary circuit: screw terminal | 16100 | 1 | Z9 | 1
3RT1456-6PF35 |  | power contactor AC-1 275 A / 690 V / 40 Â°C 3-pole, Uc: 96-127 V AC(50-60 Hz) / DC PLC input 24 V DC drive: electronic auxiliary contacts 2 NO + 2 NC main circuit: busbar control and auxiliary circuit: screw terminal with remaining lifetime indicator | 21500 | 1 | Z9 | 1
3RT1456-6PP35 |  | power contactor AC-1 275 A / 690 V / 40 Â°C 3-pole, Uc: 200-277 V AC(50-60 Hz) / DC PLC input 24 V DC drive: electronic auxiliary contacts 2 NO + 2 NC main circuit: busbar control and auxiliary circuit: screw terminal with remaining lifetime indicator | 21500 | 1 | Z9 | 1
3RT1456-6SF36 |  | power contactor AC-1 275 A / 690 V / 40 Â°C 3-pole, Uc: 96-127 V AC(50-60 Hz) / DC F-PLC input 24 V DC drive: electronic auxiliary contacts 2 NO + 2 NC main circuit: busbar control and auxiliary circuit: screw terminal | 17300 | 1 | Z9 | 1
3RT1456-6SF36-3PA0 |  | power contactor AC-1 275 A / 690 V / 40 Â°C 3-pole, Uc: 96-127 V AC(50-60 Hz) / DC F-PLC input 24 V DC drive: electronic auxiliary contacts 2 NO + 2 NC main circuit: busbar control and auxiliary circuit: screw terminal | 17900 | 1 | Z9 | 1
3RT1456-6SP36 |  | power contactor AC-1 275 A / 690 V / 40 Â°C 3-pole, Uc: 200-277 V AC(50-60 Hz) / DC F-PLC input 24 V DC drive: electronic auxiliary contacts 2 NO + 2 NC main circuit: busbar control and auxiliary circuit: screw terminal | 17300 | 1 | Z9 | 1
3RT1456-6SP36-3PA0 |  | power contactor AC-1 275 A / 690 V / 40 Â°C 3-pole, Uc: 200-277 V AC(50-60 Hz) / DC F-PLC input 24 V DC drive: electronic auxiliary contacts 2 NO + 2 NC main circuit: busbar control and auxiliary circuit: screw terminal | 17900 | 1 | Z9 | 1
3RT1456-6XB46-0LA2 |  | power contactor AC-1 275 A / 690 V / 40 Â°C 3-pole, Uc: 24 V DC (0.7-1.25) PLC input 24-110 V DC drive: electronic auxiliary contacts 2 NO + 2 NC main circuit: busbar control and auxiliary circuit: screw terminal extended rated condition railroad IEC 60077 | 22600 | 1 | Z9 | 1
3RT1456-6XF46-0LA2 |  | power contactor AC-1 275 A / 690 V / 40 Â°C 3-pole, Uc: 110 V DC (0.7-1.25) PLC input 24-110 V DC drive: electronic auxiliary contacts 2 NO + 2 NC main circuit: busbar control and auxiliary circuit: screw terminal extended rated condition railroad IEC 60077 | 22600 | 1 | Z9 | 1
3RT1456-6XJ46-0LA2 |  | power contactor AC-1 275 A / 690 V / 40 Â°C 3-pole, Uc: 72 V DC (0.7-1.25) PLC input 24-110 V DC drive: electronic auxiliary contacts 2 NO + 2 NC main circuit: busbar control and auxiliary circuit: screw terminal extended rated condition railroad IEC 60077 | 22600 | 1 | Z9 | 1
3RT1466-2AP36 |  | power contactor AC-1 400 A / 690 V / 40 Â°C 3-pole, Uc: 220-240 V AC(50-60 Hz) / DC drive: conventional auxiliary contacts 2 NO + 2 NC main circuit: busbar control and auxiliary circuit: spring-loaded terminal | 30800 | 1 | Z9 | 1
3RT1466-2XB46-0LA2 |  | power contactor AC-1 400 A / 690 V / 40 Â°C 3-pole, Uc: 24 V DC (0.7-1.25) PLC input 24-110 V DC drive: electronic auxiliary contacts 2 NO + 2 NC main circuit: busbar control and auxiliary circuit: spring-loaded terminal extended rated condition railroad IEC 60077 | 46700 | 1 | Z9 | 1
3RT1466-2XF46-0LA2 |  | power contactor AC-1 400 A / 690 V / 40 Â°C 3-pole, Uc: 110 V DC (0.7-1.25) PLC input 24-110 V DC drive: electronic auxiliary contacts 2 NO + 2 NC main circuit: busbar control and auxiliary circuit: spring-loaded terminal extended rated condition railroad IEC 60077 | 46700 | 1 | Z9 | 1
3RT1466-2XJ46-0LA2 |  | power contactor AC-1 400 A / 690 V / 40 Â°C 3-pole, Uc: 72 V DC (0.7-1.25) PLC input 24-110 V DC drive: electronic auxiliary contacts 2 NO + 2 NC main circuit: busbar control and auxiliary circuit: spring-loaded terminal extended rated condition railroad IEC 60077 | 46700 | 1 | Z9 | 1
3RT1466-6AB36 |  | power contactor AC-1 400 A / 690 V / 40 Â°C 3-pole, Uc: 23-26 V AC(50-60 Hz) / DC drive: conventional auxiliary contacts 2 NO + 2 NC main circuit: busbar control and auxiliary circuit: screw terminal | 30800 | 1 | Z9 | 1
3RT1466-6AD36 |  | power contactor AC-1 400 A / 690 V / 40 Â°C 3-pole, Uc: 42-48 V AC(50-60 Hz) / DC drive: conventional auxiliary contacts 2 NO + 2 NC main circuit: busbar control and auxiliary circuit: screw terminal | 30800 | 1 | Z9 | 1
3RT1466-6AF36 |  | power contactor AC-1 400 A / 690 V / 40 Â°C 3-pole, Uc: 110-127 V AC(50-60 Hz) / DC drive: conventional auxiliary contacts 2 NO + 2 NC main circuit: busbar control and auxiliary circuit: screw terminal | 30800 | 1 | Z9 | 1
3RT1466-6AM36 |  | power contactor AC-1 400 A / 690 V / 40 Â°C 3-pole, Uc: 200-220 V AC(50-60 Hz) / DC drive: conventional auxiliary contacts 2 NO + 2 NC main circuit: busbar control and auxiliary circuit: screw terminal | 30800 | 1 | Z9 | 1
3RT1466-6AP36 |  | power contactor AC-1 400 A / 690 V / 40 Â°C 3-pole, Uc: 220-240 V AC(50-60 Hz) / DC drive: conventional auxiliary contacts 2 NO + 2 NC main circuit: busbar control and auxiliary circuit: screw terminal | 30800 | 1 | Z9 | 1
3RT1466-6AR36 |  | power contactor AC-1 400 A / 690 V / 40 Â°C 3-pole, Uc: 440-480 V AC(50-60 Hz) / DC drive: conventional auxiliary contacts 2 NO + 2 NC main circuit: busbar control and auxiliary circuit: screw terminal | 30800 | 1 | Z9 | 1
3RT1466-6AS36 |  | power contactor AC-1 400 A / 690 V / 40 Â°C 3-pole, Uc: 500-550 V AC(50-60 Hz) / DC drive: conventional auxiliary contacts 2 NO + 2 NC main circuit: busbar control and auxiliary circuit: screw terminal | 30800 | 1 | Z9 | 1
3RT1466-6AT36 |  | power contactor AC-1 400 A / 690 V / 40 Â°C 3-pole, Uc: 575-600 V AC(50-60 Hz) / DC drive: conventional auxiliary contacts 2 NO + 2 NC main circuit: busbar control and auxiliary circuit: screw terminal | 30800 | 1 | Z9 | 1
3RT1466-6AU36 |  | power contactor AC-1 400 A / 690 V / 40 Â°C 3-pole, Uc: 240-277 V AC(50-60 Hz) / DC drive: conventional auxiliary contacts 2 NO + 2 NC main circuit: busbar control and auxiliary circuit: screw terminal | 30800 | 1 | Z9 | 1
3RT1466-6AV36 |  | power contactor AC-1 400 A / 690 V / 40 Â°C 3-pole, Uc: 380-420 V AC(50-60 Hz) / DC drive: conventional auxiliary contacts 2 NO + 2 NC main circuit: busbar control and auxiliary circuit: screw terminal | 30800 | 1 | Z9 | 1
3RT1466-6LA06 |  | power contactor AC-1 400 A / 690 V / 40 Â°C 3-pole, drive: without auxiliary contacts 2 NO + 2 NC main circuit: busbar control and auxiliary circuit: screw terminal | 28100 | 1 | Z9 | 1
3RT1466-6NB36 |  | power contactor AC-1 400 A / 690 V / 40 Â°C 3-pole, Uc: 21-27.3 V AC(50-60 Hz) / DC PLC input 24 V DC drive: electronic auxiliary contacts 2 NO + 2 NC main circuit: busbar control and auxiliary circuit: screw terminal | 33900 | 1 | Z9 | 1
3RT1466-6NF36 |  | power contactor AC-1 400 A / 690 V / 40 Â°C 3-pole, Uc: 96-127 V AC(50-60 Hz) / DC PLC input 24 V DC drive: electronic auxiliary contacts 2 NO + 2 NC main circuit: busbar control and auxiliary circuit: screw terminal | 33900 | 1 | Z9 | 1
3RT1466-6NP36 |  | power contactor AC-1 400 A / 690 V / 40 Â°C 3-pole, Uc: 200-277 V AC(50-60 Hz) / DC PLC input 24 V DC drive: electronic auxiliary contacts 2 NO + 2 NC main circuit: busbar control and auxiliary circuit: screw terminal | 33900 | 1 | Z9 | 1
3RT1466-6PF35 |  | power contactor AC-1 400 A / 690 V / 40 Â°C 3-pole, Uc: 96-127 V AC(50-60 Hz) / DC PLC input 24 V DC drive: electronic auxiliary contacts 2 NO + 2 NC main circuit: busbar control and auxiliary circuit: screw terminal with remaining lifetime indicator | 39300 | 1 | Z9 | 1
3RT1466-6PP35 |  | power contactor AC-1 400 A / 690 V / 40 Â°C 3-pole, Uc: 200-277 V AC(50-60 Hz) / DC PLC input 24 V DC drive: electronic auxiliary contacts 2 NO + 2 NC main circuit: busbar control and auxiliary circuit: screw terminal with remaining lifetime indicator | 39300 | 1 | Z9 | 1
3RT1466-6SF36 |  | power contactor AC-1 400 A / 690 V / 40 Â°C 3-pole, Uc: 96-127 V AC(50-60 Hz) / DC F-PLC input 24 V DC drive: electronic auxiliary contacts 2 NO + 2 NC main circuit: busbar control and auxiliary circuit: screw terminal | 35200 | 1 | Z9 | 1
3RT1466-6SF36-3PA0 |  | power contactor AC-1 400 A / 690 V / 40 Â°C 3-pole, Uc: 96-127 V AC(50-60 Hz) / DC F-PLC input 24 V DC drive: electronic auxiliary contacts 2 NO + 2 NC main circuit: busbar control and auxiliary circuit: screw terminal | 35900 | 1 | Z9 | 1
3RT1466-6SP36 |  | power contactor AC-1 400 A / 690 V / 40 Â°C 3-pole, Uc: 200-277 V AC(50-60 Hz) / DC F-PLC input 24 V DC drive: electronic auxiliary contacts 2 NO + 2 NC main circuit: busbar control and auxiliary circuit: screw terminal | 35200 | 1 | Z9 | 1
3RT1466-6SP36-3PA0 |  | power contactor AC-1 400 A / 690 V / 40 Â°C 3-pole, Uc: 200-277 V AC(50-60 Hz) / DC F-PLC input 24 V DC drive: electronic auxiliary contacts 2 NO + 2 NC main circuit: busbar control and auxiliary circuit: screw terminal | 35900 | 1 | Z9 | 1
3RT1466-6XB46-0LA2 |  | power contactor AC-1 400 A / 690 V / 40 Â°C 3-pole, Uc: 24 V DC (0.7-1.25) PLC input 24-110 V DC drive: electronic auxiliary contacts 2 NO + 2 NC main circuit: busbar control and auxiliary circuit: screw terminal extended rated condition railroad IEC 60077 | 46700 | 1 | Z9 | 1
3RT1466-6XF46-0LA2 |  | power contactor AC-1 400 A / 690 V / 40 Â°C 3-pole, Uc: 110 V DC (0.7-1.25) PLC input 24-110 V DC drive: electronic auxiliary contacts 2 NO + 2 NC main circuit: busbar control and auxiliary circuit: screw terminal extended rated condition railroad IEC 60077 | 46700 | 1 | Z9 | 1
3RT1466-6XJ46-0LA2 |  | power contactor AC-1 400 A / 690 V / 40 Â°C 3-pole, Uc: 72 V DC (0.7-1.25) PLC input 24-110 V DC drive: electronic auxiliary contacts 2 NO + 2 NC main circuit: busbar control and auxiliary circuit: screw terminal extended rated condition railroad IEC 60077 | 46700 | 1 | Z9 | 1
3RT1467-2XB46-0LA2 |  | power contactor AC-1 500 A / 690 V / 40 Â°C 3-pole, Uc: 24 V DC (0.7-1.25) PLC input 24-110 V DC drive: electronic auxiliary contacts 2 NO + 2 NC main circuit: busbar control and auxiliary circuit: spring-loaded terminal extended rated condition railroad IEC 60077 | 57700 | 1 | Z9 | 1
3RT1467-2XF46-0LA2 |  | power contactor AC-1 500 A / 690 V / 40 Â°C 3-pole, Uc: 110 V DC (0.7-1.25) PLC input 24-110 V DC drive: electronic auxiliary contacts 2 NO + 2 NC main circuit: busbar control and auxiliary circuit: spring-loaded terminal extended rated condition railroad IEC 60077 | 57700 | 1 | Z9 | 1
3RT1467-2XJ46-0LA2 |  | power contactor AC-1 500 A / 690 V / 40 Â°C 3-pole, Uc: 72 V DC (0.7-1.25) PLC input 24-110 V DC drive: electronic auxiliary contacts 2 NO + 2 NC main circuit: busbar control and auxiliary circuit: spring-loaded terminal extended rated condition railroad IEC 60077 | 57700 | 1 | Z9 | 1
3RT1467-6AF36 |  | power contactor AC-1 500 A / 690 V / 40 Â°C 3-pole, Uc: 110-127 V AC(50-60 Hz) / DC drive: conventional auxiliary contacts 2 NO + 2 NC main circuit: busbar control and auxiliary circuit: screw terminal | 39500 | 1 | Z9 | 1
3RT1467-6AP36 |  | power contactor AC-1 500 A / 690 V / 40 Â°C 3-pole, Uc: 220-240 V AC(50-60 Hz) / DC drive: conventional auxiliary contacts 2 NO + 2 NC main circuit: busbar control and auxiliary circuit: screw terminal | 39500 | 1 | Z9 | 1
3RT1467-6NF36 |  | power contactor AC-1 500 A / 690 V / 40 Â°C 3-pole, Uc: 96-127 V AC(50-60 Hz) / DC PLC input 24 V DC drive: electronic auxiliary contacts 2 NO + 2 NC main circuit: busbar control and auxiliary circuit: screw terminal | 44400 | 1 | Z9 | 1
3RT1467-6NP36 |  | power contactor AC-1 500 A / 690 V / 40 Â°C 3-pole, Uc: 200-277 V AC(50-60 Hz) / DC PLC input 24 V DC drive: electronic auxiliary contacts 2 NO + 2 NC main circuit: busbar control and auxiliary circuit: screw terminal | 44400 | 1 | Z9 | 1
3RT1467-6PF35 |  | power contactor AC-1 500 A / 690 V / 40 Â°C 3-pole, Uc: 96-127 V AC(50-60 Hz) / DC PLC input 24 V DC drive: electronic auxiliary contacts 2 NO + 2 NC main circuit: busbar control and auxiliary circuit: screw terminal with remaining lifetime indicator | 50300 | 1 | Z9 | 1
3RT1467-6PP35 |  | power contactor AC-1 500 A / 690 V / 40 Â°C 3-pole, Uc: 200-277 V AC(50-60 Hz) / DC PLC input 24 V DC drive: electronic auxiliary contacts 2 NO + 2 NC main circuit: busbar control and auxiliary circuit: screw terminal with remaining lifetime indicator | 50300 | 1 | Z9 | 1
3RT1467-6SF36 |  | power contactor AC-1 500 A / 690 V / 40 Â°C 3-pole, Uc: 96-127 V AC(50-60 Hz) / DC F-PLC input 24 V DC drive: electronic auxiliary contacts 2 NO + 2 NC main circuit: busbar control and auxiliary circuit: screw terminal | 45600 | 1 | Z9 | 1
3RT1467-6SF36-3PA0 |  | power contactor AC-1 500 A / 690 V / 40 Â°C 3-pole, Uc: 96-127 V AC(50-60 Hz) / DC F-PLC input 24 V DC drive: electronic auxiliary contacts 2 NO + 2 NC main circuit: busbar control and auxiliary circuit: screw terminal | 46400 | 1 | Z9 | 1
3RT1467-6SP36 |  | power contactor AC-1 500 A / 690 V / 40 Â°C 3-pole, Uc: 200-277 V AC(50-60 Hz) / DC F-PLC input 24 V DC drive: electronic auxiliary contacts 2 NO + 2 NC main circuit: busbar control and auxiliary circuit: screw terminal | 45600 | 1 | Z9 | 1
3RT1467-6SP36-3PA0 |  | power contactor AC-1 500 A / 690 V / 40 Â°C 3-pole, Uc: 200-277 V AC(50-60 Hz) / DC F-PLC input 24 V DC drive: electronic auxiliary contacts 2 NO + 2 NC main circuit: busbar control and auxiliary circuit: screw terminal | 46400 | 1 | Z9 | 1
3RT1476-2AP36 |  | power contactor AC-1 690 A / 690 V / 40 Â°C 3-pole, Uc: 220-240 V AC(50-60 Hz) / DC drive: conventional auxiliary contacts 2 NO + 2 NC main circuit: busbar control and auxiliary circuit: spring-loaded terminal | 51600 | 1 | Z9 | 1
3RT1476-2XB46-0LA2 |  | power contactor AC-1 690 A / 690 V / 40 Â°C 3-pole, Uc: 24 V DC (0.7-1.25) PLC input 24-110 V DC drive: electronic auxiliary contacts 2 NO + 2 NC main circuit: busbar control and auxiliary circuit: spring-loaded terminal extended rated condition railroad IEC 60077 | 82300 | 1 | Z9 | 1
3RT1476-2XF46-0LA2 |  | power contactor AC-1 690 A / 690 V / 40 Â°C 3-pole, Uc: 110 V DC (0.7-1.25) PLC input 24-110 V DC drive: electronic auxiliary contacts 2 NO + 2 NC main circuit: busbar control and auxiliary circuit: spring-loaded terminal extended rated condition railroad IEC 60077 | 82300 | 1 | Z9 | 1
3RT1476-2XJ46-0LA2 |  | power contactor AC-1 690 A / 690 V / 40 Â°C 3-pole, Uc: 72 V DC (0.7-1.25) PLC input 24-110 V DC drive: electronic auxiliary contacts 2 NO + 2 NC main circuit: busbar control and auxiliary circuit: spring-loaded terminal extended rated condition railroad IEC 60077 | 82300 | 1 | Z9 | 1
3RT1476-6AB36 |  | power contactor AC-1 690 A / 690 V / 40 Â°C 3-pole, Uc: 23-26 V AC(50-60 Hz) / DC drive: conventional auxiliary contacts 2 NO + 2 NC main circuit: busbar control and auxiliary circuit: screw terminal | 51600 | 1 | Z9 | 1
3RT1476-6AD36 |  | power contactor AC-1 690 A / 690 V / 40 Â°C 3-pole, Uc: 42-48 V AC(50-60 Hz) / DC drive: conventional auxiliary contacts 2 NO + 2 NC main circuit: busbar control and auxiliary circuit: screw terminal | 51600 | 1 | Z9 | 1
3RT1476-6AF36 |  | power contactor AC-1 690 A / 690 V / 40 Â°C 3-pole, Uc: 110-127 V AC(50-60 Hz) / DC drive: conventional auxiliary contacts 2 NO + 2 NC main circuit: busbar control and auxiliary circuit: screw terminal | 51600 | 1 | Z9 | 1
3RT1476-6AM36 |  | power contactor AC-1 690 A / 690 V / 40 Â°C 3-pole, Uc: 200-220 V AC(50-60 Hz) / DC drive: conventional auxiliary contacts 2 NO + 2 NC main circuit: busbar control and auxiliary circuit: screw terminal | 51600 | 1 | Z9 | 1
3RT1476-6AP36 |  | power contactor AC-1 690 A / 690 V / 40 Â°C 3-pole, Uc: 220-240 V AC(50-60 Hz) / DC drive: conventional auxiliary contacts 2 NO + 2 NC main circuit: busbar control and auxiliary circuit: screw terminal | 51600 | 1 | Z9 | 1
3RT1476-6AR36 |  | power contactor AC-1 690 A / 690 V / 40 Â°C 3-pole, Uc: 440-480 V AC(50-60 Hz) / DC drive: conventional auxiliary contacts 2 NO + 2 NC main circuit: busbar control and auxiliary circuit: screw terminal | 51600 | 1 | Z9 | 1
3RT1476-6AS36 |  | power contactor AC-1 690 A / 690 V / 40 Â°C 3-pole, Uc: 500-550 V AC(50-60 Hz) / DC drive: conventional auxiliary contacts 2 NO + 2 NC main circuit: busbar control and auxiliary circuit: screw terminal | 51600 | 1 | Z9 | 1
3RT1476-6AT36 |  | power contactor AC-1 690 A / 690 V / 40 Â°C 3-pole, Uc: 575-600 V AC(50-60 Hz) / DC drive: conventional auxiliary contacts 2 NO + 2 NC main circuit: busbar control and auxiliary circuit: screw terminal | 51600 | 1 | Z9 | 1
3RT1476-6AU36 |  | power contactor AC-1 690 A / 690 V / 40 Â°C 3-pole, Uc: 240-277 V AC(50-60 Hz) / DC drive: conventional auxiliary contacts 2 NO + 2 NC main circuit: busbar control and auxiliary circuit: screw terminal | 51600 | 1 | Z9 | 1
3RT1476-6AV36 |  | power contactor AC-1 690 A / 690 V / 40 Â°C 3-pole, Uc: 380-420 V AC(50-60 Hz) / DC drive: conventional auxiliary contacts 2 NO + 2 NC main circuit: busbar control and auxiliary circuit: screw terminal | 51600 | 1 | Z9 | 1
3RT1476-6LA06 |  | power contactor AC-1 690 A / 690 V / 40 Â°C 3-pole, drive: without auxiliary contacts 2 NO + 2 NC main circuit: busbar control and auxiliary circuit: screw terminal | 49800 | 1 | Z9 | 1
3RT1476-6NB36 |  | power contactor AC-1 690 A / 690 V / 40 Â°C 3-pole, Uc: 21-27.3 V AC(50-60 Hz) / DC PLC input 24 V DC drive: electronic auxiliary contacts 2 NO + 2 NC main circuit: busbar control and auxiliary circuit: screw terminal | 58800 | 1 | Z9 | 1
3RT1476-6NF36 |  | power contactor AC-1 690 A / 690 V / 40 Â°C 3-pole, Uc: 96-127 V AC(50-60 Hz) / DC PLC input 24 V DC drive: electronic auxiliary contacts 2 NO + 2 NC main circuit: busbar control and auxiliary circuit: screw terminal | 58800 | 1 | Z9 | 1
3RT1476-6NP36 |  | power contactor AC-1 690 A / 690 V / 40 Â°C 3-pole, Uc: 200-277 V AC(50-60 Hz) / DC PLC input 24 V DC drive: electronic auxiliary contacts 2 NO + 2 NC main circuit: busbar control and auxiliary circuit: screw terminal | 58800 | 1 | Z9 | 1
3RT1476-6PF35 |  | power contactor AC-1 690 A / 690 V / 40 Â°C 3-pole, Uc: 96-127 V AC(50-60 Hz) / DC PLC input 24 V DC drive: electronic auxiliary contacts 2 NO + 2 NC main circuit: busbar control and auxiliary circuit: screw terminal with remaining lifetime indicator | 64200 | 1 | Z9 | 1
3RT1476-6PP35 |  | power contactor AC-1 690 A / 690 V / 40 Â°C 3-pole, Uc: 200-277 V AC(50-60 Hz) / DC PLC input 24 V DC drive: electronic auxiliary contacts 2 NO + 2 NC main circuit: busbar control and auxiliary circuit: screw terminal with remaining lifetime indicator | 64200 | 1 | Z9 | 1
3RT1476-6SF36 |  | power contactor AC-1 690 A / 690 V / 40 Â°C 3-pole, Uc: 96-127 V AC(50-60 Hz) / DC F-PLC input 24 V DC drive: electronic auxiliary contacts 2 NO + 2 NC main circuit: busbar control and auxiliary circuit: screw terminal | 60400 | 1 | Z9 | 1
3RT1476-6SF36-3PA0 |  | power contactor AC-1 690 A / 690 V / 40 Â°C 3-pole, Uc: 96-127 V AC(50-60 Hz) / DC F-PLC input 24 V DC drive: electronic auxiliary contacts 2 NO + 2 NC main circuit: busbar control and auxiliary circuit: screw terminal | 61000 | 1 | Z9 | 1
3RT1476-6SP36 |  | power contactor AC-1 690 A / 690 V / 40 Â°C 3-pole, Uc: 200-277 V AC(50-60 Hz) / DC F-PLC input 24 V DC drive: electronic auxiliary contacts 2 NO + 2 NC main circuit: busbar control and auxiliary circuit: screw terminal | 60400 | 1 | Z9 | 1
3RT1476-6SP36-3PA0 |  | power contactor AC-1 690 A / 690 V / 40 Â°C 3-pole, Uc: 200-277 V AC(50-60 Hz) / DC F-PLC input 24 V DC drive: electronic auxiliary contacts 2 NO + 2 NC main circuit: busbar control and auxiliary circuit: screw terminal | 61000 | 1 | Z9 | 1
3RT1476-6XB46-0LA2 |  | power contactor AC-1 690 A / 690 V / 40 Â°C 3-pole, Uc: 24 V DC (0.7-1.25) PLC input 24-110 V DC drive: electronic auxiliary contacts 2 NO + 2 NC main circuit: busbar control and auxiliary circuit: screw terminal extended rated condition railroad IEC 60077 | 82300 | 1 | Z9 | 1
3RT1476-6XF46-0LA2 |  | power contactor AC-1 690 A / 690 V / 40 Â°C 3-pole, Uc: 110 V DC (0.7-1.25) PLC input 24-110 V DC drive: electronic auxiliary contacts 2 NO + 2 NC main circuit: busbar control and auxiliary circuit: screw terminal extended rated condition railroad IEC 60077 | 82300 | 1 | Z9 | 1
3RT1476-6XJ46-0LA2 |  | power contactor AC-1 690 A / 690 V / 40 Â°C 3-pole, Uc: 72 V DC (0.7-1.25) PLC input 24-110 V DC drive: electronic auxiliary contacts 2 NO + 2 NC main circuit: busbar control and auxiliary circuit: screw terminal extended rated condition railroad IEC 60077 | 82300 | 1 | Z9 | 1
3RT1481-6AF36 |  | power contactor AC-1 900 A / 690 V / 40 Â°C 3-pole, Uc: 110-127 V AC(50-60 Hz) / 100-110 V DC, drive: conventional auxiliary contacts 2 NO + 2 NC main circuit: busbar control and auxiliary circuit: screw terminal | 94600 | 1 | Z9 | 1
3RT1481-6AP36 |  | power contactor AC-1 900 A / 690 V / 40 Â°C 3-pole, Uc: 220-240 V AC(50-60 Hz) / 200-220 V DC, drive: conventional auxiliary contacts 2 NO + 2 NC main circuit: busbar control and auxiliary circuit: screw terminal | 94600 | 1 | Z9 | 1
3RT1482-6AF36 |  | power contactor AC-1 1050 A / 690 V / 40 Â°C 3-pole, Uc: 110-127 V AC(50-60 Hz) / 100-110 V DC, drive: conventional auxiliary contacts 2 NO + 2 NC main circuit: busbar control and auxiliary circuit: screw terminal | 114000 | 1 | Z9 | 1
3RT1482-6AP36 |  | power contactor AC-1 1050 A / 690 V / 40 Â°C 3-pole, Uc: 220-240 V AC(50-60 Hz) / 200-220 V DC, drive: conventional auxiliary contacts 2 NO + 2 NC main circuit: busbar control and auxiliary circuit: screw terminal | 114000 | 1 | Z9 | 1
3RT1483-6AP36 |  | power contactor AC-1 1260 A / 690 V / 40 Â°C 3-pole, Uc: 100-240 V AC(50-60 Hz) / 100-220 V DC, drive: conventional auxiliary contacts 2 NO + 2 NC main circuit: busbar control and auxiliary circuit: screw terminal | 161000 | 1 | Z9 | 1
3RT1485-6AP36 |  | power contactor AC-1 1700 A / 690 V / 40 Â°C 3-pole, Uc: 220-240 V AC(50-60 Hz) / 100-220 V DC, drive: conventional auxiliary contacts 2 NO + 2 NC main circuit: busbar control and auxiliary circuit: screw terminal | 212000 | 1 | Z9 | 1
3RT1486-6AP36 |  | power contactor AC-1 2100 A / 690 V / 40 Â°C 3-pole, Uc: 100-240 V AC(50-60 Hz) / 100-220 V DC, drive: conventional auxiliary contacts 2 NO + 2 NC main circuit: busbar control and auxiliary circuit: screw terminal | 301000 | 1 | Z9 | 1
3RT1487-6AP36 |  | power contactor AC-1 2650 A / 690 V / 40 Â°C 3-pole, Uc: 100-240 V AC(50-60 Hz) / 100-220 V DC, drive: conventional auxiliary contacts 2 NO + 2 NC main circuit: busbar control and auxiliary circuit: screw terminal | 423000 | 1 | Z9 | 1
3RT1946-4BA31 |  | Link for paralleling without connection terminal, 3-pole for 3RT2.4 | 264 | 1 | Z9 | 1
3RT1954-6A |  | Replacement contact pieces for 3RT1054 consists of 3 movable and 6 fixed contacts with mounting parts | 5440 | 1 | Z9 | 1
3RT1954-7A |  | Arc chute for 3RT1054 | 3420 | 1 | Z9 | 1
3RT1955-4G |  | Box terminal for contactor 3RT1054 size S6 Max. connection approx. 70 mm2 | 823 | 1 | Z9 | 1
3RT1955-4PA00 |  | Connection part set M 8 x 25 complete for one contactor | 198 | 1 | Z9 | 1
3RT1955-5AB31 |  | Withdrawable drive for contactors 3RT105, 3RT145 AC (50...60 Hz) / DC operation, 23 ... 26 V Operating mechanism: Standard,economy circuit Screw terminal | 2450 | 1 | Z9 | 1
3RT1955-5AB32 |  | Withdrawable drive for contactors 3RT105, 3RT145 AC (50...60 Hz) / DC operation, 23 ... 26 V Operating mechanism: Standard,economy circuit Spring-type terminal | 2740 | 1 | Z9 | 1
3RT1955-5AD31 |  | Withdrawable drive for contactors 3RT105, 3RT145 AC (50...60 Hz) / DC operation, 42 ... 48 V Operating mechanism: Standard,economy circuit Screw terminal | 2450 | 1 | Z9 | 1
3RT1955-5AD32 |  | Withdrawable drive for contactors 3RT105, 3RT145 AC (50...60 Hz) / DC operation, 42 ... 48 V Operating mechanism: Standard,economy circuit Spring-type terminal | 2740 | 1 | Z9 | 1
3RT1955-5AF31 |  | Withdrawable drive for contactors 3RT105, 3RT145 AC (50...60 Hz) / DC operation, 110 ... 127 V Operating mechanism: Standard,economy circuit Screw terminal | 2450 | 1 | Z9 | 1
3RT1955-5AF32 |  | Withdrawable drive for contactors 3RT105, 3RT145 AC (50...60 Hz) / DC operation, 110 ... 127 V Operating mechanism: Standard,economy circuit Spring-type terminal | 2740 | 1 | Z9 | 1
3RT1955-5AM31 |  | Withdrawable drive for contactors 3RT105, 3RT145 AC (50...60 Hz) / DC operation, 200 ... 220 V Operating mechanism: Standard,economy circuit Screw terminal | 2450 | 1 | Z9 | 1
3RT1955-5AM32 |  | Withdrawable drive for contactors 3RT105, 3RT145 AC (50...60 Hz) / DC operation, 200 ... 220 V Operating mechanism: Standard,economy circuit Spring-type terminal | 2740 | 1 | Z9 | 1
3RT1955-5AP31 |  | Withdrawable drive for contactors 3RT105, 3RT145 AC (50...60 Hz) / DC operation, 220 ... 240 V Operating mechanism: Standard,economy circuit Screw terminal | 2450 | 1 | Z9 | 1
3RT1955-5AP31-0ST0 |  | Withdrawable drive for contactors 3RT105 AC (50...60 Hz) / DC operation, 220 ... 240 V Operating mechanism: Standard,economy circuit Screw terminal Reduced break time 20 ms | 9620 | 1 | Z9 | 1
3RT1955-5AP32 |  | Withdrawable drive for contactors 3RT105, 3RT145 AC (50...60 Hz) / DC operation, 220 ... 240 V Operating mechanism: Standard,economy circuit Spring-type terminal | 2740 | 1 | Z9 | 1
3RT1955-5AR31 |  | Withdrawable drive for contactors 3RT105, 3RT145 AC (50...60 Hz) / DC operation, 440 ... 480 V Operating mechanism: Standard,economy circuit Screw terminal | 2450 | 1 | Z9 | 1
3RT1955-5AR32 |  | Withdrawable drive for contactors 3RT105, 3RT145 AC (50...60 Hz) / DC operation, 440 ... 480 V Operating mechanism: Standard,economy circuit Spring-type terminal | 2740 | 1 | Z9 | 1
3RT1955-5AS31 |  | Withdrawable drive for contactors 3RT105, 3RT145 AC (50...60 Hz) / DC operation, 500 ... 550 V, Operating mechanism: Standard,economy circuit Screw terminal | 2450 | 1 | Z9 | 1
3RT1955-5AS31-0ST0 |  | Withdrawable drive for contactors 3RT105 AC (50...60 Hz) / DC operation, 500 ... 550 V, Operating mechanism: Standard,economy circuit Screw terminal Reduced break time 20 ms | 9560 | 1 | Z9 | 1
3RT1955-5AS32 |  | Withdrawable drive for contactors 3RT105, 3RT145 AC (50...60 Hz) / DC operation, 500 ... 550 V, Operating mechanism: Standard,economy circuit Spring-type terminal | 2740 | 1 | Z9 | 1
3RT1955-5AT31 |  | Withdrawable drive for contactors 3RT105, 3RT145 AC (50...60 Hz) / DC operation, 575 ... 600 V Operating mechanism: Standard,economy circuit Screw terminal | 2450 | 1 | Z9 | 1
3RT1955-5AT32 |  | Withdrawable drive for contactors 3RT105, 3RT145 AC (50...60 Hz) / DC operation, 575 ... 600 V Operating mechanism: Standard,economy circuit Spring-type terminal | 2740 | 1 | Z9 | 1
3RT1955-5AU31 |  | Withdrawable drive for contactors 3RT105, 3RT145 AC (50...60 Hz) / DC operation, 240 ... 277 V Operating mechanism: Standard,economy circuit Screw terminal | 2450 | 1 | Z9 | 1
3RT1955-5AU32 |  | Withdrawable drive for contactors 3RT105, 3RT145 AC (50...60 Hz) / DC operation, 240 ... 277 V Operating mechanism: Standard,economy circuit Spring-type terminal | 2740 | 1 | Z9 | 1
3RT1955-5AV31 |  | Withdrawable drive for contactors 3RT105, 3RT145 AC (50...60 Hz) / DC operation, 380 ... 420 V Operating mechanism: Standard,economy circuit Screw terminal | 2450 | 1 | Z9 | 1
3RT1955-5AV32 |  | Withdrawable drive for contactors 3RT105, 3RT145 AC (50...60 Hz) / DC operation, 380 ... 420 V Operating mechanism: Standard,economy circuit Spring-type terminal | 2740 | 1 | Z9 | 1
3RT1955-5NB31 |  | Withdrawable drive for contactors 3RT105, 3RT145 AC (50...60 Hz) / DC operation, 21 ... 27.3 V Operating mechanism: electronic with PLC input 24 V DC Screw terminal | 4620 | 1 | Z9 | 1
3RT1955-5NB32 |  | Withdrawable drive for contactors 3RT105, 3RT145 AC (50...60 Hz) / DC operation, 21 ... 27.3 V Operating mechanism: electronic with PLC input 24 V DC Spring-type terminal | 4870 | 1 | Z9 | 1
3RT1955-5NF31 |  | Withdrawable drive for contactors 3RT105, 3RT145 AC (50...60 Hz) / DC operation, 96 ... 127 V Operating mechanism: electronic with PLC input 24 V DC Screw terminal | 4620 | 1 | Z9 | 1
3RT1955-5NF32 |  | Withdrawable drive for contactors 3RT105, 3RT145 AC (50...60 Hz) / DC operation, 96 ... 127 V Operating mechanism: electronic with PLC input 24 V DC Spring-type terminal | 4870 | 1 | Z9 | 1
3RT1955-5NP31 |  | Withdrawable drive for contactors 3RT105, 3RT145 AC (50...60 Hz) / DC operation, 200 ... 277 V Operating mechanism: electronic with PLC input 24 V DC Screw terminal | 4620 | 1 | Z9 | 1
3RT1955-5NP32 |  | Withdrawable drive for contactors 3RT105, 3RT145 AC (50...60 Hz) / DC operation, 200 ... 277 V Operating mechanism: electronic with PLC input 24 V DC Spring-type terminal | 4870 | 1 | Z9 | 1
3RT1955-5PF31 |  | Withdrawable drive for contactors 3RT105, 3RT145 AC (50...60 Hz) / DC operation, 96 ... 127 V Operating mechanism: electronic with PLC input 24 V DC and RLT signal | 10500 | 1 | Z9 | 1
3RT1955-5PP31 |  | Withdrawable drive for contactors 3RT105, 3RT145 AC (50...60 Hz) / DC operation, 200 ... 277 V Operating mechanism: electronic with PLC input 24 V DC and RLT signal | 10500 | 1 | Z9 | 1
3RT1955-5XB41 |  | changeover operating mechanism for 3RT105.-.X..-0LA2 or 3RT145.-.X..-0LA2 24 V DC x (0.7-1.25) supply voltage PLC input 24...110 V DC screw terminal | 7080 | 1 | Z9 | 1
3RT1955-5XB42 |  | changeover operating mechanism for 3RT105.-.X..-0LA2 or 3RT145.-.X..-0LA2 24 V DC x (0.7-1.25) supply voltage PLC input 24...110 V DC spring-loaded terminal | 7080 | 1 | Z9 | 1
3RT1955-5XF41 |  | changeover operating mechanism for 3RT105.-.X..-0LA2 or 3RT145.-.X..-0LA2 110 V DC x (0.7-1.25) supply voltage PLC input 24...110 V DC screw terminal | 7080 | 1 | Z9 | 1
3RT1955-5XF42 |  | changeover operating mechanism for 3RT105.-.X..-0LA2 or 3RT145.-.X..-0LA2 110 V DC x (0.7-1.25) supply voltage PLC input 24...110 V DC spring-loaded terminal | 7080 | 1 | Z9 | 1
3RT1955-5XJ41 |  | changeover operating mechanism for 3RT105.-.X..-0LA2 or 3RT145.-.X..-0LA2 72 V DC x (0.7-1.25) supply voltage PLC input 24...110 V DC screw terminal | 7080 | 1 | Z9 | 1
3RT1955-5XJ42 |  | changeover operating mechanism for 3RT105.-.X..-0LA2 or 3RT145.-.X..-0LA2 72 V DC x (0.7-1.25) supply voltage PLC input 24...110 V DC spring-loaded terminal | 7080 | 1 | Z9 | 1
3RT1955-6A |  | Replacement contact pieces for 3RT1055 consists of 3 movable and 6 fixed contacts with mounting parts | 6890 | 1 | Z9 | 1
3RT1955-7A |  | Arc chute for 3RT1055 | 3420 | 1 | Z9 | 1
3RT1956-1CB00 |  | Surge suppressor (RC element) For 3RT1 S6, S10, S12 With screw terminal (operating mechanism) 24...48 V AC, 24...70 V DC | 915 | 1 | Z9 | 1
3RT1956-1CB02 |  | Surge suppressor (RC element) for 3RT1 S6, S10, S12 with spring-type terminal (drive) 24...48 V AC, 24...70 V DC | 915 | 1 | Z9 | 1
3RT1956-1CC00 |  | Surge suppressor (RC element) for 3RT1 S6, S10, S12 with screw terminal (drive) 48...127 V AC, 70...150 V DC | 915 | 1 | Z9 | 1
3RT1956-1CC02 |  | Surge suppressor (RC element) for 3RT1 S6, S10, S12 with spring-type terminal (drive) 48...127 V AC, 70...150 V DC | 915 | 1 | Z9 | 1
3RT1956-1CD00 |  | Surge suppressor (RC element) for 3RT1 S6, S10, S12 with screw terminal (drive) 127...240 V AC, 150...250 V DC | 915 | 1 | Z9 | 1
3RT1956-1CD02 |  | Surge suppressor (RC element) for 3RT1 S6, S10, S12 with spring-type terminal (drive) 127...240 V AC, 150...250 V DC | 915 | 1 | Z9 | 1
3RT1956-1CE00 |  | Surge suppressor (RC element) for 3RT1 S6, S10, S12 with screw terminal (drive) 240...420 V AC | 915 | 1 | Z9 | 1
3RT1956-1CE02 |  | Surge suppressor (RC element) for 3RT1 S6, S10, S12 with spring-type terminal (drive) 240...420 V AC | 915 | 1 | Z9 | 1
3RT1956-1CF00 |  | Surge suppressor (RC element) for 3RT1 S6, S10, S12 with screw terminal (drive) 400 ... 600 V AC | 915 | 1 | Z9 | 1
3RT1956-1CF02 |  | Surge suppressor (RC element) for 3RT1 S6, S10, S12 with spring-type terminal (drive) 400...600 V AC | 915 | 1 | Z9 | 1
3RT1956-4BA31 |  | Link for paralleling 3-pole, with bore hole for 3RT1.5 | 497 | 1 | Z9 | 1
3RT1956-4EA1 |  | terminal cover for busbar connections or on box terminal from 3RT1, 3RB2, 3RW407, 3RW4, 3RW505 | 458 | 1 | Z9 | 1
3RT1956-4EA2 |  | terminal cover on box terminal from 3RT1, 3RB2, 3RW405, 3RW442, 3RW443, 3RW507 | 376 | 1 | Z9 | 1
3RT1956-4EA3 |  | Terminal cover for busbar connections from 3RT1 or 3RB2 Size S6 | 376 | 1 | Z9 | 1
3RT1956-4EA4 |  | terminal cover for busbar connections for reversing and star-delta (wye-delta) combinations, for contactors frame size S6 | 391 | 1 | Z9 | 1
3RT1956-4G |  | box terminal for 3RT1, 3RB2 frame size S6 max. connection approx. 120 mm2 3RW505 | 1170 | 1 | Z9 | 1
3RT1956-4NB00 |  | adapter plate for replacement of contactors 3TF52 / 3TK52 to SIRIUS 3RT1.5 | 1480 | 1 | Z9 | 1
3RT1956-6A |  | Replacement contact pieces for 3RT1056 consists of 3 movable and 6 fixed contacts with mounting parts | 8590 | 1 | Z9 | 1
3RT1956-6D |  | Replacement contact pieces for 3RT1456 consists of 3 movable and 6 fixed contacts with mounting parts | 6530 | 1 | Z9 | 1
3RT1956-7A |  | Arc chute for 3RT1056 | 3420 | 1 | Z9 | 1
3RT1956-7B |  | Arc chute for 3RT1456 | 3420 | 1 | Z9 | 1
3RT1964-6A |  | Replacement contact pieces for 3RT1064 consists of 3 movable and 6 fixed contacts with mounting parts | 10100 | 1 | Z9 | 1
3RT1964-6V |  | Vacuum interrupters for 3RT1264 consisting of 3 vacuum interrupters and mounting hardware | 18000 | 1 | Z9 | 1
3RT1964-7A |  | Arc chute for 3RT1064 | 4580 | 1 | Z9 | 1
3RT1965-5AB31 |  | Changeover operating mechanism for contactors 3RT106, 3RT146 AC (50...60 Hz) / DC operation, 23 ... 26 V Operating mechanism: Standard,economy circuit Screw terminal | 3030 | 1 | Z9 | 1
3RT1965-5AB32 |  | Changeover operating mechanism for contactors 3RT106, 3RT146 AC (50...60 Hz) / DC operation, 23 ... 26 V Operating mechanism: Standard,economy circuit Spring-type terminal | 3720 | 1 | Z9 | 1
3RT1965-5AD31 |  | Changeover operating mechanism for contactors 3RT106, 3RT146 AC (50...60 Hz) / DC operation, 42 ... 48 V Operating mechanism: Standard,economy circuit Screw terminal | 3030 | 1 | Z9 | 1
3RT1965-5AD32 |  | Changeover operating mechanism for contactors 3RT106, 3RT146 AC (50...60 Hz) / DC operation, 42 ... 48 V Operating mechanism: Standard,economy circuit Spring-type terminal | 3720 | 1 | Z9 | 1
3RT1965-5AF31 |  | Changeover operating mechanism for contactors 3RT106, 3RT146 AC (50...60 Hz) / DC operation, 110 ... 127 V Operating mechanism: Standard,economy circuit Screw terminal | 3030 | 1 | Z9 | 1
3RT1965-5AF32 |  | Changeover operating mechanism for contactors 3RT106, 3RT146 AC (50...60 Hz) / DC operation, 110 ... 127 V Operating mechanism: Standard,economy circuit Spring-type terminal | 3720 | 1 | Z9 | 1
3RT1965-5AM31 |  | Changeover operating mechanism for contactors 3RT106, 3RT146 AC (50...60 Hz) / DC operation, 200 ... 220 V Operating mechanism: Standard,economy circuit Screw terminal | 3030 | 1 | Z9 | 1
3RT1965-5AM32 |  | Changeover operating mechanism for contactors 3RT106, 3RT146 AC (50...60 Hz) / DC operation, 200 ... 220 V Operating mechanism: Standard,economy circuit Spring-type terminal | 3720 | 1 | Z9 | 1
3RT1965-5AP31 |  | Changeover operating mechanism for contactors 3RT106, 3RT146 AC (50...60 Hz) / DC operation, 220 ... 240 V Operating mechanism: Standard,economy circuit Screw terminal | 3030 | 1 | Z9 | 1
3RT1965-5AP32 |  | Changeover operating mechanism for contactors 3RT106, 3RT146 AC (50...60 Hz) / DC operation, 220 ... 240 V Operating mechanism: Standard,economy circuit Spring-type terminal | 3720 | 1 | Z9 | 1
3RT1965-5AR31 |  | Changeover operating mechanism for contactors 3RT106, 3RT146 AC (50...60 Hz) / DC operation, 440 ... 480 V Operating mechanism: Standard,economy circuit Screw terminal | 3030 | 1 | Z9 | 1
3RT1965-5AR32 |  | Changeover operating mechanism for contactors 3RT106, 3RT146 AC (50...60 Hz) / DC operation, 440 ... 480 V Operating mechanism: Standard,economy circuit Spring-type terminal | 3720 | 1 | Z9 | 1
3RT1965-5AS31 |  | Changeover operating mechanism for contactors 3RT106, 3RT146 AC (50...60 Hz) / DC operation, 500 ... 550 V, Operating mechanism: Standard,economy circuit Screw terminal | 3030 | 1 | Z9 | 1
3RT1965-5AS32 |  | Changeover operating mechanism for contactors 3RT106, 3RT146 AC (50...60 Hz) / DC operation, 500 ... 550 V, Operating mechanism: Standard,economy circuit Spring-type terminal | 3720 | 1 | Z9 | 1
3RT1965-5AT31 |  | Changeover operating mechanism for contactors 3RT106, 3RT146 AC (50...60 Hz) / DC operation, 575 ... 600 V Operating mechanism: Standard,economy circuit Screw terminal | 3030 | 1 | Z9 | 1
3RT1965-5AT32 |  | Changeover operating mechanism for contactors 3RT106, 3RT146 AC (50...60 Hz) / DC operation, 575 ... 600 V Operating mechanism: Standard,economy circuit Spring-type terminal | 3720 | 1 | Z9 | 1
3RT1965-5AU31 |  | Changeover operating mechanism for contactors 3RT106, 3RT146 AC (50...60 Hz) / DC operation, 240 ... 277 V Operating mechanism: Standard,economy circuit Screw terminal | 3030 | 1 | Z9 | 1
3RT1965-5AU32 |  | Changeover operating mechanism for contactors 3RT106, 3RT146 AC (50...60 Hz) / DC operation, 240 ... 277 V Operating mechanism: Standard,economy circuit Spring-type terminal | 3720 | 1 | Z9 | 1
3RT1965-5AV31 |  | Changeover operating mechanism for contactors 3RT106, 3RT146 AC (50...60 Hz) / DC operation, 380 ... 420 V Operating mechanism: Standard,economy circuit Screw terminal | 3030 | 1 | Z9 | 1
3RT1965-5AV32 |  | Changeover operating mechanism for contactors 3RT106, 3RT146 AC (50...60 Hz) / DC operation, 380 ... 420 V Operating mechanism: Standard,economy circuit Spring-type terminal | 3720 | 1 | Z9 | 1
3RT1965-5NB31 |  | Changeover operating mechanism for contactors 3RT106, 3RT146 AC (50...60 Hz) / DC operation, 21 ... 27.3 V Operating mechanism: electronic with PLC input 24 V DC Screw terminal | 5990 | 1 | Z9 | 1
3RT1965-5NB32 |  | Changeover operating mechanism for contactors 3RT106, 3RT146 AC (50...60 Hz) / DC operation, 21 ... 27.3 V Operating mechanism: electronic with PLC input 24 V DC Spring-type terminal | 6570 | 1 | Z9 | 1
3RT1965-5NF31 |  | Changeover operating mechanism for contactors 3RT106, 3RT146 AC (50...60 Hz) / DC operation, 96 ... 127 V Operating mechanism: electronic with PLC input 24 V DC Screw terminal | 5990 | 1 | Z9 | 1
3RT1965-5NF32 |  | Changeover operating mechanism for contactors 3RT106, 3RT146 AC (50...60 Hz) / DC operation, 96 ... 127 V Operating mechanism: electronic with PLC input 24 V DC Spring-type terminal | 6570 | 1 | Z9 | 1
3RT1965-5NP31 |  | Changeover operating mechanism for contactors 3RT106, 3RT146 AC (50...60 Hz) / DC operation, 200 ... 277 V, Drive: electronic with PLC input 24 V DC screw terminal | 5990 | 1 | Z9 | 1
3RT1965-5NP32 |  | Changeover operating mechanism for contactors 3RT106, 3RT146 AC (50...60 Hz) / DC operation, 200 ... 277 V, Drive: electronic with PLC input 24 V DC Spring-type terminal | 6570 | 1 | Z9 | 1
3RT1965-5PF31 |  | Changeover operating mechanism for contactors 3RT106, 3RT146 AC (50...60 Hz) / DC operation, 96 ... 127 V Operating mechanism: electronic with PLC input 24 V DC and RLT signal | 11900 | 1 | Z9 | 1
3RT1965-5PP31 |  | Changeover operating mechanism for contactors 3RT106, 3RT146 AC (50...60 Hz) / DC operation, 200 ... 220 V Operating mechanism: electronic with PLC input 24 V DC and RLT signal | 11900 | 1 | Z9 | 1
3RT1965-5XB41 |  | changeover operating mechanism for 3RT106.-.X..-0LA2 or 3RT146.-.X..-0LA2 24 V DC x (0.7-1.25) supply voltage PLC input 24...110 V DC screw terminal | 9490 | 1 | Z9 | 1
3RT1965-5XB42 |  | changeover operating mechanism for 3RT106.-.X..-0LA2 or 3RT146.-.X..-0LA2 24 V DC x (0.7-1.25) supply voltage PLC input 24...110 V DC spring-loaded terminal | 9490 | 1 | Z9 | 1
3RT1965-5XF41 |  | changeover operating mechanism for 3RT106.-.X..-0LA2 or 3RT146.-.X..-0LA2 110 V DC x (0.7-1.25) supply voltage PLC input 24...110 V DC screw terminal | 9490 | 1 | Z9 | 1
3RT1965-5XF42 |  | changeover operating mechanism for 3RT106.-.X..-0LA2 or 3RT146.-.X..-0LA2 110 V DC x (0.7-1.25) supply voltage PLC input 24...110 V DC spring-loaded terminal | 9490 | 1 | Z9 | 1
3RT1965-5XJ41 |  | changeover operating mechanism for 3RT106.-.X..-0LA2 or 3RT146.-.X..-0LA2 72 V DC x (0.7-1.25) supply voltage PLC input 24...110 V DC screw terminal | 9490 | 1 | Z9 | 1
3RT1965-5XJ42 |  | changeover operating mechanism for 3RT106.-.X..-0LA2 or 3RT146.-.X..-0LA2 72 V DC x (0.7-1.25) supply voltage PLC input 24...110 V DC spring-loaded terminal | 9490 | 1 | Z9 | 1
3RT1965-6A |  | Replacement contact pieces for 3RT1065 consists of 3 movable and 6 fixed contacts with mounting parts | 13300 | 1 | Z9 | 1
3RT1965-6V |  | Vacuum interrupters for 3RT1265 consisting of 3 vacuum interrupters and mounting hardware | 21900 | 1 | Z9 | 1
3RT1965-7A |  | Arc chute for 3RT1065 | 4580 | 1 | Z9 | 1
3RT1966-1PV3 |  | main current path surge suppression module for vacuum contactors 3RT126 / 7 for Ue < = 690 V AC Screw mounting | 2390 | 1 | Z9 | 1
3RT1966-1PV4 |  | main current path surge suppression module for vacuum contactors 3RT126 / 7 for Ue < = 1000 V AC screw mounting | 3460 | 1 | Z9 | 1
3RT1966-4BA31 |  | Link for paralleling 3-pole, with bore hole for 3RT1.6 and 3RT1.7 | 851 | 1 | Z9 | 1
3RT1966-4EA1 |  | terminal cover for busbar connections or on box terminal frame size S10 and S12 from 3RT1, 3RB2, 3RW4, 3RW507 | 671 | 1 | Z9 | 1
3RT1966-4EA2 |  | terminal cover on box terminal from 3RT1, 3RB2, 3RW407, 3RW444 3RW507 frame size S10 and S12 | 548 | 1 | Z9 | 1
3RT1966-4EA3 |  | Terminal cover for busbar connections from 3RT1 or 3RB2 Size S10 and S12 | 548 | 1 | Z9 | 1
3RT1966-4G |  | box terminal for 3RT1, 3RB2, 3RW507 | 3250 | 1 | Z9 | 1
3RT1966-4PA00 |  | Connection part set M 10 x 30 complete for one contactor | 245 | 1 | Z9 | 1
3RT1966-5AB31 |  | Changeover operating mechanism for vacuum contactor 3RT126 AC (50...60 Hz) / DC operation, 23 ... 26 V Operating mechanism: Standard,economy circuit Screw terminal | 3190 | 1 | Z9 | 1
3RT1966-5AD31 |  | Changeover operating mechanism for vacuum contactor 3RT126 AC (50...60 Hz) / DC operation, 42 ... 48 V Operating mechanism: Standard,economy circuit Screw terminal | 3190 | 1 | Z9 | 1
3RT1966-5AF31 |  | Changeover operating mechanism for vacuum contactor 3RT126 AC (50...60 Hz) / DC operation, 110 ... 127 V Operating mechanism: Standard,economy circuit Screw terminal | 3190 | 1 | Z9 | 1
3RT1966-5AM31 |  | Changeover operating mechanism for vacuum contactor 3RT126 AC (50...60 Hz) / DC operation, 200 ... 220 V Operating mechanism: Standard,economy circuit Screw terminal | 3190 | 1 | Z9 | 1
3RT1966-5AP31 |  | Changeover operating mechanism for vacuum contactor 3RT126 AC (50...60 Hz) / DC operation, 220 ... 240 V Operating mechanism: Standard,economy circuit Screw terminal | 3190 | 1 | Z9 | 1
3RT1966-5AR31 |  | Changeover operating mechanism for vacuum contactor 3RT126 AC (50...60 Hz) / DC operation, 440 ... 480 V Operating mechanism: Standard,economy circuit Screw terminal | 3190 | 1 | Z9 | 1
3RT1966-5AS31 |  | Changeover operating mechanism for vacuum contactor 3RT126 AC (50...60 Hz) / DC operation, 500 ... 550 V, Operating mechanism: Standard,economy circuit Screw terminal | 3190 | 1 | Z9 | 1
3RT1966-5AT31 |  | Changeover operating mechanism for vacuum contactor 3RT126 AC (50...60 Hz) / DC operation, 575 ... 600 V Operating mechanism: Standard,economy circuit Screw terminal | 3190 | 1 | Z9 | 1
3RT1966-5AU31 |  | Changeover operating mechanism for vacuum contactor 3RT126 AC (50...60 Hz) / DC operation, 240 ... 277 V Operating mechanism: Standard,economy circuit Screw terminal | 3190 | 1 | Z9 | 1
3RT1966-5AV31 |  | Changeover operating mechanism for vacuum contactor 3RT126 AC (50...60 Hz) / DC operation, 380 ... 420 V Operating mechanism: Standard,economy circuit Screw terminal | 3190 | 1 | Z9 | 1
3RT1966-5NB31 |  | Changeover operating mechanism for vacuum contactor 3RT126 AC (50...60 Hz) / DC operation, 21 ... 27.3 V Operating mechanism: electronic with PLC input 24 V DC Screw terminal | 6280 | 1 | Z9 | 1
3RT1966-5NF31 |  | Changeover operating mechanism for vacuum contactor 3RT126 AC (50...60 Hz) / DC operation, 96 ... 127 V Operating mechanism: electronic with PLC input 24 V DC Screw terminal | 6280 | 1 | Z9 | 1
3RT1966-5NP31 |  | Changeover operating mechanism for vacuum contactor 3RT126 AC (50...60 Hz) / DC operation, 200 ... 277 V, Drive: electronic with PLC input 24 V DC screw terminal | 6280 | 1 | Z9 | 1
3RT1966-6A |  | Replacement contact pieces for 3RT1066 consists of 3 movable and 6 fixed contacts with mounting parts | 16500 | 1 | Z9 | 1
3RT1966-6D |  | Replacement contact pieces for 3RT1466 consists of 3 movable and 6 fixed contacts with mounting parts | 12500 | 1 | Z9 | 1
3RT1966-6V |  | Vacuum interrupters for 3RT1266 consisting of 3 vacuum interrupters and mounting hardware | 26200 | 1 | Z9 | 1
3RT1966-7A |  | Arc chute for 3RT1056 | 4580 | 1 | Z9 | 1
3RT1966-7B |  | arc chamber for 3RT1466 | 4580 | 1 | Z9 | 1
3RT1975-5AB31 |  | Changeover operating mechanism for contactors 3RT107, 3RT147, AC (50...60 Hz) / DC operation, 23 ... 26 V Operating mechanism: Standard,economy circuit Screw terminal | 3830 | 1 | Z9 | 1
3RT1975-5AB32 |  | Changeover operating mechanism for contactors 3RT107, 3RT127, 3RT147, AC (50...60 Hz) / DC operation, 23 ... 26 V Operating mechanism: Standard,economy circuit Spring-type terminal | 4870 | 1 | Z9 | 1
3RT1975-5AD31 |  | Changeover operating mechanism for contactors 3RT107, 3RT147, AC (50...60 Hz) / DC operation, 42 ... 48 V Operating mechanism: Standard,economy circuit Screw terminal | 3830 | 1 | Z9 | 1
3RT1975-5AD32 |  | Changeover operating mechanism for contactors 3RT107, 3RT127, 3RT147, AC (50...60 Hz) / DC operation, 42 ... 48 V Operating mechanism: Standard,economy circuit Spring-type terminal | 4870 | 1 | Z9 | 1
3RT1975-5AF31 |  | Changeover operating mechanism for contactors 3RT107, 3RT147, AC (50...60 Hz) / DC operation, 110 ... 127 V Operating mechanism: Standard,economy circuit Screw terminal | 3830 | 1 | Z9 | 1
3RT1975-5AF32 |  | Changeover operating mechanism for contactors 3RT107, 3RT127, 3RT147, AC (50...60 Hz) / DC operation, 110 ... 127 V Spring-type terminal | 4870 | 1 | Z9 | 1
3RT1975-5AM31 |  | Changeover operating mechanism for contactors 3RT107, 3RT147, AC (50...60 Hz) / DC operation, 200 ... 220 V Operating mechanism: Standard,economy circuit Screw terminal | 3830 | 1 | Z9 | 1
3RT1975-5AM32 |  | Changeover operating mechanism for contactors 3RT107, 3RT127, 3RT147, AC (50...60 Hz) / DC operation, 200 ... 220 V Operating mechanism: Standard,economy circuit Spring-type terminal | 4870 | 1 | Z9 | 1
3RT1975-5AP31 |  | Changeover operating mechanism for contactors 3RT107, 3RT147, AC (50...60 Hz) / DC operation, 220 ... 240 V Operating mechanism: Standard,economy circuit Screw terminal | 3830 | 1 | Z9 | 1
3RT1975-5AP32 |  | Changeover operating mechanism for contactors 3RT107, 3RT127, 3RT147, AC (50...60 Hz) / DC operation, 220 ... 240 V Operating mechanism: Standard,economy circuit Spring-type terminal | 4870 | 1 | Z9 | 1
3RT1975-5AR31 |  | Changeover operating mechanism for contactors 3RT107, 3RT147, AC (50...60 Hz) / DC operation, 440 ... 480 V Operating mechanism: Standard,economy circuit Screw terminal | 3830 | 1 | Z9 | 1
3RT1975-5AR32 |  | Changeover operating mechanism for contactors 3RT107, 3RT127, 3RT147, AC (50...60 Hz) / DC operation, 440 ... 480 V Operating mechanism: Standard,economy circuit Spring-type terminal | 4870 | 1 | Z9 | 1
3RT1975-5AS31 |  | Changeover operating mechanism for contactors 3RT107, 3RT147, AC (50...60 Hz) / DC operation, 500 ... 550 V, Operating mechanism: Standard,economy circuit Screw terminal | 3830 | 1 | Z9 | 1
3RT1975-5AS32 |  | Changeover operating mechanism for contactors 3RT107, 3RT127, 3RT147, AC (50...60 Hz) / DC operation, 500 ... 550 V, Operating mechanism: Standard,economy circuit Spring-type terminal | 4870 | 1 | Z9 | 1
3RT1975-5AT31 |  | Changeover operating mechanism for contactors 3RT107, 3RT147, AC (50...60 Hz) / DC operation, 575 ... 600 V Operating mechanism: Standard,economy circuit Screw terminal | 3830 | 1 | Z9 | 1
3RT1975-5AT32 |  | Changeover operating mechanism for contactors 3RT107, 3RT127, 3RT147, AC (50...60 Hz) / DC operation, 575 ... 600 V Operating mechanism: Standard,economy circuit Spring-type terminal | 4870 | 1 | Z9 | 1
3RT1975-5AU31 |  | Changeover operating mechanism for contactors 3RT107, 3RT147, AC (50...60 Hz) / DC operation, 240 ... 277 V Operating mechanism: Standard,economy circuit Screw terminal | 3830 | 1 | Z9 | 1
3RT1975-5AU32 |  | Changeover operating mechanism for contactors 3RT107, 3RT127, 3RT147, AC (50...60 Hz) / DC operation, 240 ... 277 V Operating mechanism: Standard,economy circuit Spring-type terminal | 4870 | 1 | Z9 | 1
3RT1975-5AV31 |  | Changeover operating mechanism for contactors 3RT107, 3RT147, AC (50...60 Hz) / DC operation, 380 ... 420 V Operating mechanism: Standard,economy circuit Screw terminal | 3830 | 1 | Z9 | 1
3RT1975-5AV32 |  | Changeover operating mechanism for contactors 3RT107, 3RT127, 3RT147, AC (50...60 Hz) / DC operation, 380 ... 420 V Operating mechanism: Standard,economy circuit Spring-type terminal | 4870 | 1 | Z9 | 1
3RT1975-5NB31 |  | Changeover operating mechanism for contactors 3RT107, 3RT147, AC (50...60 Hz) / DC operation, 21 ... 27.3 V Operating mechanism: electronic with PLC input 24 V DC Screw terminal | 11200 | 1 | Z9 | 1
3RT1975-5NB32 |  | Changeover operating mechanism for contactors 3RT107, 3RT127, 3RT147, AC (50...60 Hz) / DC operation, 21 ... 27.3 V Operating mechanism: electronic with PLC interface 24 V DC Spring-type terminal | 12100 | 1 | Z9 | 1
3RT1975-5NF31 |  | Changeover operating mechanism for contactors 3RT107, 3RT147, AC (50...60 Hz) / DC operation, 96 ... 127 V Operating mechanism: electronic with PLC input 24 V DC Screw terminal | 11200 | 1 | Z9 | 1
3RT1975-5NF32 |  | Changeover operating mechanism for contactors 3RT107, 3RT127, 3RT147, AC (50...60 Hz) / DC operation, 96 ... 127 V Operating mechanism: electronic with PLC interface 24 V DC Spring-type terminal | 12100 | 1 | Z9 | 1
3RT1975-5NP31 |  | Changeover operating mechanism for contactors 3RT107, 3RT147, AC (50...60 Hz) / DC operation, 200 ... 277 V, Drive: electronic with PLC input 24 V DC screw terminal | 11200 | 1 | Z9 | 1
3RT1975-5NP32 |  | Changeover operating mechanism for contactors 3RT107, 3RT127, 3RT147, AC (50...60 Hz) / DC operation, 200 ... 277 V Operating mechanism: electronic with PLC interface 24 V DC Spring-type terminal | 12100 | 1 | Z9 | 1
3RT1975-5PF31 |  | Changeover operating mechanism for contactors 3RT107, 3RT147 AC (50...60 Hz) / DC operation, 96 ... 127 V Operating mechanism: electronic with PLC input 24 V DC and RLT signal | 17100 | 1 | Z9 | 1
3RT1975-5PP31 |  | Changeover operating mechanism for contactors 3RT107, 3RT147 AC (50...60 Hz) / DC operation, 200 ... 220 V Operating mechanism: electronic with PLC input 24 V DC and RLT signal | 17100 | 1 | Z9 | 1
3RT1975-5XB41 |  | changeover operating mechanism for 3RT107.-.X..-0LA2 or 3RT147.-.X..-0LA2 24 V DC x (0.7-1.25) supply voltage PLC input 24...110 V DC screw terminal | 17300 | 1 | Z9 | 1
3RT1975-5XB42 |  | changeover operating mechanism for 3RT107.-.X..-0LA2 or 3RT147.-.X..-0LA2 24 V DC x (0.7-1.25) supply voltage PLC input 24...110 V DC spring-loaded terminal | 17300 | 1 | Z9 | 1
3RT1975-5XF41 |  | changeover operating mechanism for 3RT107.-.X..-0LA2 or 3RT147.-.X..-0LA2 110 V DC x (0.7-1.25) supply voltage PLC input 24...110 V DC screw terminal | 17300 | 1 | Z9 | 1
3RT1975-5XF42 |  | changeover operating mechanism for 3RT107.-.X..-0LA2 or 3RT147.-.X..-0LA2 110 V DC x (0.7-1.25) supply voltage PLC input 24...110 V DC spring-loaded terminal | 17300 | 1 | Z9 | 1
3RT1975-5XJ41 |  | changeover operating mechanism for 3RT107.-.X..-0LA2 or 3RT147.-.X..-0LA2 72 V DC x (0.7-1.25) supply voltage PLC input 24...110 V DC screw terminal | 17300 | 1 | Z9 | 1
3RT1975-5XJ42 |  | changeover operating mechanism for 3RT107.-.X..-0LA2 or 3RT147.-.X..-0LA2 72 V DC x (0.7-1.25) supply voltage PLC input 24...110 V DC spring-loaded terminal | 17300 | 1 | Z9 | 1
3RT1975-6A |  | Replacement contact pieces for 3RT1075 consists of 3 movable and 6 fixed contacts with mounting parts | 16900 | 1 | Z9 | 1
3RT1975-6V |  | Vacuum interrupters for 3RT1275 consisting of 3 vacuum interrupters and mounting hardware | 28900 | 1 | Z9 | 1
3RT1975-7A |  | Arc chute for 3RT1075 | 5540 | 1 | Z9 | 1
3RT1976-6A |  | Replacement contact pieces for 3RT1076 consists of 3 movable and 6 fixed contacts with mounting parts | 21900 | 1 | Z9 | 1
3RT1976-6D |  | Replacement contact pieces for 3RT1476 consists of 3 movable and 6 fixed contacts with mounting parts | 17400 | 1 | Z9 | 1
3RT1976-6V |  | Vacuum interrupters for 3RT1276 consisting of 3 vacuum interrupters and mounting hardware | 32700 | 1 | Z9 | 1
3RT1976-7A |  | Arc chute for 3RT1076 | 5540 | 1 | Z9 | 1
3RT1976-7B |  | Arc chute for 3RT1476 | 5540 | 1 | Z9 | 1
3RT2015-1AB01 |  | power contactor, AC-3e/AC-3, 7 A, 3 kW / 400 V, 3-pole, 24 V AC, 50/60 Hz, auxiliary contacts: 1 NO, screw terminal, size: S00 | 699 | 1 | Z9 | 1
3RT2015-1AB01-1AA0 |  | power contactor, AC-3e/AC-3, 7 A, 3 kW / 400 V, 3-pole, 24 V AC, 50/60 Hz, auxiliary contacts: 1 NO, screw terminal, size: S00, upright mounting position | 766 | 1 | Z9 | 1
3RT2015-1AB01-2AA0 |  | power contactor, AC-3e/AC-3, 7 A, 3 kW / 400 V, 3-pole, 24 V AC, 50/60 Hz, auxiliary contacts: 1 NO, screw terminal, size: S00, suspended mounting position | 766 | 1 | Z9 | 1
3RT2015-1AB02 |  | power contactor, AC-3e/AC-3, 7 A, 3 kW / 400 V, 3-pole, 24 V AC, 50/60 Hz, auxiliary contacts: 1 NC, screw terminal, size: S00 | 699 | 1 | Z9 | 1
3RT2015-1AB02-1AA0 |  | power contactor, AC-3e/AC-3, 7 A, 3 kW / 400 V, 3-pole, 24 V AC, 50/60 Hz, auxiliary contacts: 1 NC, screw terminal, size: S00, upright mounting position | 766 | 1 | Z9 | 1
3RT2015-1AB02-2AA0 |  | power contactor, AC-3e/AC-3, 7 A, 3 kW / 400 V, 3-pole, 24 V AC, 50/60 Hz, auxiliary contacts: 1 NC, screw terminal, size: S00, suspended mounting position | 766 | 1 | Z9 | 1
3RT2015-1AD01 |  | power contactor, AC-3e/AC-3, 7 A, 3 kW / 400 V, 3-pole, 42 V AC, 50/60 Hz, auxiliary contacts: 1 NO, screw terminal, size: S00 | 771 | 1 | Z9 | 1
3RT2015-1AD02 |  | power contactor, AC-3e/AC-3, 7 A, 3 kW / 400 V, 3-pole, 42 V AC, 50/60 Hz, auxiliary contacts: 1 NC, screw terminal, size: S00 | 771 | 1 | Z9 | 1
3RT2015-1AF01 |  | power contactor, AC-3e/AC-3, 7 A, 3 kW / 400 V, 3-pole, 110 V AC, 50/60 Hz, auxiliary contacts: 1 NO, screw terminal, size: S00 | 699 | 1 | Z9 | 1
3RT2015-1AF02 |  | power contactor, AC-3e/AC-3, 7 A, 3 kW / 400 V, 3-pole, 110 V AC, 50/60 Hz, auxiliary contacts: 1 NC, screw terminal, size: S00 | 699 | 1 | Z9 | 1
3RT2015-1AG61 |  | power contactor, AC-3e/AC-3, 7 A, 3 kW / 400 V, 3-pole, 100 V AC, 50 Hz / 100-110 V, 60 Hz, auxiliary contacts: 1 NO, screw terminal, size: S00 | 771 | 1 | Z9 | 1
3RT2015-1AG62 |  | power contactor, AC-3e/AC-3, 7 A, 3 kW / 400 V, 3-pole, 100 V AC, 50 Hz / 100-110 V, 60 Hz, auxiliary contacts: 1 NC, screw terminal, size: S00 | 771 | 1 | Z9 | 1
3RT2015-1AH01 |  | power contactor, AC-3e/AC-3, 7 A, 3 kW / 400 V, 3-pole, 48 V AC, 50/60 Hz, auxiliary contacts: 1 NO, screw terminal, size: S00 | 699 | 1 | Z9 | 1
3RT2015-1AH02 |  | power contactor, AC-3e/AC-3, 7 A, 3 kW / 400 V, 3-pole, 48 V AC, 50/60 Hz, auxiliary contacts: 1 NC, screw terminal, size: S00 | 699 | 1 | Z9 | 1
3RT2015-1AK61 |  | power contactor, AC-3e/AC-3, 7 A, 3 kW / 400 V, 3-pole, 110 V AC, 50 Hz / 120 V, 60 Hz, auxiliary contacts: 1 NO, screw terminal, size: S00 | 699 | 1 | Z9 | 1
3RT2015-1AK61-1AA0 |  | power contactor, AC-3e/AC-3, 7 A, 3 kW / 400 V, 3-pole, 110 V AC, 50 Hz / 120 V, 60 Hz, auxiliary contacts: 1 NO, screw terminal, size: S00, upright mounting position | 766 | 1 | Z9 | 1
3RT2015-1AK62 |  | power contactor, AC-3e/AC-3, 7 A, 3 kW / 400 V, 3-pole, 110 V AC, 50 Hz / 120 V, 60 Hz, auxiliary contacts: 1 NC, screw terminal, size: S00 | 699 | 1 | Z9 | 1
3RT2015-1AK64-3MA0 |  | power contactor, AC-3e/AC-3, 7 A, 3 kW / 400 V, 3-pole, 110 V AC, 50 Hz / 120 V, 60 Hz, auxiliary contacts: 2 NO + 2 NC, screw terminal, size: S00, captive auxiliary switch | 1150 | 1 | Z9 | 1
3RT2015-1AM21 |  | power contactor, AC-3e/AC-3, 7 A, 3 kW / 400 V, 3-pole, 208 V AC, 50/60 Hz, auxiliary contacts: 1 NO, screw terminal, size: S00 | 771 | 1 | Z9 | 1
3RT2015-1AM22 |  | power contactor, AC-3e/AC-3, 7 A, 3 kW / 400 V, 3-pole, 208 V AC, 50/60 Hz, auxiliary contacts: 1 NC, screw terminal, size: S00 | 771 | 1 | Z9 | 1
3RT2015-1AN21 |  | power contactor, AC-3e/AC-3, 7 A, 3 kW / 400 V, 3-pole, 220 V AC, 50/60 Hz, auxiliary contacts: 1 NO, screw terminal, size: S00 | 699 | 1 | Z9 | 1
3RT2015-1AN22 |  | power contactor, AC-3e/AC-3, 7 A, 3 kW / 400 V, 3-pole, 220 V AC, 50/60 Hz, auxiliary contacts: 1 NC, screw terminal, size: S00 | 699 | 1 | Z9 | 1
3RT2015-1AN24-3MA0 |  | power contactor, AC-3e/AC-3, 7 A, 3 kW / 400 V, 3-pole, 220 V AC, 50/60 Hz, auxiliary contacts: 2 NO + 2 NC, screw terminal, size: S00, captive auxiliary switch | 1150 | 1 | Z9 | 1
3RT2015-1AN61 |  | power contactor, AC-3e/AC-3, 7 A, 3 kW / 400 V, 3-pole, 200 V AC, 50 Hz / 200-220 V, 60 Hz, auxiliary contacts: 1 NO, screw terminal, size: S00 | 771 | 1 | Z9 | 1
3RT2015-1AN62 |  | power contactor, AC-3e/AC-3, 7 A, 3 kW / 400 V, 3-pole, 200 V AC, 50 Hz / 200-220 V, 60 Hz, auxiliary contacts: 1 NC, screw terminal, size: S00 | 771 | 1 | Z9 | 1
3RT2015-1AP01 |  | power contactor, AC-3e/AC-3, 7 A, 3 kW / 400 V, 3-pole, 230 V AC, 50/60 Hz, auxiliary contacts: 1 NO, screw terminal, size: S00 | 699 | 1 | Z9 | 1
3RT2015-1AP01-1AA0 |  | power contactor, AC-3e/AC-3, 7 A, 3 kW / 400 V, 3-pole, 230 V AC, 50/60 Hz, auxiliary contacts: 1 NO, screw terminal, size: S00, upright mounting position | 766 | 1 | Z9 | 1
3RT2015-1AP02 |  | power contactor, AC-3e/AC-3, 7 A, 3 kW / 400 V, 3-pole, 230 V AC, 50/60 Hz, auxiliary contacts: 1 NC, screw terminal, size: S00 | 699 | 1 | Z9 | 1
3RT2015-1AP02-1AA0 |  | power contactor, AC-3e/AC-3, 7 A, 3 kW / 400 V, 3-pole, 230 V AC, 50/60 Hz, auxiliary contacts: 1 NC, screw terminal, size: S00, upright mounting position | 766 | 1 | Z9 | 1
3RT2015-1AP04-3MA0 |  | power contactor, AC-3e/AC-3, 7 A, 3 kW / 400 V, 3-pole, 230 V AC, 50/60 Hz, auxiliary contacts: 2 NO + 2 NC, screw terminal, size: S00, captive auxiliary switch | 1150 | 1 | Z9 | 1
3RT2015-1AP61 |  | power contactor, AC-3e/AC-3, 7 A, 3 kW / 400 V, 3-pole, 220 V AC, 50 Hz / 240 V, 60 Hz, auxiliary contacts: 1 NO, screw terminal, size: S00 | 699 | 1 | Z9 | 1
3RT2015-1AP62 |  | power contactor, AC-3e/AC-3, 7 A, 3 kW / 400 V, 3-pole, 220 V AC, 50 Hz / 240 V, 60 Hz, auxiliary contacts: 1 NC, screw terminal, size: S00 | 699 | 1 | Z9 | 1
3RT2015-1AQ01 |  | power contactor, AC-3e/AC-3, 7 A, 3 kW / 400 V, 3-pole, 380 V AC, 50/60 Hz, auxiliary contacts: 1 NO, screw terminal, size: S00 | 771 | 1 | Z9 | 1
3RT2015-1AQ02 |  | power contactor, AC-3e/AC-3, 7 A, 3 kW / 400 V, 3-pole, 380 V AC, 50/60 Hz, auxiliary contacts: 1 NC, screw terminal, size: S00 | 771 | 1 | Z9 | 1
3RT2015-1AR61 |  | power contactor, AC-3e/AC-3, 7 A, 3 kW / 400 V, 3-pole, 400 V AC, 50 Hz / 400-440 V, 60 Hz, auxiliary contacts: 1 NO, screw terminal, size: S00 | 771 | 1 | Z9 | 1
3RT2015-1AR62 |  | power contactor, AC-3e/AC-3, 7 A, 3 kW / 400 V, 3-pole, 400 V AC, 50 Hz / 400-440 V, 60 Hz, auxiliary contacts: 1 NC, screw terminal, size: S00 | 771 | 1 | Z9 | 1
3RT2015-1AT61 |  | power contactor, AC-3e/AC-3, 7 A, 3 kW / 400 V, 3-pole, 600 V AC, 60 Hz, auxiliary contacts: 1 NO, screw terminal, size: S00 | 771 | 1 | Z9 | 1
3RT2015-1AT62 |  | power contactor, AC-3e/AC-3, 7 A, 3 kW / 400 V, 3-pole, 600 V AC, 60 Hz, auxiliary contacts: 1 NC, screw terminal, size: S00 | 771 | 1 | Z9 | 1
3RT2015-1AU01 |  | power contactor, AC-3e/AC-3, 7 A, 3 kW / 400 V, 3-pole, 240 V AC, 50/60 Hz, auxiliary contacts: 1 NO, screw terminal, size: S00 | 699 | 1 | Z9 | 1
3RT2015-1AU61 |  | power contactor, AC-3e/AC-3, 7 A, 3 kW / 400 V, 3-pole, 277 V AC, 60 Hz, auxiliary contacts: 1 NO, screw terminal, size: S00 | 771 | 1 | Z9 | 1
3RT2015-1AV01 |  | power contactor, AC-3e/AC-3, 7 A, 3 kW / 400 V, 3-pole, 400 V AC, 50/60 Hz, auxiliary contacts: 1 NO, screw terminal, size: S00 | 771 | 1 | Z9 | 1
3RT2015-1AV02 |  | power contactor, AC-3e/AC-3, 7 A, 3 kW / 400 V, 3-pole, 400 V AC, 50/60 Hz, auxiliary contacts: 1 NC, screw terminal, size: S00 | 771 | 1 | Z9 | 1
3RT2015-1AV61 |  | power contactor, AC-3e/AC-3, 7 A, 3 kW / 400 V, 3-pole, 480 V AC, 60 Hz, auxiliary contacts: 1 NO, screw terminal, size: S00 | 771 | 1 | Z9 | 1
3RT2015-1AV62 |  | power contactor, AC-3e/AC-3, 7 A, 3 kW / 400 V, 3-pole, 480 V AC, 60 Hz, auxiliary contacts: 1 NC, screw terminal, size: S00 | 771 | 1 | Z9 | 1
3RT2015-1BA41 |  | power contactor, AC-3e/AC-3, 7 A, 3 kW / 400 V, 3-pole, 12 V DC, auxiliary contacts: 1 NO, screw terminal, size: S00 | 931 | 1 | Z9 | 1
3RT2015-1BA42 |  | power contactor, AC-3e/AC-3, 7 A, 3 kW / 400 V, 3-pole, 12 V DC, auxiliary contacts: 1 NC, screw terminal, size: S00 | 931 | 1 | Z9 | 1
3RT2015-1BB41 |  | power contactor, AC-3e/AC-3, 7 A, 3 kW / 400 V, 3-pole, 24 V DC, auxiliary contacts: 1 NO, screw terminal, size: S00 | 818 | 1 | Z9 | 1
3RT2015-1BB41-0CC0 |  | power contactor, AC-3e/AC-3, 7 A, 3 kW / 400 V, 3-pole, 24 V DC, auxiliary contacts: 1 NO, screw terminal, size: S00, communication-capable | 924 | 1 | Z9 | 1
3RT2015-1BB41-1AA0 |  | power contactor, AC-3e/AC-3, 7 A, 3 kW / 400 V, 3-pole, 24 V DC, auxiliary contacts: 1 NO, screw terminal, size: S00, upright mounting position | 888 | 1 | Z9 | 1
3RT2015-1BB42 |  | power contactor, AC-3e/AC-3, 7 A, 3 kW / 400 V, 3-pole, 24 V DC, auxiliary contacts: 1 NC, screw terminal, size: S00 | 818 | 1 | Z9 | 1
3RT2015-1BB42-0CC0 |  | power contactor, AC-3e/AC-3, 7 A, 3 kW / 400 V, 3-pole, 24 V DC, auxiliary contacts: 1 NC, screw terminal, size: S00, communication-capable | 924 | 1 | Z9 | 1
3RT2015-1BB42-1AA0 |  | power contactor, AC-3e/AC-3, 7 A, 3 kW / 400 V, 3-pole, 24 V DC, auxiliary contacts: 1 NC, screw terminal, size: S00, upright mounting position | 888 | 1 | Z9 | 1
3RT2015-1BB44-3MA0 |  | power contactor, AC-3e/AC-3, 7 A, 3 kW / 400 V, 3-pole, 24 V DC, auxiliary contacts: 2 NO + 2 NC, screw terminal, size: S00, captive auxiliary switch | 1260 | 1 | Z9 | 1
3RT2015-1BE41 |  | power contactor, AC-3e/AC-3, 7 A, 3 kW / 400 V, 3-pole, 60 V DC, auxiliary contacts: 1 NO, screw terminal, size: S00 | 931 | 1 | Z9 | 1
3RT2015-1BE42 |  | power contactor, AC-3e/AC-3, 7 A, 3 kW / 400 V, 3-pole, 60 V DC, auxiliary contacts: 1 NC, screw terminal, size: S00 | 931 | 1 | Z9 | 1
3RT2015-1BF41 |  | power contactor, AC-3e/AC-3, 7 A, 3 kW / 400 V, 3-pole, 110 V DC, auxiliary contacts: 1 NO, screw terminal, size: S00 | 818 | 1 | Z9 | 1
3RT2015-1BF42 |  | power contactor, AC-3e/AC-3, 7 A, 3 kW / 400 V, 3-pole, 110 V DC, auxiliary contacts: 1 NC, screw terminal, size: S00 | 818 | 1 | Z9 | 1
3RT2015-1BG41 |  | power contactor, AC-3e/AC-3, 7 A, 3 kW / 400 V, 3-pole, 125 V DC, auxiliary contacts: 1 NO, screw terminal, size: S00 | 931 | 1 | Z9 | 1
3RT2015-1BG42 |  | power contactor, AC-3e/AC-3, 7 A, 3 kW / 400 V, 3-pole, 125 V DC, auxiliary contacts: 1 NC, screw terminal, size: S00 | 931 | 1 | Z9 | 1
3RT2015-1BJ82 |  | power contactor, AC-3e/AC-3, 7 A, 3 kW / 400 V, 3-pole, 72 V DC, auxiliary contacts: 1 NC, screw terminal, size: S00 | 931 | 1 | Z9 | 1
3RT2015-1BM41 |  | power contactor, AC-3e/AC-3, 7 A, 3 kW / 400 V, 3-pole, 220 V DC, auxiliary contacts: 1 NO, screw terminal, size: S00 | 818 | 1 | Z9 | 1
3RT2015-1BM42 |  | power contactor, AC-3e/AC-3, 7 A, 3 kW / 400 V, 3-pole, 220 V DC, auxiliary contacts: 1 NC, screw terminal, size: S00 | 818 | 1 | Z9 | 1
3RT2015-1BN41 |  | power contactor, AC-3e/AC-3, 7 A, 3 kW / 400 V, 3-pole, 250 V DC, auxiliary contacts: 1 NO, screw terminal, size: S00 | 931 | 1 | Z9 | 1
3RT2015-1BP41 |  | power contactor, AC-3e/AC-3, 7 A, 3 kW / 400 V, 3-pole, 230 V DC, auxiliary contacts: 1 NO, screw terminal, size: S00 | 931 | 1 | Z9 | 1
3RT2015-1BP42 |  | power contactor, AC-3e/AC-3, 7 A, 3 kW / 400 V, 3-pole, 230 V DC, auxiliary contacts: 1 NC, screw terminal, size: S00 | 931 | 1 | Z9 | 1
3RT2015-1BW41 |  | power contactor, AC-3e/AC-3, 7 A, 3 kW / 400 V, 3-pole, 48 V DC, auxiliary contacts: 1 NO, screw terminal, size: S00 | 818 | 1 | Z9 | 1
3RT2015-1BW42 |  | power contactor, AC-3e/AC-3, 7 A, 3 kW / 400 V, 3-pole, 48 V DC, auxiliary contacts: 1 NC, screw terminal, size: S00 | 818 | 1 | Z9 | 1
3RT2015-1CK64-3MA0 |  | power contactor, AC-3e/AC-3, 7 A, 3 kW / 400 V, 3-pole, 110 V AC, 50 Hz / 120 V, 60 Hz, with varistor plugged on, auxiliary contacts: 2 NO + 2 NC, screw terminal, size: S00, captive auxiliary switch | 1340 | 1 | Z9 | 1
3RT2015-1CP04-3MA0 |  | power contactor, AC-3e/AC-3, 7 A, 3 kW / 400 V, 3-pole, 230 V AC, 50/60 Hz, with varistor plugged on, auxiliary contacts: 2 NO + 2 NC, screw terminal, size: S00, captive auxiliary switch | 1340 | 1 | Z9 | 1
3RT2015-1FB41 |  | power contactor, AC-3e/AC-3, 7 A, 3 kW / 400 V, 3-pole, 24 V DC, with integrated diode, auxiliary contacts: 1 NO, screw terminal, size: S00 | 967 | 1 | Z9 | 1
3RT2015-1FB42 |  | power contactor, AC-3e/AC-3, 7 A, 3 kW / 400 V, 3-pole, 24 V DC, with integrated diode, auxiliary contacts: 1 NC, screw terminal, size: S00 | 967 | 1 | Z9 | 1
3RT2015-1FB42-1AA0 |  | power contactor, AC-3e/AC-3, 7 A, 3 kW / 400 V, 3-pole, 24 V DC, with integrated diode, auxiliary contacts: 1 NC, screw terminal, size: S00, upright mounting position | 1030 | 1 | Z9 | 1
3RT2015-1FB44-3MA0 |  | power contactor, AC-3e/AC-3, 7 A, 3 kW / 400 V, 3-pole, 24 V DC, with integrated diode, auxiliary contacts: 2 NO + 2 NC, screw terminal, size: S00, captive auxiliary switch | 1410 | 1 | Z9 | 1
3RT2015-1HB41 |  | power contactor, AC-3e/AC-3, 7 A, 3 kW / 400 V, 3-pole, 24 V DC, 0.7-1.25* Uc, auxiliary contacts: 1 NO, screw terminal, frame size: S00, suitable for PLC outputs, no auxiliary switch can be added | 829 | 1 | Z9 | 1
3RT2015-1HB42 |  | power contactor, AC-3e/AC-3, 7 A, 3 kW / 400 V, 3-pole, 24 V DC, 0.7-1.25* Uc, auxiliary contacts: 1 NC, screw terminal, frame size: S00, suitable for PLC outputs, no auxiliary switch can be added | 829 | 1 | Z9 | 1
3RT2015-1JB41 |  | power contactor, AC-3e/AC-3, 7 A, 3 kW / 400 V, 3-pole, 24 V DC, 0.7-1.25* Uc, with integrated diode, auxiliary contacts: 1 NO, screw terminal, frame size: S00, suitable for PLC outputs, no auxiliary switch can be added | 967 | 1 | Z9 | 1
3RT2015-1JB42 |  | power contactor, AC-3e/AC-3, 7 A, 3 kW / 400 V, 3-pole, 24 V DC, 0.7-1.25* Uc, with integrated diode, auxiliary contacts: 1 NC, screw terminal, frame size: S00, suitable for PLC outputs, no auxiliary switch can be added | 967 | 1 | Z9 | 1
3RT2015-1KB41 |  | power contactor, AC-3e/AC-3, 7 A, 3 kW / 400 V, 3-pole, 24 V DC, 0.7-1.25* Uc, with integrated suppressor diode, auxiliary contacts: 1 NO, screw terminal, frame size: S00, suitable for PLC outputs, no auxiliary switch can be added | 943 | 1 | Z9 | 1
3RT2015-1KB42 |  | power contactor, AC-3e/AC-3, 7 A, 3 kW / 400 V, 3-pole, 24 V DC, 0.7-1.25* Uc, with integrated suppressor diode, auxiliary contacts: 1 NC, screw terminal, frame size: S00, suitable for PLC outputs, no auxiliary switch can be added | 943 | 1 | Z9 | 1
3RT2015-1MB41-0KT0 |  | power contactor, AC-3e/AC-3, 7 A, 3 kW / 400 V, 3-pole, 24 V DC, 0.85-1.85* Uc, auxiliary contacts: 1 NO, screw terminal, frame size: S00, no auxiliary switch can be added | 829 | 1 | Z9 | 1
3RT2015-1MB42-0KT0 |  | power contactor, AC-3e/AC-3, 7 A, 3 kW / 400 V, 3-pole, 24 V DC, 0.85-1.85* Uc, auxiliary contacts: 1 NC, screw terminal, frame size: S00, no auxiliary switch can be added | 829 | 1 | Z9 | 1
3RT2015-1QB41 |  | power contactor, AC-3e/AC-3, 7 A, 3 kW / 400 V, 3-pole, 24 V DC, 0.7-1.25* Uc, with varistor plugged on, auxiliary contacts: 1 NO, screw terminal, frame size: S00, no auxiliary switch can be added | 943 | 1 | Z9 | 1
3RT2015-1QB42 |  | power contactor, AC-3e/AC-3, 7 A, 3 kW / 400 V, 3-pole, 24 V DC, 0.7-1.25* Uc, with varistor plugged on, auxiliary contacts: 1 NC, screw terminal, frame size: S00, no auxiliary switch can be added | 943 | 1 | Z9 | 1
3RT2015-1SB41 |  | power contactor, AC-3e/AC-3, 7 A, 3 kW / 400 V, 3-pole, 24 V DC, 0.85-1.85* Uc, with integrated suppressor diode, auxiliary contacts: 1 NO, screw terminal, frame size: S00 | 943 | 1 | Z9 | 1
3RT2015-1SB42 |  | power contactor, AC-3e/AC-3, 7 A, 3 kW / 400 V, 3-pole, 24 V DC, 0.85-1.85* Uc, with integrated suppressor diode, auxiliary contacts: 1 NC, screw terminal, frame size: S00 | 943 | 1 | Z9 | 1
3RT2015-1UB41 |  | power contactor, AC-3e/AC-3, 7 A, 3 kW / 400 V, 3-pole, 24 V DC, with integrated varistor, auxiliary contacts: 1 NO, screw terminal, size: S00 | 967 | 1 | Z9 | 1
3RT2015-1UB42 |  | power contactor, AC-3e/AC-3, 7 A, 3 kW / 400 V, 3-pole, 24 V DC, with integrated varistor, auxiliary contacts: 1 NC, screw terminal, size: S00 | 967 | 1 | Z9 | 1
3RT2015-1VB41 |  | power contactor, AC-3e/AC-3, 7 A, 3 kW / 400 V, 3-pole, 24 V DC, 0.85-1.85* Uc, with integrated diode, auxiliary contacts: 1 NO, screw terminal, frame size: S00, no auxiliary switch can be added | 967 | 1 | Z9 | 1
3RT2015-1VB42 |  | power contactor, AC-3e/AC-3, 7 A, 3 kW / 400 V, 3-pole, 24 V DC, 0.85-1.85* Uc, with integrated diode, auxiliary contacts: 1 NC, screw terminal, frame size: S00, no auxiliary switch can be added | 967 | 1 | Z9 | 1
3RT2015-1WB41 |  | power contactor, AC-3e/AC-3, 7 A, 3 kW / 400 V, 3-pole, 24 V DC, 0.85-1.85* Uc, with varistor plugged on, auxiliary contacts: 1 NO, screw terminal, frame size: S00, no auxiliary switch can be added | 943 | 1 | Z9 | 1
3RT2015-1WB42 |  | power contactor, AC-3e/AC-3, 7 A, 3 kW / 400 V, 3-pole, 24 V DC, 0.85-1.85* Uc, with varistor plugged on, auxiliary contacts: 1 NC, screw terminal, frame size: S00, no auxiliary switch can be added | 943 | 1 | Z9 | 1
3RT2015-2AB01 |  | power contactor, AC-3e/AC-3, 7 A, 3 kW / 400 V, 3-pole, 24 V AC, 50/60 Hz, auxiliary contacts: 1 NO, spring-loaded terminal, size: S00 | 699 | 1 | Z9 | 1
3RT2015-2AB01-1AA0 |  | power contactor, AC-3e/AC-3, 7 A, 3 kW / 400 V, 3-pole, 24 V AC, 50/60 Hz, auxiliary contacts: 1 NO, spring-loaded terminal, size: S00, upright mounting position | 766 | 1 | Z9 | 1
3RT2015-2AB02 |  | power contactor, AC-3e/AC-3, 7 A, 3 kW / 400 V, 3-pole, 24 V AC, 50/60 Hz, auxiliary contacts: 1 NC, spring-loaded terminal, size: S00 | 699 | 1 | Z9 | 1
3RT2015-2AD01 |  | power contactor, AC-3e/AC-3, 7 A, 3 kW / 400 V, 3-pole, 42 V AC, 50/60 Hz, auxiliary contacts: 1 NO, spring-loaded terminal, size: S00 | 771 | 1 | Z9 | 1
3RT2015-2AD02 |  | power contactor, AC-3e/AC-3, 7 A, 3 kW / 400 V, 3-pole, 42 V AC, 50/60 Hz, auxiliary contacts: 1 NC, spring-loaded terminal, size: S00 | 771 | 1 | Z9 | 1
3RT2015-2AF01 |  | power contactor, AC-3e/AC-3, 7 A, 3 kW / 400 V, 3-pole, 110 V AC, 50/60 Hz, auxiliary contacts: 1 NO, spring-loaded terminal, size: S00 | 699 | 1 | Z9 | 1
3RT2015-2AF02 |  | power contactor, AC-3e/AC-3, 7 A, 3 kW / 400 V, 3-pole, 110 V AC, 50/60 Hz, auxiliary contacts: 1 NC, spring-loaded terminal, size: S00 | 699 | 1 | Z9 | 1
3RT2015-2AF04 |  | power contactor, AC-3e/AC-3, 7 A, 3 kW / 400 V, 3-pole, 110 V AC, 50/60 Hz, auxiliary contacts: 2 NO + 2 NC, spring-loaded terminal, size: S00, removable auxiliary switch | 1090 | 1 | Z9 | 1
3RT2015-2AH01 |  | power contactor, AC-3e/AC-3, 7 A, 3 kW / 400 V, 3-pole, 48 V AC, 50/60 Hz, auxiliary contacts: 1 NO, spring-loaded terminal, size: S00 | 699 | 1 | Z9 | 1
3RT2015-2AH02 |  | power contactor, AC-3e/AC-3, 7 A, 3 kW / 400 V, 3-pole, 48 V AC, 50/60 Hz, auxiliary contacts: 1 NC, spring-loaded terminal, size: S00 | 699 | 1 | Z9 | 1
3RT2015-2AK61 |  | power contactor, AC-3e/AC-3, 7 A, 3 kW / 400 V, 3-pole, 110 V AC, 50 Hz / 120 V, 60 Hz, auxiliary contacts: 1 NO, spring-loaded terminal, size: S00 | 699 | 1 | Z9 | 1
3RT2015-2AK61-1AA0 |  | power contactor, AC-3e/AC-3, 7 A, 3 kW / 400 V, 3-pole, 110 V AC, 50 Hz / 120 V, 60 Hz, auxiliary contacts: 1 NO, spring-loaded terminal, size: S00, upright mounting position | 766 | 1 | Z9 | 1
3RT2015-2AK62 |  | power contactor, AC-3e/AC-3, 7 A, 3 kW / 400 V, 3-pole, 110 V AC, 50 Hz / 120 V, 60 Hz, auxiliary contacts: 1 NC, spring-loaded terminal, size: S00 | 699 | 1 | Z9 | 1
3RT2015-2AK64-3MA0 |  | power contactor, AC-3e/AC-3, 7 A, 3 kW / 400 V, 3-pole, 110 V AC, 50 Hz / 120 V, 60 Hz, auxiliary contacts: 2 NO + 2 NC, spring-loaded terminal, size: S00, captive auxiliary switch | 1150 | 1 | Z9 | 1
3RT2015-2AN21 |  | power contactor, AC-3e/AC-3, 7 A, 3 kW / 400 V, 3-pole, 220 V AC, 50/60 Hz, auxiliary contacts: 1 NO, spring-loaded terminal, size: S00 | 699 | 1 | Z9 | 1
3RT2015-2AN22 |  | power contactor, AC-3e/AC-3, 7 A, 3 kW / 400 V, 3-pole, 220 V AC, 50/60 Hz, auxiliary contacts: 1 NC, spring-loaded terminal, size: S00 | 699 | 1 | Z9 | 1
3RT2015-2AP01 |  | power contactor, AC-3e/AC-3, 7 A, 3 kW / 400 V, 3-pole, 230 V AC, 50/60 Hz, auxiliary contacts: 1 NO, spring-loaded terminal, size: S00 | 699 | 1 | Z9 | 1
3RT2015-2AP01-1AA0 |  | power contactor, AC-3e/AC-3, 7 A, 3 kW / 400 V, 3-pole, 230 V AC, 50/60 Hz, auxiliary contacts: 1 NO, spring-loaded terminal, size: S00, upright mounting position | 766 | 1 | Z9 | 1
3RT2015-2AP02 |  | power contactor, AC-3e/AC-3, 7 A, 3 kW / 400 V, 3-pole, 230 V AC, 50/60 Hz, auxiliary contacts: 1 NC, spring-loaded terminal, size: S00 | 699 | 1 | Z9 | 1
3RT2015-2AP02-1AA0 |  | power contactor, AC-3e/AC-3, 7 A, 3 kW / 400 V, 3-pole, 230 V AC, 50/60 Hz, auxiliary contacts: 1 NC, spring-loaded terminal, size: S00, upright mounting position | 766 | 1 | Z9 | 1
3RT2015-2AP04-3MA0 |  | power contactor, AC-3e/AC-3, 7 A, 3 kW / 400 V, 3-pole, 230 V AC, 50/60 Hz, auxiliary contacts: 2 NO + 2 NC, spring-loaded terminal, size: S00, captive auxiliary switch | 1150 | 1 | Z9 | 1
3RT2015-2AP61 |  | power contactor, AC-3e/AC-3, 7 A, 3 kW / 400 V, 3-pole, 220 V AC, 50 Hz / 240 V, 60 Hz, auxiliary contacts: 1 NO, spring-loaded terminal, size: S00 | 699 | 1 | Z9 | 1
3RT2015-2AP61-1AA0 |  | power contactor, AC-3e/AC-3, 7 A, 3 kW / 400 V, 3-pole, 220 V AC, 50 Hz / 240 V, 60 Hz, auxiliary contacts: 1 NO, spring-loaded terminal, size: S00, upright mounting position | 766 | 1 | Z9 | 1
3RT2015-2AP62 |  | power contactor, AC-3e/AC-3, 7 A, 3 kW / 400 V, 3-pole, 220 V AC, 50 Hz / 240 V, 60 Hz, auxiliary contacts: 1 NC, spring-loaded terminal, size: S00 | 699 | 1 | Z9 | 1
3RT2015-2AV01 |  | power contactor, AC-3e/AC-3, 7 A, 3 kW / 400 V, 3-pole, 400 V AC, 50/60 Hz, auxiliary contacts: 1 NO, spring-loaded terminal, size: S00 | 771 | 1 | Z9 | 1
3RT2015-2AV02 |  | power contactor, AC-3e/AC-3, 7 A, 3 kW / 400 V, 3-pole, 400 V AC, 50/60 Hz, auxiliary contacts: 1 NC, spring-loaded terminal, size: S00 | 771 | 1 | Z9 | 1
3RT2015-2BB41 |  | power contactor, AC-3e/AC-3, 7 A, 3 kW / 400 V, 3-pole, 24 V DC, auxiliary contacts: 1 NO, spring-loaded terminal, size: S00 | 818 | 1 | Z9 | 1
3RT2015-2BB41-0CC0 |  | power contactor, AC-3e/AC-3, 7 A, 3 kW / 400 V, 3-pole, 24 V DC, auxiliary contacts: 1 NO, spring-loaded terminal, size: S00, communication-capable | 924 | 1 | Z9 | 1
3RT2015-2BB42 |  | power contactor, AC-3e/AC-3, 7 A, 3 kW / 400 V, 3-pole, 24 V DC, auxiliary contacts: 1 NC, spring-loaded terminal, size: S00 | 818 | 1 | Z9 | 1
3RT2015-2BB42-0CC0 |  | power contactor, AC-3e/AC-3, 7 A, 3 kW / 400 V, 3-pole, 24 V DC, auxiliary contacts: 1 NC, spring-loaded terminal, size: S00, communication-capable | 924 | 1 | Z9 | 1
3RT2015-2BB42-1AA0 |  | power contactor, AC-3e/AC-3, 7 A, 3 kW / 400 V, 3-pole, 24 V DC, auxiliary contacts: 1 NC, spring-loaded terminal, size: S00, upright mounting position | 888 | 1 | Z9 | 1
3RT2015-2BB44-3MA0 |  | power contactor, AC-3e/AC-3, 7 A, 3 kW / 400 V, 3-pole, 24 V DC, auxiliary contacts: 2 NO + 2 NC, spring-loaded terminal, size: S00, captive auxiliary switch | 1260 | 1 | Z9 | 1
3RT2015-2BE41 |  | power contactor, AC-3e/AC-3, 7 A, 3 kW / 400 V, 3-pole, 60 V DC, auxiliary contacts: 1 NO, spring-loaded terminal, size: S00 | 931 | 1 | Z9 | 1
3RT2015-2BE42 |  | power contactor, AC-3e/AC-3, 7 A, 3 kW / 400 V, 3-pole, 60 V DC, auxiliary contacts: 1 NC, spring-loaded terminal, size: S00 | 931 | 1 | Z9 | 1
3RT2015-2BF41 |  | power contactor, AC-3e/AC-3, 7 A, 3 kW / 400 V, 3-pole, 110 V DC, auxiliary contacts: 1 NO, spring-loaded terminal, size: S00 | 818 | 1 | Z9 | 1
3RT2015-2BF42 |  | power contactor, AC-3e/AC-3, 7 A, 3 kW / 400 V, 3-pole, 110 V DC, auxiliary contacts: 1 NC, spring-loaded terminal, size: S00 | 818 | 1 | Z9 | 1
3RT2015-2BF48-3MA4 |  | power contactor, AC-3e/AC-3, 7 A, 3 kW / 400 V, 3-pole, 110 V DC, auxiliary contacts: 1 NO + 3 NC, spring-loaded terminal, frame size: S00, captive auxiliary switch, center auxiliary NC contact current path unequipped | 1300 | 1 | Z9 | 1
3RT2015-2BG41 |  | power contactor, AC-3e/AC-3, 7 A, 3 kW / 400 V, 3-pole, 125 V DC, auxiliary contacts: 1 NO, spring-loaded terminal, size: S00 | 931 | 1 | Z9 | 1
3RT2015-2BG42 |  | power contactor, AC-3e/AC-3, 7 A, 3 kW / 400 V, 3-pole, 125 V DC, auxiliary contacts: 1 NC, spring-loaded terminal, size: S00 | 931 | 1 | Z9 | 1
3RT2015-2BM41 |  | power contactor, AC-3e/AC-3, 7 A, 3 kW / 400 V, 3-pole, 220 V DC, auxiliary contacts: 1 NO, spring-loaded terminal, size: S00 | 818 | 1 | Z9 | 1
3RT2015-2BM42 |  | power contactor, AC-3e/AC-3, 7 A, 3 kW / 400 V, 3-pole, 220 V DC, auxiliary contacts: 1 NC, spring-loaded terminal, size: S00 | 818 | 1 | Z9 | 1
3RT2015-2BW41 |  | power contactor, AC-3e/AC-3, 7 A, 3 kW / 400 V, 3-pole, 48 V DC, auxiliary contacts: 1 NO, spring-loaded terminal, size: S00 | 818 | 1 | Z9 | 1
3RT2015-2BW42 |  | power contactor, AC-3e/AC-3, 7 A, 3 kW / 400 V, 3-pole, 48 V DC, auxiliary contacts: 1 NC, spring-loaded terminal, size: S00 | 818 | 1 | Z9 | 1
3RT2015-2CK64-3MA0 |  | power contactor, AC-3e/AC-3, 7 A, 3 kW / 400 V, 3-pole, 110 V AC, 50 Hz / 120 V, 60 Hz, with varistor plugged on, auxiliary contacts: 2 NO + 2 NC, spring-loaded terminal, size: S00, captive auxiliary switch | 1340 | 1 | Z9 | 1
3RT2015-2CP04-3MA0 |  | power contactor, AC-3e/AC-3, 7 A, 3 kW / 400 V, 3-pole, 230 V AC, 50/60 Hz, with varistor plugged on, auxiliary contacts: 2 NO + 2 NC, spring-loaded terminal, size: S00, captive auxiliary switch | 1340 | 1 | Z9 | 1
3RT2015-2EK61 |  | power contactor, AC-3e/AC-3, 7 A, 3 kW / 400 V, 3-pole, 110 V AC, 50 Hz / 120 V, 60 Hz, with plugged-on RC element, auxiliary contacts: 1 NO, spring-loaded terminal, size: S00 | 1010 | 1 | Z9 | 1
3RT2015-2EP01 |  | power contactor, AC-3e/AC-3, 7 A, 3 kW / 400 V, 3-pole, 230 V AC, 50/60 Hz, with plugged-on RC element, auxiliary contacts: 1 NO, spring-loaded terminal, size: S00 | 1010 | 1 | Z9 | 1
3RT2015-2FB41 |  | power contactor, AC-3e/AC-3, 7 A, 3 kW / 400 V, 3-pole, 24 V DC, with integrated diode, auxiliary contacts: 1 NO, spring-loaded terminal, size: S00 | 967 | 1 | Z9 | 1
3RT2015-2FB42 |  | power contactor, AC-3e/AC-3, 7 A, 3 kW / 400 V, 3-pole, 24 V DC, with integrated diode, auxiliary contacts: 1 NC, spring-loaded terminal, size: S00 | 967 | 1 | Z9 | 1
3RT2015-2FB42-1AA0 |  | power contactor, AC-3e/AC-3, 7 A, 3 kW / 400 V, 3-pole, 24 V DC, with integrated diode, auxiliary contacts: 1 NC, spring-loaded terminal, size: S00, upright mounting position | 1030 | 1 | Z9 | 1
3RT2015-2FB44-3MA0 |  | power contactor, AC-3e/AC-3, 7 A, 3 kW / 400 V, 3-pole, 24 V DC, with integrated diode, auxiliary contacts: 2 NO + 2 NC, spring-loaded terminal, size: S00, captive auxiliary switch | 1410 | 1 | Z9 | 1
3RT2015-2HB41 |  | power contactor, AC-3e/AC-3, 7 A, 3 kW / 400 V, 3-pole, 24 V DC, 0.7-1.25* Uc, auxiliary contacts: 1 NO, spring-loaded terminal, frame size: S00, suitable for PLC outputs, no auxiliary switch can be added | 829 | 1 | Z9 | 1
3RT2015-2HB42 |  | power contactor, AC-3e/AC-3, 7 A, 3 kW / 400 V, 3-pole, 24 V DC, 0.7-1.25* Uc, auxiliary contacts: 1 NC, spring-loaded terminal, frame size: S00, suitable for PLC outputs, no auxiliary switch can be added | 829 | 1 | Z9 | 1
3RT2015-2JB41 |  | power contactor, AC-3e/AC-3, 7 A, 3 kW / 400 V, 3-pole, 24 V DC, 0.7-1.25* Uc, with integrated diode, auxiliary contacts: 1 NO, spring-loaded terminal, frame size: S00, suitable for PLC outputs, no auxiliary switch can be added | 967 | 1 | Z9 | 1
3RT2015-2JB42 |  | power contactor, AC-3e/AC-3, 7 A, 3 kW / 400 V, 3-pole, 24 V DC, 0.7-1.25* Uc, with integrated diode, auxiliary contacts: 1 NC, spring-loaded terminal, frame size: S00, suitable for PLC outputs, no auxiliary switch can be added | 967 | 1 | Z9 | 1
3RT2015-2KA42 |  | power contactor, AC-3e/AC-3, 7 A, 3 kW / 400 V, 3-pole, 12 V DC, 0.7-1.25* Uc, with integrated suppressor diode, auxiliary contacts: 1 NC, spring-loaded terminal, frame size: S00, suitable for PLC outputs, no auxiliary switch can be added | 1060 | 1 | Z9 | 1
3RT2015-2KB41 |  | power contactor, AC-3e/AC-3, 7 A, 3 kW / 400 V, 3-pole, 24 V DC, 0.7-1.25* Uc, with integrated suppressor diode, auxiliary contacts: 1 NO, spring-loaded terminal, frame size: S00, suitable for PLC outputs, no auxiliary switch can be added | 943 | 1 | Z9 | 1
3RT2015-2KB42 |  | power contactor, AC-3e/AC-3, 7 A, 3 kW / 400 V, 3-pole, 24 V DC, 0.7-1.25* Uc, with integrated suppressor diode, auxiliary contacts: 1 NC, spring-loaded terminal, frame size: S00, suitable for PLC outputs, no auxiliary switch can be added | 943 | 1 | Z9 | 1
3RT2015-2MB41-0KT0 |  | power contactor, AC-3e/AC-3, 7 A, 3 kW / 400 V, 3-pole, 24 V DC, 0.85-1.85* Uc, auxiliary contacts: 1 NO, spring-loaded terminal, frame size: S00, no auxiliary switch can be added | 829 | 1 | Z9 | 1
3RT2015-2MB42-0KT0 |  | power contactor, AC-3e/AC-3, 7 A, 3 kW / 400 V, 3-pole, 24 V DC, 0.85-1.85* Uc, auxiliary contacts: 1 NC, spring-loaded terminal, frame size: S00, no auxiliary switch can be added | 829 | 1 | Z9 | 1
3RT2015-2QB41 |  | power contactor, AC-3e/AC-3, 7 A, 3 kW / 400 V, 3-pole, 24 V DC, 0.7-1.25* Uc, with varistor plugged on, auxiliary contacts: 1 NO, spring-loaded terminal, frame size: S00, no auxiliary switch can be added | 943 | 1 | Z9 | 1
3RT2015-2QB42 |  | power contactor, AC-3e/AC-3, 7 A, 3 kW / 400 V, 3-pole, 24 V DC, 0.7-1.25* Uc, with varistor plugged on, auxiliary contacts: 1 NC, spring-loaded terminal, frame size: S00, no auxiliary switch can be added | 943 | 1 | Z9 | 1
3RT2015-2SB41 |  | power contactor, AC-3e/AC-3, 7 A, 3 kW / 400 V, 3-pole, 24 V DC, 0.85-1.85* Uc, with integrated suppressor diode, auxiliary contacts: 1 NO, spring-loaded terminal, frame size: S00 | 943 | 1 | Z9 | 1
3RT2015-2SB42 |  | power contactor, AC-3e/AC-3, 7 A, 3 kW / 400 V, 3-pole, 24 V DC, 0.85-1.85* Uc, with integrated suppressor diode, auxiliary contacts: 1 NC, spring-loaded terminal, frame size: S00 | 943 | 1 | Z9 | 1
3RT2015-2UB41 |  | power contactor, AC-3e/AC-3, 7 A, 3 kW / 400 V, 3-pole, 24 V DC, with integrated varistor, auxiliary contacts: 1 NO, spring-loaded terminal, size: S00 | 946 | 1 | Z9 | 1
3RT2015-2UB42 |  | power contactor, AC-3e/AC-3, 7 A, 3 kW / 400 V, 3-pole, 24 V DC, with integrated varistor, auxiliary contacts: 1 NC, spring-loaded terminal, size: S00 | 946 | 1 | Z9 | 1
3RT2015-2VB41 |  | power contactor, AC-3e/AC-3, 7 A, 3 kW / 400 V, 3-pole, 24 V DC, 0.85-1.85* Uc, with integrated diode, auxiliary contacts: 1 NO, spring-loaded terminal, frame size: S00, no auxiliary switch can be added | 967 | 1 | Z9 | 1
3RT2015-2VB42 |  | power contactor, AC-3e/AC-3, 7 A, 3 kW / 400 V, 3-pole, 24 V DC, 0.85-1.85* Uc, with integrated diode, auxiliary contacts: 1 NC, spring-loaded terminal, frame size: S00, no auxiliary switch can be added | 967 | 1 | Z9 | 1
3RT2015-2WB41 |  | power contactor, AC-3e/AC-3, 7 A, 3 kW / 400 V, 3-pole, 24 V DC, 0.85-1.85* Uc, with varistor plugged on, auxiliary contacts: 1 NO, spring-loaded terminal, frame size: S00, no auxiliary switch can be added | 943 | 1 | Z9 | 1
3RT2015-2WB42 |  | power contactor, AC-3e/AC-3, 7 A, 3 kW / 400 V, 3-pole, 24 V DC, 0.85-1.85* Uc, with varistor plugged on, auxiliary contacts: 1 NC, spring-loaded terminal, frame size: S00, no auxiliary switch can be added | 943 | 1 | Z9 | 1
3RT2015-2XF42-0LA2 |  | traction contactor, AC-3e/AC-3, 7 A, 3 kW / 400 V, 3-pole, 72-125 V DC, 0.7-1.25* Uc, solid-state operating mechanism, with integrated varistor, auxiliary contacts: 1 NC, spring-loaded terminal, frame size: S00 | 1430 | 1 | Z9 | 1
3RT2016-1AB01 |  | power contactor, AC-3e/AC-3, 9 A, 4 kW / 400 V, 3-pole, 24 V AC, 50/60 Hz, auxiliary contacts: 1 NO, screw terminal, size: S00 | 748 | 1 | Z9 | 1
3RT2016-1AB01-1AA0 |  | power contactor, AC-3e/AC-3, 9 A, 4 kW / 400 V, 3-pole, 24 V AC, 50/60 Hz, auxiliary contacts: 1 NO, screw terminal, size: S00, upright mounting position | 820 | 1 | Z9 | 1
3RT2016-1AB02 |  | power contactor, AC-3e/AC-3, 9 A, 4 kW / 400 V, 3-pole, 24 V AC, 50/60 Hz, auxiliary contacts: 1 NC, screw terminal, size: S00 | 748 | 1 | Z9 | 1
3RT2016-1AD01 |  | power contactor, AC-3e/AC-3, 9 A, 4 kW / 400 V, 3-pole, 42 V AC, 50/60 Hz, auxiliary contacts: 1 NO, screw terminal, size: S00 | 826 | 1 | Z9 | 1
3RT2016-1AD02 |  | power contactor, AC-3e/AC-3, 9 A, 4 kW / 400 V, 3-pole, 42 V AC, 50/60 Hz, auxiliary contacts: 1 NC, screw terminal, size: S00 | 826 | 1 | Z9 | 1
3RT2016-1AF01 |  | power contactor, AC-3e/AC-3, 9 A, 4 kW / 400 V, 3-pole, 110 V AC, 50/60 Hz, auxiliary contacts: 1 NO, screw terminal, size: S00 | 748 | 1 | Z9 | 1
3RT2016-1AF01-1AA0 |  | power contactor, AC-3e/AC-3, 9 A, 4 kW / 400 V, 3-pole, 110 V AC, 50/60 Hz, auxiliary contacts: 1 NO, screw terminal, size: S00, upright mounting position | 820 | 1 | Z9 | 1
3RT2016-1AF02 |  | power contactor, AC-3e/AC-3, 9 A, 4 kW / 400 V, 3-pole, 110 V AC, 50/60 Hz, auxiliary contacts: 1 NC, screw terminal, size: S00 | 748 | 1 | Z9 | 1
3RT2016-1AG61 |  | power contactor, AC-3e/AC-3, 9 A, 4 kW / 400 V, 3-pole, 100 V AC, 50 Hz / 100-110 V, 60 Hz, auxiliary contacts: 1 NO, screw terminal, size: S00 | 826 | 1 | Z9 | 1
3RT2016-1AG62 |  | power contactor, AC-3e/AC-3, 9 A, 4 kW / 400 V, 3-pole, 100 V AC, 50 Hz / 100-110 V, 60 Hz, auxiliary contacts: 1 NC, screw terminal, size: S00 | 826 | 1 | Z9 | 1
3RT2016-1AH01 |  | power contactor, AC-3e/AC-3, 9 A, 4 kW / 400 V, 3-pole, 48 V AC, 50/60 Hz, auxiliary contacts: 1 NO, screw terminal, size: S00 | 748 | 1 | Z9 | 1
3RT2016-1AH02 |  | power contactor, AC-3e/AC-3, 9 A, 4 kW / 400 V, 3-pole, 48 V AC, 50/60 Hz, auxiliary contacts: 1 NC, screw terminal, size: S00 | 748 | 1 | Z9 | 1
3RT2016-1AK21 |  | power contactor, AC-3e/AC-3, 9 A, 4 kW / 400 V, 3-pole, 120 V AC, 50/60 Hz, auxiliary contacts: 1 NO, screw terminal, size: S00 | 826 | 1 | Z9 | 1
3RT2016-1AK22 |  | power contactor, AC-3e/AC-3, 9 A, 4 kW / 400 V, 3-pole, 120 V AC, 50/60 Hz, auxiliary contacts: 1 NC, screw terminal, size: S00 | 826 | 1 | Z9 | 1
3RT2016-1AK61 |  | power contactor, AC-3e/AC-3, 9 A, 4 kW / 400 V, 3-pole, 110 V AC, 50 Hz / 120 V, 60 Hz, auxiliary contacts: 1 NO, screw terminal, size: S00 | 748 | 1 | Z9 | 1
3RT2016-1AK62 |  | power contactor, AC-3e/AC-3, 9 A, 4 kW / 400 V, 3-pole, 110 V AC, 50 Hz / 120 V, 60 Hz, auxiliary contacts: 1 NC, screw terminal, size: S00 | 748 | 1 | Z9 | 1
3RT2016-1AK62-1AA0 |  | power contactor, AC-3e/AC-3, 9 A, 4 kW / 400 V, 3-pole, 110 V AC, 50 Hz / 120 V, 60 Hz, auxiliary contacts: 1 NC, screw terminal, size: S00, upright mounting position | 820 | 1 | Z9 | 1
3RT2016-1AK64-3MA0 |  | power contactor, AC-3e/AC-3, 9 A, 4 kW / 400 V, 3-pole, 110 V AC, 50 Hz / 120 V, 60 Hz, auxiliary contacts: 2 NO + 2 NC, screw terminal, size: S00, captive auxiliary switch | 1190 | 1 | Z9 | 1
3RT2016-1AL02 |  | power contactor, AC-3e/AC-3, 9 A, 4 kW / 400 V, 3-pole, 125 V AC, 50/60 Hz, auxiliary contacts: 1 NC, screw terminal, size: S00 | 826 | 1 | Z9 | 1
3RT2016-1AM12 |  | power contactor, AC-3e/AC-3, 9 A, 4 kW / 400 V, 3-pole, 189 V AC, 50 Hz / 208 V, 60 Hz, auxiliary contacts: 1 NC, screw terminal, size: S00 | 826 | 1 | Z9 | 1
3RT2016-1AM21 |  | power contactor, AC-3e/AC-3, 9 A, 4 kW / 400 V, 3-pole, 208 V AC, 50/60 Hz, auxiliary contacts: 1 NO, screw terminal, size: S00 | 826 | 1 | Z9 | 1
3RT2016-1AM22 |  | power contactor, AC-3e/AC-3, 9 A, 4 kW / 400 V, 3-pole, 208 V AC, 50/60 Hz, auxiliary contacts: 1 NC, screw terminal, size: S00 | 826 | 1 | Z9 | 1
3RT2016-1AN21 |  | power contactor, AC-3e/AC-3, 9 A, 4 kW / 400 V, 3-pole, 220 V AC, 50/60 Hz, auxiliary contacts: 1 NO, screw terminal, size: S00 | 748 | 1 | Z9 | 1
3RT2016-1AN22 |  | power contactor, AC-3e/AC-3, 9 A, 4 kW / 400 V, 3-pole, 220 V AC, 50/60 Hz, auxiliary contacts: 1 NC, screw terminal, size: S00 | 748 | 1 | Z9 | 1
3RT2016-1AN61 |  | power contactor, AC-3e/AC-3, 9 A, 4 kW / 400 V, 3-pole, 200 V AC, 50 Hz / 200-220 V, 60 Hz, auxiliary contacts: 1 NO, screw terminal, size: S00 | 826 | 1 | Z9 | 1
3RT2016-1AN62 |  | power contactor, AC-3e/AC-3, 9 A, 4 kW / 400 V, 3-pole, 200 V AC, 50 Hz / 200-220 V, 60 Hz, auxiliary contacts: 1 NC, screw terminal, size: S00 | 826 | 1 | Z9 | 1
3RT2016-1AP01 |  | power contactor, AC-3e/AC-3, 9 A, 4 kW / 400 V, 3-pole, 230 V AC, 50/60 Hz, auxiliary contacts: 1 NO, screw terminal, size: S00 | 748 | 1 | Z9 | 1
3RT2016-1AP01-1AA0 |  | power contactor, AC-3e/AC-3, 9 A, 4 kW / 400 V, 3-pole, 230 V AC, 50/60 Hz, auxiliary contacts: 1 NO, screw terminal, size: S00, upright mounting position | 820 | 1 | Z9 | 1
3RT2016-1AP02 |  | power contactor, AC-3e/AC-3, 9 A, 4 kW / 400 V, 3-pole, 230 V AC, 50/60 Hz, auxiliary contacts: 1 NC, screw terminal, size: S00 | 748 | 1 | Z9 | 1
3RT2016-1AP02-2AA0 |  | power contactor, AC-3e/AC-3, 9 A, 4 kW / 400 V, 3-pole, 230 V AC, 50/60 Hz, auxiliary contacts: 1 NC, screw terminal, size: S00, suspended mounting position | 820 | 1 | Z9 | 1
3RT2016-1AP04-3MA0 |  | power contactor, AC-3e/AC-3, 9 A, 4 kW / 400 V, 3-pole, 230 V AC, 50/60 Hz, auxiliary contacts: 2 NO + 2 NC, screw terminal, size: S00, captive auxiliary switch | 1190 | 1 | Z9 | 1
3RT2016-1AP61 |  | power contactor, AC-3e/AC-3, 9 A, 4 kW / 400 V, 3-pole, 220 V AC, 50 Hz / 240 V, 60 Hz, auxiliary contacts: 1 NO, screw terminal, size: S00 | 748 | 1 | Z9 | 1
3RT2016-1AP62 |  | power contactor, AC-3e/AC-3, 9 A, 4 kW / 400 V, 3-pole, 220 V AC, 50 Hz / 240 V, 60 Hz, auxiliary contacts: 1 NC, screw terminal, size: S00 | 748 | 1 | Z9 | 1
3RT2016-1AQ01 |  | power contactor, AC-3e/AC-3, 9 A, 4 kW / 400 V, 3-pole, 380 V AC, 50/60 Hz, auxiliary contacts: 1 NO, screw terminal, size: S00 | 826 | 1 | Z9 | 1
3RT2016-1AQ02 |  | power contactor, AC-3e/AC-3, 9 A, 4 kW / 400 V, 3-pole, 380 V AC, 50/60 Hz, auxiliary contacts: 1 NC, screw terminal, size: S00 | 826 | 1 | Z9 | 1
3RT2016-1AR61 |  | power contactor, AC-3e/AC-3, 9 A, 4 kW / 400 V, 3-pole, 400 V AC, 50 Hz / 400-440 V, 60 Hz, auxiliary contacts: 1 NO, screw terminal, size: S00 | 826 | 1 | Z9 | 1
3RT2016-1AR62 |  | power contactor, AC-3e/AC-3, 9 A, 4 kW / 400 V, 3-pole, 400 V AC, 50 Hz / 400-440 V, 60 Hz, auxiliary contacts: 1 NC, screw terminal, size: S00 | 826 | 1 | Z9 | 1
3RT2016-1AT61 |  | power contactor, AC-3e/AC-3, 9 A, 4 kW / 400 V, 3-pole, 600 V AC, 60 Hz, auxiliary contacts: 1 NO, screw terminal, size: S00 | 826 | 1 | Z9 | 1
3RT2016-1AU01 |  | power contactor, AC-3e/AC-3, 9 A, 4 kW / 400 V, 3-pole, 240 V AC, 50/60 Hz, auxiliary contacts: 1 NO, screw terminal, size: S00 | 748 | 1 | Z9 | 1
3RT2016-1AU01-1AA0 |  | power contactor, AC-3e/AC-3, 9 A, 4 kW / 400 V, 3-pole, 240 V AC, 50/60 Hz, auxiliary contacts: 1 NO, screw terminal, size: S00, upright mounting position | 820 | 1 | Z9 | 1
3RT2016-1AU02 |  | power contactor, AC-3e/AC-3, 9 A, 4 kW / 400 V, 3-pole, 240 V AC, 50/60 Hz, auxiliary contacts: 1 NC, screw terminal, size: S00 | 748 | 1 | Z9 | 1
3RT2016-1AV01 |  | power contactor, AC-3e/AC-3, 9 A, 4 kW / 400 V, 3-pole, 400 V AC, 50/60 Hz, auxiliary contacts: 1 NO, screw terminal, size: S00 | 826 | 1 | Z9 | 1
3RT2016-1AV01-1AA0 |  | power contactor, AC-3e/AC-3, 9 A, 4 kW / 400 V, 3-pole, 400 V AC, 50/60 Hz, auxiliary contacts: 1 NO, screw terminal, size: S00, upright mounting position | 898 | 1 | Z9 | 1
3RT2016-1AV02 |  | power contactor, AC-3e/AC-3, 9 A, 4 kW / 400 V, 3-pole, 400 V AC, 50/60 Hz, auxiliary contacts: 1 NC, screw terminal, size: S00 | 826 | 1 | Z9 | 1
3RT2016-1AV61 |  | power contactor, AC-3e/AC-3, 9 A, 4 kW / 400 V, 3-pole, 480 V AC, 60 Hz, auxiliary contacts: 1 NO, screw terminal, size: S00 | 826 | 1 | Z9 | 1
3RT2016-1AV62 |  | power contactor, AC-3e/AC-3, 9 A, 4 kW / 400 V, 3-pole, 480 V AC, 60 Hz, auxiliary contacts: 1 NC, screw terminal, size: S00 | 826 | 1 | Z9 | 1
3RT2016-1BA41 |  | power contactor, AC-3e/AC-3, 9 A, 4 kW / 400 V, 3-pole, 12 V DC, auxiliary contacts: 1 NO, screw terminal, size: S00 | 988 | 1 | Z9 | 1
3RT2016-1BA42 |  | power contactor, AC-3e/AC-3, 9 A, 4 kW / 400 V, 3-pole, 12 V DC, auxiliary contacts: 1 NC, screw terminal, size: S00 | 988 | 1 | Z9 | 1
3RT2016-1BB41 |  | power contactor, AC-3e/AC-3, 9 A, 4 kW / 400 V, 3-pole, 24 V DC, auxiliary contacts: 1 NO, screw terminal, size: S00 | 873 | 1 | Z9 | 1
3RT2016-1BB41-0CC0 |  | power contactor, AC-3e/AC-3, 9 A, 4 kW / 400 V, 3-pole, 24 V DC, auxiliary contacts: 1 NO, screw terminal, size: S00, communication-capable | 981 | 1 | Z9 | 1
3RT2016-1BB41-1AA0 |  | power contactor, AC-3e/AC-3, 9 A, 4 kW / 400 V, 3-pole, 24 V DC, auxiliary contacts: 1 NO, screw terminal, size: S00, upright mounting position | 942 | 1 | Z9 | 1
3RT2016-1BB42 |  | power contactor, AC-3e/AC-3, 9 A, 4 kW / 400 V, 3-pole, 24 V DC, auxiliary contacts: 1 NC, screw terminal, size: S00 | 873 | 1 | Z9 | 1
3RT2016-1BB42-0CC0 |  | power contactor, AC-3e/AC-3, 9 A, 4 kW / 400 V, 3-pole, 24 V DC, auxiliary contacts: 1 NC, screw terminal, size: S00, communication-capable | 981 | 1 | Z9 | 1
3RT2016-1BB42-1AA0 |  | power contactor, AC-3e/AC-3, 9 A, 4 kW / 400 V, 3-pole, 24 V DC, auxiliary contacts: 1 NC, screw terminal, size: S00, upright mounting position | 942 | 1 | Z9 | 1
3RT2016-1BB44 |  | power contactor, AC-3e/AC-3, 9 A, 4 kW / 400 V, 3-pole, 24 V DC, auxiliary contacts: 1 NC, screw terminal, size: S00, removable auxiliary switch | 1270 | 1 | Z9 | 1
3RT2016-1BB44-3MA0 |  | power contactor, AC-3e/AC-3, 9 A, 4 kW / 400 V, 3-pole, 24 V DC, auxiliary contacts: 2 NO + 2 NC, screw terminal, size: S00, captive auxiliary switch | 1320 | 1 | Z9 | 1
3RT2016-1BE41 |  | power contactor, AC-3e/AC-3, 9 A, 4 kW / 400 V, 3-pole, 60 V DC, auxiliary contacts: 1 NO, screw terminal, size: S00 | 988 | 1 | Z9 | 1
3RT2016-1BE42 |  | power contactor, AC-3e/AC-3, 9 A, 4 kW / 400 V, 3-pole, 60 V DC, auxiliary contacts: 1 NC, screw terminal, size: S00 | 988 | 1 | Z9 | 1
3RT2016-1BF41 |  | power contactor, AC-3e/AC-3, 9 A, 4 kW / 400 V, 3-pole, 110 V DC, auxiliary contacts: 1 NO, screw terminal, size: S00 | 873 | 1 | Z9 | 1
3RT2016-1BF42 |  | power contactor, AC-3e/AC-3, 9 A, 4 kW / 400 V, 3-pole, 110 V DC, auxiliary contacts: 1 NC, screw terminal, size: S00 | 873 | 1 | Z9 | 1
3RT2016-1BG41 |  | power contactor, AC-3e/AC-3, 9 A, 4 kW / 400 V, 3-pole, 125 V DC, auxiliary contacts: 1 NO, screw terminal, size: S00 | 988 | 1 | Z9 | 1
3RT2016-1BG42 |  | power contactor, AC-3e/AC-3, 9 A, 4 kW / 400 V, 3-pole, 125 V DC, auxiliary contacts: 1 NC, screw terminal, size: S00 | 988 | 1 | Z9 | 1
3RT2016-1BJ81 |  | power contactor, AC-3e/AC-3, 9 A, 4 kW / 400 V, 3-pole, 72 V DC, auxiliary contacts: 1 NO, screw terminal, size: S00 | 988 | 1 | Z9 | 1
3RT2016-1BM41 |  | power contactor, AC-3e/AC-3, 9 A, 4 kW / 400 V, 3-pole, 220 V DC, auxiliary contacts: 1 NO, screw terminal, size: S00 | 873 | 1 | Z9 | 1
3RT2016-1BM42 |  | power contactor, AC-3e/AC-3, 9 A, 4 kW / 400 V, 3-pole, 220 V DC, auxiliary contacts: 1 NC, screw terminal, size: S00 | 873 | 1 | Z9 | 1
3RT2016-1BP41 |  | power contactor, AC-3e/AC-3, 9 A, 4 kW / 400 V, 3-pole, 230 V DC, auxiliary contacts: 1 NO, screw terminal, size: S00 | 988 | 1 | Z9 | 1
3RT2016-1BP42 |  | power contactor, AC-3e/AC-3, 9 A, 4 kW / 400 V, 3-pole, 230 V DC, auxiliary contacts: 1 NC, screw terminal, size: S00 | 988 | 1 | Z9 | 1
3RT2016-1BW41 |  | power contactor, AC-3e/AC-3, 9 A, 4 kW / 400 V, 3-pole, 48 V DC, auxiliary contacts: 1 NO, screw terminal, size: S00 | 873 | 1 | Z9 | 1
3RT2016-1BW42 |  | power contactor, AC-3e/AC-3, 9 A, 4 kW / 400 V, 3-pole, 48 V DC, auxiliary contacts: 1 NC, screw terminal, size: S00 | 873 | 1 | Z9 | 1
3RT2016-1CF07 |  | power contactor, AC-3e/AC-3, 9 A, 4 kW / 400 V, 3-pole, 110 V AC, 50/60 Hz, with varistor plugged on, auxiliary contacts: 3 NO + 2 NC, screw terminal, size: S00, removable auxiliary switch | 1520 | 1 | Z9 | 1
3RT2016-1CK27 |  | power contactor, AC-3e/AC-3, 9 A, 4 kW / 400 V, 3-pole, 120 V AC, 50/60 Hz, with varistor plugged on, auxiliary contacts: 3 NO + 2 NC, screw terminal, size: S00, removable auxiliary switch | 1600 | 1 | Z9 | 1
3RT2016-1CK64-3MA0 |  | power contactor, AC-3e/AC-3, 9 A, 4 kW / 400 V, 3-pole, 110 V AC, 50 Hz / 120 V, 60 Hz, with varistor plugged on, auxiliary contacts: 2 NO + 2 NC, screw terminal, size: S00, captive auxiliary switch | 1390 | 1 | Z9 | 1
3RT2016-1CN27 |  | power contactor, AC-3e/AC-3, 9 A, 4 kW / 400 V, 3-pole, 220 V AC, 50/60 Hz, with varistor plugged on, auxiliary contacts: 3 NO + 2 NC, screw terminal, size: S00, removable auxiliary switch | 1520 | 1 | Z9 | 1
3RT2016-1CP04-3MA0 |  | power contactor, AC-3e/AC-3, 9 A, 4 kW / 400 V, 3-pole, 230 V AC, 50/60 Hz, with varistor plugged on, auxiliary contacts: 2 NO + 2 NC, screw terminal, size: S00, captive auxiliary switch | 1390 | 1 | Z9 | 1
3RT2016-1CP07 |  | power contactor, AC-3e/AC-3, 9 A, 4 kW / 400 V, 3-pole, 230 V AC, 50/60 Hz, with varistor plugged on, auxiliary contacts: 3 NO + 2 NC, screw terminal, size: S00, removable auxiliary switch | 1520 | 1 | Z9 | 1
3RT2016-1FA41 |  | power contactor, AC-3e/AC-3, 9 A, 4 kW / 400 V, 3-pole, 12 V DC, with integrated diode, auxiliary contacts: 1 NO, screw terminal, size: S00 | 1130 | 1 | Z9 | 1
3RT2016-1FB41 |  | power contactor, AC-3e/AC-3, 9 A, 4 kW / 400 V, 3-pole, 24 V DC, with integrated diode, auxiliary contacts: 1 NO, screw terminal, size: S00 | 1020 | 1 | Z9 | 1
3RT2016-1FB42 |  | power contactor, AC-3e/AC-3, 9 A, 4 kW / 400 V, 3-pole, 24 V DC, with integrated diode, auxiliary contacts: 1 NC, screw terminal, size: S00 | 1020 | 1 | Z9 | 1
3RT2016-1FB44-3MA0 |  | power contactor, AC-3e/AC-3, 9 A, 4 kW / 400 V, 3-pole, 24 V DC, with integrated diode, auxiliary contacts: 2 NO + 2 NC, screw terminal, size: S00, captive auxiliary switch | 1470 | 1 | Z9 | 1
3RT2016-1HB41 |  | power contactor, AC-3e/AC-3, 9 A, 4 kW / 400 V, 3-pole, 24 V DC, 0.7-1.25* Uc, auxiliary contacts: 1 NO, screw terminal, frame size: S00, suitable for PLC outputs, no auxiliary switch can be added | 884 | 1 | Z9 | 1
3RT2016-1HB42 |  | power contactor, AC-3e/AC-3, 9 A, 4 kW / 400 V, 3-pole, 24 V DC, 0.7-1.25* Uc, auxiliary contacts: 1 NC, screw terminal, frame size: S00, suitable for PLC outputs, no auxiliary switch can be added | 884 | 1 | Z9 | 1
3RT2016-1JB41 |  | power contactor, AC-3e/AC-3, 9 A, 4 kW / 400 V, 3-pole, 24 V DC, 0.7-1.25* Uc, with integrated diode, auxiliary contacts: 1 NO, screw terminal, frame size: S00, suitable for PLC outputs, no auxiliary switch can be added | 1020 | 1 | Z9 | 1
3RT2016-1JB42 |  | power contactor, AC-3e/AC-3, 9 A, 4 kW / 400 V, 3-pole, 24 V DC, 0.7-1.25* Uc, with integrated diode, auxiliary contacts: 1 NC, screw terminal, frame size: S00, suitable for PLC outputs, no auxiliary switch can be added | 1020 | 1 | Z9 | 1
3RT2016-1JB42-1AA0 |  | power contactor, AC-3e/AC-3, 9 A, 4 kW / 400 V, 3-pole, 24 V DC, 0.7-1.25* Uc, with integrated diode, auxiliary contacts: 1 NC, screw terminal, frame size: S00, suitable for PLC outputs, no auxiliary switch can be added, upright mounting position | 1090 | 1 | Z9 | 1
3RT2016-1KB41 |  | power contactor, AC-3e/AC-3, 9 A, 4 kW / 400 V, 3-pole, 24 V DC, 0.7-1.25* Uc, with integrated suppressor diode, auxiliary contacts: 1 NO, screw terminal, frame size: S00, suitable for PLC outputs, no auxiliary switch can be added | 1000 | 1 | Z9 | 1
3RT2016-1KB42 |  | power contactor, AC-3e/AC-3, 9 A, 4 kW / 400 V, 3-pole, 24 V DC, 0.7-1.25* Uc, with integrated suppressor diode, auxiliary contacts: 1 NC, screw terminal, frame size: S00, suitable for PLC outputs, no auxiliary switch can be added | 1000 | 1 | Z9 | 1
3RT2016-1MB41-0KT0 |  | power contactor, AC-3e/AC-3, 9 A, 4 kW / 400 V, 3-pole, 24 V DC, 0.85-1.85* Uc, auxiliary contacts: 1 NO, screw terminal, frame size: S00, no auxiliary switch can be added | 884 | 1 | Z9 | 1
3RT2016-1MB42-0KT0 |  | power contactor, AC-3e/AC-3, 9 A, 4 kW / 400 V, 3-pole, 24 V DC, 0.85-1.85* Uc, auxiliary contacts: 1 NC, screw terminal, frame size: S00, no auxiliary switch can be added | 884 | 1 | Z9 | 1
3RT2016-1QB41 |  | power contactor, AC-3e/AC-3, 9 A, 4 kW / 400 V, 3-pole, 24 V DC, 0.7-1.25* Uc, with varistor plugged on, auxiliary contacts: 1 NO, screw terminal, frame size: S00, no auxiliary switch can be added | 1000 | 1 | Z9 | 1
3RT2016-1QB42 |  | power contactor, AC-3e/AC-3, 9 A, 4 kW / 400 V, 3-pole, 24 V DC, 0.7-1.25* Uc, with varistor plugged on, auxiliary contacts: 1 NC, screw terminal, frame size: S00, no auxiliary switch can be added | 1000 | 1 | Z9 | 1
3RT2016-1SB41 |  | power contactor, AC-3e/AC-3, 9 A, 4 kW / 400 V, 3-pole, 24 V DC, 0.85-1.85* Uc, with integrated suppressor diode, auxiliary contacts: 1 NO, screw terminal, frame size: S00 | 1000 | 1 | Z9 | 1
3RT2016-1SB42 |  | power contactor, AC-3e/AC-3, 9 A, 4 kW / 400 V, 3-pole, 24 V DC, 0.85-1.85* Uc, with integrated suppressor diode, auxiliary contacts: 1 NC, screw terminal, frame size: S00 | 1000 | 1 | Z9 | 1
3RT2016-1UB41 |  | power contactor, AC-3e/AC-3, 9 A, 4 kW / 400 V, 3-pole, 24 V DC, with integrated varistor, auxiliary contacts: 1 NO, screw terminal, size: S00 | 1020 | 1 | Z9 | 1
3RT2016-1UB42 |  | power contactor, AC-3e/AC-3, 9 A, 4 kW / 400 V, 3-pole, 24 V DC, with integrated varistor, auxiliary contacts: 1 NC, screw terminal, size: S00 | 1020 | 1 | Z9 | 1
3RT2016-1VB41 |  | power contactor, AC-3e/AC-3, 9 A, 4 kW / 400 V, 3-pole, 24 V DC, 0.85-1.85* Uc, with integrated diode, auxiliary contacts: 1 NO, screw terminal, frame size: S00, no auxiliary switch can be added | 1020 | 1 | Z9 | 1
3RT2016-1VB42 |  | power contactor, AC-3e/AC-3, 9 A, 4 kW / 400 V, 3-pole, 24 V DC, 0.85-1.85* Uc, with integrated diode, auxiliary contacts: 1 NC, screw terminal, frame size: S00, no auxiliary switch can be added | 1020 | 1 | Z9 | 1
3RT2016-1WB41 |  | power contactor, AC-3e/AC-3, 9 A, 4 kW / 400 V, 3-pole, 24 V DC, 0.85-1.85* Uc, with varistor plugged on, auxiliary contacts: 1 NO, screw terminal, frame size: S00, no auxiliary switch can be added | 1000 | 1 | Z9 | 1
3RT2016-1WB42 |  | power contactor, AC-3e/AC-3, 9 A, 4 kW / 400 V, 3-pole, 24 V DC, 0.85-1.85* Uc, with varistor plugged on, auxiliary contacts: 1 NC, screw terminal, frame size: S00, no auxiliary switch can be added | 1000 | 1 | Z9 | 1
3RT2016-2AB01 |  | power contactor, AC-3e/AC-3, 9 A, 4 kW / 400 V, 3-pole, 24 V AC, 50/60 Hz, auxiliary contacts: 1 NO, spring-loaded terminal, size: S00 | 748 | 1 | Z9 | 1
3RT2016-2AB02 |  | power contactor, AC-3e/AC-3, 9 A, 4 kW / 400 V, 3-pole, 24 V AC, 50/60 Hz, auxiliary contacts: 1 NC, spring-loaded terminal, size: S00 | 748 | 1 | Z9 | 1
3RT2016-2AD01 |  | power contactor, AC-3e/AC-3, 9 A, 4 kW / 400 V, 3-pole, 42 V AC, 50/60 Hz, auxiliary contacts: 1 NO, spring-loaded terminal, size: S00 | 826 | 1 | Z9 | 1
3RT2016-2AD02 |  | power contactor, AC-3e/AC-3, 9 A, 4 kW / 400 V, 3-pole, 42 V AC, 50/60 Hz, auxiliary contacts: 1 NC, spring-loaded terminal, size: S00 | 826 | 1 | Z9 | 1
3RT2016-2AF01 |  | power contactor, AC-3e/AC-3, 9 A, 4 kW / 400 V, 3-pole, 110 V AC, 50/60 Hz, auxiliary contacts: 1 NO, spring-loaded terminal, size: S00 | 748 | 1 | Z9 | 1
3RT2016-2AF02 |  | power contactor, AC-3e/AC-3, 9 A, 4 kW / 400 V, 3-pole, 110 V AC, 50/60 Hz, auxiliary contacts: 1 NC, spring-loaded terminal, size: S00 | 748 | 1 | Z9 | 1
3RT2016-2AF04 |  | power contactor, AC-3e/AC-3, 9 A, 4 kW / 400 V, 3-pole, 110 V AC, 50/60 Hz, auxiliary contacts: 2 NO + 2 NC, spring-loaded terminal, size: S00, removable auxiliary switch | 1150 | 1 | Z9 | 1
3RT2016-2AH01 |  | power contactor, AC-3e/AC-3, 9 A, 4 kW / 400 V, 3-pole, 48 V AC, 50/60 Hz, auxiliary contacts: 1 NO, spring-loaded terminal, size: S00 | 748 | 1 | Z9 | 1
3RT2016-2AH02 |  | power contactor, AC-3e/AC-3, 9 A, 4 kW / 400 V, 3-pole, 48 V AC, 50/60 Hz, auxiliary contacts: 1 NC, spring-loaded terminal, size: S00 | 748 | 1 | Z9 | 1
3RT2016-2AK61 |  | power contactor, AC-3e/AC-3, 9 A, 4 kW / 400 V, 3-pole, 110 V AC, 50 Hz / 120 V, 60 Hz, auxiliary contacts: 1 NO, spring-loaded terminal, size: S00 | 748 | 1 | Z9 | 1
3RT2016-2AK62 |  | power contactor, AC-3e/AC-3, 9 A, 4 kW / 400 V, 3-pole, 110 V AC, 50 Hz / 120 V, 60 Hz, auxiliary contacts: 1 NC, spring-loaded terminal, size: S00 | 748 | 1 | Z9 | 1
3RT2016-2AK64-3MA0 |  | power contactor, AC-3e/AC-3, 9 A, 4 kW / 400 V, 3-pole, 110 V AC, 50 Hz / 120 V, 60 Hz, auxiliary contacts: 2 NO + 2 NC, spring-loaded terminal, size: S00, captive auxiliary switch | 1190 | 1 | Z9 | 1
3RT2016-2AN21 |  | power contactor, AC-3e/AC-3, 9 A, 4 kW / 400 V, 3-pole, 220 V AC, 50/60 Hz, auxiliary contacts: 1 NO, spring-loaded terminal, size: S00 | 748 | 1 | Z9 | 1
3RT2016-2AN22 |  | power contactor, AC-3e/AC-3, 9 A, 4 kW / 400 V, 3-pole, 220 V AC, 50/60 Hz, auxiliary contacts: 1 NC, spring-loaded terminal, size: S00 | 748 | 1 | Z9 | 1
3RT2016-2AP01 |  | power contactor, AC-3e/AC-3, 9 A, 4 kW / 400 V, 3-pole, 230 V AC, 50/60 Hz, auxiliary contacts: 1 NO, spring-loaded terminal, size: S00 | 748 | 1 | Z9 | 1
3RT2016-2AP02 |  | power contactor, AC-3e/AC-3, 9 A, 4 kW / 400 V, 3-pole, 230 V AC, 50/60 Hz, auxiliary contacts: 1 NC, spring-loaded terminal, size: S00 | 748 | 1 | Z9 | 1
3RT2016-2AP04-3MA0 |  | power contactor, AC-3e/AC-3, 9 A, 4 kW / 400 V, 3-pole, 230 V AC, 50/60 Hz, auxiliary contacts: 2 NO + 2 NC, spring-loaded terminal, size: S00, captive auxiliary switch | 1190 | 1 | Z9 | 1
3RT2016-2AP61 |  | power contactor, AC-3e/AC-3, 9 A, 4 kW / 400 V, 3-pole, 220 V AC, 50 Hz / 240 V, 60 Hz, auxiliary contacts: 1 NO, spring-loaded terminal, size: S00 | 748 | 1 | Z9 | 1
3RT2016-2AP62 |  | power contactor, AC-3e/AC-3, 9 A, 4 kW / 400 V, 3-pole, 220 V AC, 50 Hz / 240 V, 60 Hz, auxiliary contacts: 1 NC, spring-loaded terminal, size: S00 | 748 | 1 | Z9 | 1
3RT2016-2AV01 |  | power contactor, AC-3e/AC-3, 9 A, 4 kW / 400 V, 3-pole, 400 V AC, 50/60 Hz, auxiliary contacts: 1 NO, spring-loaded terminal, size: S00 | 826 | 1 | Z9 | 1
3RT2016-2AV02 |  | power contactor, AC-3e/AC-3, 9 A, 4 kW / 400 V, 3-pole, 400 V AC, 50/60 Hz, auxiliary contacts: 1 NC, spring-loaded terminal, size: S00 | 826 | 1 | Z9 | 1
3RT2016-2BA41 |  | power contactor, AC-3e/AC-3, 9 A, 4 kW / 400 V, 3-pole, 12 V DC, auxiliary contacts: 1 NO, spring-loaded terminal, size: S00 | 988 | 1 | Z9 | 1
3RT2016-2BA42 |  | power contactor, AC-3e/AC-3, 9 A, 4 kW / 400 V, 3-pole, 12 V DC, auxiliary contacts: 1 NC, spring-loaded terminal, size: S00 | 988 | 1 | Z9 | 1
3RT2016-2BB41 |  | power contactor, AC-3e/AC-3, 9 A, 4 kW / 400 V, 3-pole, 24 V DC, auxiliary contacts: 1 NO, spring-loaded terminal, size: S00 | 873 | 1 | Z9 | 1
3RT2016-2BB41-0CC0 |  | power contactor, AC-3e/AC-3, 9 A, 4 kW / 400 V, 3-pole, 24 V DC, auxiliary contacts: 1 NO, spring-loaded terminal, size: S00, communication-capable | 981 | 1 | Z9 | 1
3RT2016-2BB41-1AA0 |  | power contactor, AC-3e/AC-3, 9 A, 4 kW / 400 V, 3-pole, 24 V DC, auxiliary contacts: 1 NO, spring-loaded terminal, size: S00, upright mounting position | 942 | 1 | Z9 | 1
3RT2016-2BB42 |  | power contactor, AC-3e/AC-3, 9 A, 4 kW / 400 V, 3-pole, 24 V DC, auxiliary contacts: 1 NC, spring-loaded terminal, size: S00 | 873 | 1 | Z9 | 1
3RT2016-2BB42-0CC0 |  | power contactor, AC-3e/AC-3, 9 A, 4 kW / 400 V, 3-pole, 24 V DC, auxiliary contacts: 1 NC, spring-loaded terminal, size: S00, communication-capable | 981 | 1 | Z9 | 1
3RT2016-2BB42-1AA0 |  | power contactor, AC-3e/AC-3, 9 A, 4 kW / 400 V, 3-pole, 24 V DC, auxiliary contacts: 1 NC, spring-loaded terminal, size: S00, upright mounting position | 942 | 1 | Z9 | 1
3RT2016-2BB44 |  | power contactor, AC-3e/AC-3, 9 A, 4 kW / 400 V, 3-pole, 24 V DC, auxiliary contacts: 2 NO + 2 NC, spring-loaded terminal, size: S00, removable auxiliary switch | 1270 | 1 | Z9 | 1
3RT2016-2BB44-3MA0 |  | power contactor, AC-3e/AC-3, 9 A, 4 kW / 400 V, 3-pole, 24 V DC, auxiliary contacts: 2 NO + 2 NC, spring-loaded terminal, size: S00, captive auxiliary switch | 1320 | 1 | Z9 | 1
3RT2016-2BE41 |  | power contactor, AC-3e/AC-3, 9 A, 4 kW / 400 V, 3-pole, 60 V DC, auxiliary contacts: 1 NO, spring-loaded terminal, size: S00 | 988 | 1 | Z9 | 1
3RT2016-2BE42 |  | power contactor, AC-3e/AC-3, 9 A, 4 kW / 400 V, 3-pole, 60 V DC, auxiliary contacts: 1 NC, spring-loaded terminal, size: S00 | 988 | 1 | Z9 | 1
3RT2016-2BF41 |  | power contactor, AC-3e/AC-3, 9 A, 4 kW / 400 V, 3-pole, 110 V DC, auxiliary contacts: 1 NO, spring-loaded terminal, size: S00 | 873 | 1 | Z9 | 1
3RT2016-2BF42 |  | power contactor, AC-3e/AC-3, 9 A, 4 kW / 400 V, 3-pole, 110 V DC, auxiliary contacts: 1 NC, spring-loaded terminal, size: S00 | 873 | 1 | Z9 | 1
3RT2016-2BG41 |  | power contactor, AC-3e/AC-3, 9 A, 4 kW / 400 V, 3-pole, 125 V DC, auxiliary contacts: 1 NO, spring-loaded terminal, size: S00 | 988 | 1 | Z9 | 1
3RT2016-2BG42 |  | power contactor, AC-3e/AC-3, 9 A, 4 kW / 400 V, 3-pole, 125 V DC, auxiliary contacts: 1 NC, spring-loaded terminal, size: S00 | 988 | 1 | Z9 | 1
3RT2016-2BM41 |  | power contactor, AC-3e/AC-3, 9 A, 4 kW / 400 V, 3-pole, 220 V DC, auxiliary contacts: 1 NO, spring-loaded terminal, size: S00 | 873 | 1 | Z9 | 1
3RT2016-2BM42 |  | power contactor, AC-3e/AC-3, 9 A, 4 kW / 400 V, 3-pole, 220 V DC, auxiliary contacts: 1 NC, spring-loaded terminal, size: S00 | 873 | 1 | Z9 | 1
3RT2016-2BW41 |  | power contactor, AC-3e/AC-3, 9 A, 4 kW / 400 V, 3-pole, 48 V DC, auxiliary contacts: 1 NO, spring-loaded terminal, size: S00 | 873 | 1 | Z9 | 1
3RT2016-2BW42 |  | power contactor, AC-3e/AC-3, 9 A, 4 kW / 400 V, 3-pole, 48 V DC, auxiliary contacts: 1 NC, spring-loaded terminal, size: S00 | 873 | 1 | Z9 | 1
3RT2016-2CP04-3MA0 |  | power contactor, AC-3e/AC-3, 9 A, 4 kW / 400 V, 3-pole, 230 V AC, 50/60 Hz, with varistor plugged on, auxiliary contacts: 2 NO + 2 NC, spring-loaded terminal, size: S00, captive auxiliary switch | 1390 | 1 | Z9 | 1
3RT2016-2DB41-1AA0 |  | power contactor, AC-3e/AC-3, 9 A, 4 kW / 400 V, 3-pole, 24 V DC, with varistor plugged on, auxiliary contacts: 1 NO, spring-loaded terminal, size: S00, upright mounting position | 1260 | 1 | Z9 | 1
3RT2016-2DB44 |  | power contactor, AC-3e/AC-3, 9 A, 4 kW / 400 V, 3-pole, 24 V DC, with varistor plugged on, auxiliary contacts: 2 NO + 2 NC, spring-loaded terminal, size: S00, removable auxiliary switch | 1580 | 1 | Z9 | 1
3RT2016-2EP01 |  | power contactor, AC-3e/AC-3, 9 A, 4 kW / 400 V, 3-pole, 230 V AC, 50/60 Hz, with plugged-on RC element, auxiliary contacts: 1 NO, spring-loaded terminal, size: S00 | 1060 | 1 | Z9 | 1
3RT2016-2EP01-1AA0 |  | power contactor, AC-3e/AC-3, 9 A, 4 kW / 400 V, 3-pole, 230 V AC, 50/60 Hz, with plugged-on RC element, auxiliary contacts: 1 NO, spring-loaded terminal, size: S00, upright mounting position | 1130 | 1 | Z9 | 1
3RT2016-2EP02 |  | power contactor, AC-3e/AC-3, 9 A, 4 kW / 400 V, 3-pole, 230 V AC, 50/60 Hz, with plugged-on RC element, auxiliary contacts: 1 NC, spring-loaded terminal, size: S00 | 1060 | 1 | Z9 | 1
3RT2016-2FB41 |  | power contactor, AC-3e/AC-3, 9 A, 4 kW / 400 V, 3-pole, 24 V DC, with integrated diode, auxiliary contacts: 1 NO, spring-loaded terminal, size: S00 | 1020 | 1 | Z9 | 1
3RT2016-2FB41-1AA0 |  | power contactor, AC-3e/AC-3, 9 A, 4 kW / 400 V, 3-pole, 24 V DC, with integrated diode, auxiliary contacts: 1 NO, spring-loaded terminal, size: S00, upright mounting position | 1090 | 1 | Z9 | 1
3RT2016-2FB42 |  | power contactor, AC-3e/AC-3, 9 A, 4 kW / 400 V, 3-pole, 24 V DC, with integrated diode, auxiliary contacts: 1 NC, spring-loaded terminal, size: S00 | 1020 | 1 | Z9 | 1
3RT2016-2FB44-3MA0 |  | power contactor, AC-3e/AC-3, 9 A, 4 kW / 400 V, 3-pole, 24 V DC, with integrated diode, auxiliary contacts: 2 NO + 2 NC, spring-loaded terminal, size: S00, captive auxiliary switch | 1470 | 1 | Z9 | 1
3RT2016-2GG21 |  | power contactor, AC-3e/AC-3, 9 A, 4 kW / 400 V, 3-pole, 110 V AC, 50/60 Hz, with integrated full-wave rectifier, auxiliary contacts: 1 NO, spring-loaded terminal, size: S00 | 1380 | 1 | Z9 | 1
3RT2016-2GG22 |  | power contactor, AC-3e/AC-3, 9 A, 4 kW / 400 V, 3-pole, 110 V AC, 50/60 Hz, with integrated full-wave rectifier, auxiliary contacts: 1 NC, spring-loaded terminal, size: S00 | 1380 | 1 | Z9 | 1
3RT2016-2HB41 |  | power contactor, AC-3e/AC-3, 9 A, 4 kW / 400 V, 3-pole, 24 V DC, 0.7-1.25* Uc, auxiliary contacts: 1 NO, spring-loaded terminal, frame size: S00, suitable for PLC outputs, no auxiliary switch can be added | 884 | 1 | Z9 | 1
3RT2016-2HB42 |  | power contactor, AC-3e/AC-3, 9 A, 4 kW / 400 V, 3-pole, 24 V DC, 0.7-1.25* Uc, auxiliary contacts: 1 NC, spring-loaded terminal, frame size: S00, suitable for PLC outputs, no auxiliary switch can be added | 884 | 1 | Z9 | 1
3RT2016-2JB41 |  | power contactor, AC-3e/AC-3, 9 A, 4 kW / 400 V, 3-pole, 24 V DC, 0.7-1.25* Uc, with integrated diode, auxiliary contacts: 1 NO, spring-loaded terminal, frame size: S00, suitable for PLC outputs, no auxiliary switch can be added | 1020 | 1 | Z9 | 1
3RT2016-2JB42 |  | power contactor, AC-3e/AC-3, 9 A, 4 kW / 400 V, 3-pole, 24 V DC, 0.7-1.25* Uc, with integrated diode, auxiliary contacts: 1 NC, spring-loaded terminal, frame size: S00, suitable for PLC outputs, no auxiliary switch can be added | 1020 | 1 | Z9 | 1
3RT2016-2KA42 |  | power contactor, AC-3e/AC-3, 9 A, 4 kW / 400 V, 3-pole, 12 V DC, 0.7-1.25* Uc, with integrated suppressor diode, auxiliary contacts: 1 NC, spring-loaded terminal, frame size: S00, suitable for PLC outputs, no auxiliary switch can be added | 1120 | 1 | Z9 | 1
3RT2016-2KB41 |  | power contactor, AC-3e/AC-3, 9 A, 4 kW / 400 V, 3-pole, 24 V DC, 0.7-1.25* Uc, with integrated suppressor diode, auxiliary contacts: 1 NO, spring-loaded terminal, frame size: S00, suitable for PLC outputs, no auxiliary switch can be added | 1000 | 1 | Z9 | 1
3RT2016-2KB42 |  | power contactor, AC-3e/AC-3, 9 A, 4 kW / 400 V, 3-pole, 24 V DC, 0.7-1.25* Uc, with integrated suppressor diode, auxiliary contacts: 1 NC, spring-loaded terminal, frame size: S00, suitable for PLC outputs, no auxiliary switch can be added | 1000 | 1 | Z9 | 1
3RT2016-2LJ82-0LA0 |  | traction contactor, AC-3e/AC-3, 9 A, 4 kW / 400 V, 3-pole, 72 V DC, 0.7-1.25* Uc, with integrated varistor, auxiliary contacts: 1 NC, spring-loaded terminal, frame size: S00, with plugged on series resistor | 1520 | 1 | Z9 | 1
3RT2016-2MB41-0KT0 |  | power contactor, AC-3e/AC-3, 9 A, 4 kW / 400 V, 3-pole, 24 V DC, 0.85-1.85* Uc, auxiliary contacts: 1 NO, spring-loaded terminal, frame size: S00, no auxiliary switch can be added | 884 | 1 | Z9 | 1
3RT2016-2MB42-0KT0 |  | power contactor, AC-3e/AC-3, 9 A, 4 kW / 400 V, 3-pole, 24 V DC, 0.85-1.85* Uc, auxiliary contacts: 1 NC, spring-loaded terminal, frame size: S00, no auxiliary switch can be added | 884 | 1 | Z9 | 1
3RT2016-2QB41 |  | power contactor, AC-3e/AC-3, 9 A, 4 kW / 400 V, 3-pole, 24 V DC, 0.7-1.25* Uc, with varistor plugged on, auxiliary contacts: 1 NO, spring-loaded terminal, frame size: S00, no auxiliary switch can be added | 1000 | 1 | Z9 | 1
3RT2016-2QB42 |  | power contactor, AC-3e/AC-3, 9 A, 4 kW / 400 V, 3-pole, 24 V DC, 0.7-1.25* Uc, with varistor plugged on, auxiliary contacts: 1 NC, spring-loaded terminal, frame size: S00, no auxiliary switch can be added | 1000 | 1 | Z9 | 1
3RT2016-2SB41 |  | power contactor, AC-3e/AC-3, 9 A, 4 kW / 400 V, 3-pole, 24 V DC, 0.85-1.85* Uc, with integrated suppressor diode, auxiliary contacts: 1 NO, spring-loaded terminal, frame size: S00 | 1000 | 1 | Z9 | 1
3RT2016-2SB42 |  | power contactor, AC-3e/AC-3, 9 A, 4 kW / 400 V, 3-pole, 24 V DC, 0.85-1.85* Uc, with integrated suppressor diode, auxiliary contacts: 1 NC, spring-loaded terminal, frame size: S00 | 1000 | 1 | Z9 | 1
3RT2016-2UB41 |  | power contactor, AC-3e/AC-3, 9 A, 4 kW / 400 V, 3-pole, 24 V DC, with integrated varistor, auxiliary contacts: 1 NO, spring-loaded terminal, size: S00 | 1020 | 1 | Z9 | 1
3RT2016-2UB42 |  | power contactor, AC-3e/AC-3, 9 A, 4 kW / 400 V, 3-pole, 24 V DC, with integrated varistor, auxiliary contacts: 1 NC, spring-loaded terminal, size: S00 | 1020 | 1 | Z9 | 1
3RT2016-2VB41 |  | power contactor, AC-3e/AC-3, 9 A, 4 kW / 400 V, 3-pole, 24 V DC, 0.85-1.85* Uc, with integrated diode, auxiliary contacts: 1 NO, spring-loaded terminal, frame size: S00, no auxiliary switch can be added | 1020 | 1 | Z9 | 1
3RT2016-2VB42 |  | power contactor, AC-3e/AC-3, 9 A, 4 kW / 400 V, 3-pole, 24 V DC, 0.85-1.85* Uc, with integrated diode, auxiliary contacts: 1 NC, spring-loaded terminal, frame size: S00, no auxiliary switch can be added | 1020 | 1 | Z9 | 1
3RT2016-2WB41 |  | power contactor, AC-3e/AC-3, 9 A, 4 kW / 400 V, 3-pole, 24 V DC, 0.85-1.85* Uc, with varistor plugged on, auxiliary contacts: 1 NO, spring-loaded terminal, frame size: S00, no auxiliary switch can be added | 1000 | 1 | Z9 | 1
3RT2016-2WB42 |  | power contactor, AC-3e/AC-3, 9 A, 4 kW / 400 V, 3-pole, 24 V DC, 0.85-1.85* Uc, with varistor plugged on, auxiliary contacts: 1 NC, spring-loaded terminal, frame size: S00, no auxiliary switch can be added | 1000 | 1 | Z9 | 1
3RT2016-2XB41-0LA2 |  | traction contactor, AC-3e/AC-3, 9 A, 4 kW / 400 V, 3-pole, 24-34 V DC, 0.7-1.25* Uc, solid-state operating mechanism, with integrated varistor, auxiliary contacts: 1 NO, spring-loaded terminal, frame size: S00 | 1580 | 1 | Z9 | 1
3RT2016-2XB42-0LA2 |  | traction contactor, AC-3e/AC-3, 9 A, 4 kW / 400 V, 3-pole, 24-34 V DC, 0.7-1.25* Uc, solid-state operating mechanism, with integrated varistor, auxiliary contacts: 1 NC, spring-loaded terminal, frame size: S00 | 1580 | 1 | Z9 | 1
3RT2016-2XF41-0LA2 |  | traction contactor, AC-3e/AC-3, 9 A, 4 kW / 400 V, 3-pole, 72-125 V DC, 0.7-1.25* Uc, solid-state operating mechanism, with integrated varistor, auxiliary contacts: 1 NO, spring-loaded terminal, frame size: S00 | 1580 | 1 | Z9 | 1
3RT2016-2XF42-0LA2 |  | traction contactor, AC-3e/AC-3, 9 A, 4 kW / 400 V, 3-pole, 72-125 V DC, 0.7-1.25* Uc, solid-state operating mechanism, with integrated varistor, auxiliary contacts: 1 NC, spring-loaded terminal, frame size: S00 | 1580 | 1 | Z9 | 1
3RT2017-1AB01 |  | power contactor, AC-3e/AC-3, 12 A, 5.5 kW / 400 V, 3-pole, 24 V AC, 50/60 Hz, auxiliary contacts: 1 NO, screw terminal, size: S00 | 921 | 1 | Z9 | 1
3RT2017-1AB01-1AA0 |  | power contactor, AC-3e/AC-3, 12 A, 5.5 kW / 400 V, 3-pole, 24 V AC, 50/60 Hz, auxiliary contacts: 1 NO, screw terminal, size: S00, upright mounting position | 992 | 1 | Z9 | 1
3RT2017-1AB02 |  | power contactor, AC-3e/AC-3, 12 A, 5.5 kW / 400 V, 3-pole, 24 V AC, 50/60 Hz, auxiliary contacts: 1 NC, screw terminal, size: S00 | 921 | 1 | Z9 | 1
3RT2017-1AB02-1AA0 |  | power contactor, AC-3e/AC-3, 12 A, 5.5 kW / 400 V, 3-pole, 24 V AC, 50/60 Hz, auxiliary contacts: 1 NC, screw terminal, size: S00, upright mounting position | 992 | 1 | Z9 | 1
3RT2017-1AD01 |  | power contactor, AC-3e/AC-3, 12 A, 5.5 kW / 400 V, 3-pole, 42 V AC, 50/60 Hz, auxiliary contacts: 1 NO, screw terminal, size: S00 | 998 | 1 | Z9 | 1
3RT2017-1AD02 |  | power contactor, AC-3e/AC-3, 12 A, 5.5 kW / 400 V, 3-pole, 42 V AC, 50/60 Hz, auxiliary contacts: 1 NC, screw terminal, size: S00 | 998 | 1 | Z9 | 1
3RT2017-1AF01 |  | power contactor, AC-3e/AC-3, 12 A, 5.5 kW / 400 V, 3-pole, 110 V AC, 50/60 Hz, auxiliary contacts: 1 NO, screw terminal, size: S00 | 921 | 1 | Z9 | 1
3RT2017-1AF02 |  | power contactor, AC-3e/AC-3, 12 A, 5.5 kW / 400 V, 3-pole, 110 V AC, 50/60 Hz, auxiliary contacts: 1 NC, screw terminal, size: S00 | 921 | 1 | Z9 | 1
3RT2017-1AG61 |  | power contactor, AC-3e/AC-3, 12 A, 5.5 kW / 400 V, 3-pole, 100 V AC, 50 Hz / 100-110 V, 60 Hz, auxiliary contacts: 1 NO, screw terminal, size: S00 | 998 | 1 | Z9 | 1
3RT2017-1AG62 |  | power contactor, AC-3e/AC-3, 12 A, 5.5 kW / 400 V, 3-pole, 100 V AC, 50 Hz / 100-110 V, 60 Hz, auxiliary contacts: 1 NC, screw terminal, size: S00 | 998 | 1 | Z9 | 1
3RT2017-1AH01 |  | power contactor, AC-3e/AC-3, 12 A, 5.5 kW / 400 V, 3-pole, 48 V AC, 50/60 Hz, auxiliary contacts: 1 NO, screw terminal, size: S00 | 921 | 1 | Z9 | 1
3RT2017-1AH02 |  | power contactor, AC-3e/AC-3, 12 A, 5.5 kW / 400 V, 3-pole, 48 V AC, 50/60 Hz, auxiliary contacts: 1 NC, screw terminal, size: S00 | 921 | 1 | Z9 | 1
3RT2017-1AK61 |  | power contactor, AC-3e/AC-3, 12 A, 5.5 kW / 400 V, 3-pole, 110 V AC, 50 Hz / 120 V, 60 Hz, auxiliary contacts: 1 NO, screw terminal, size: S00 | 921 | 1 | Z9 | 1
3RT2017-1AK62 |  | power contactor, AC-3e/AC-3, 12 A, 5.5 kW / 400 V, 3-pole, 110 V AC, 50 Hz / 120 V, 60 Hz, auxiliary contacts: 1 NC, screw terminal, size: S00 | 921 | 1 | Z9 | 1
3RT2017-1AK64-3MA0 |  | power contactor, AC-3e/AC-3, 12 A, 5.5 kW / 400 V, 3-pole, 110 V AC, 50 Hz / 120 V, 60 Hz, auxiliary contacts: 2 NO + 2 NC, screw terminal, size: S00, captive auxiliary switch | 1370 | 1 | Z9 | 1
3RT2017-1AM21 |  | power contactor, AC-3e/AC-3, 12 A, 5.5 kW / 400 V, 3-pole, 208 V AC, 50/60 Hz, auxiliary contacts: 1 NO, screw terminal, size: S00 | 998 | 1 | Z9 | 1
3RT2017-1AM22 |  | power contactor, AC-3e/AC-3, 12 A, 5.5 kW / 400 V, 3-pole, 208 V AC, 50/60 Hz, auxiliary contacts: 1 NC, screw terminal, size: S00 | 998 | 1 | Z9 | 1
3RT2017-1AN21 |  | power contactor, AC-3e/AC-3, 12 A, 5.5 kW / 400 V, 3-pole, 220 V AC, 50/60 Hz, auxiliary contacts: 1 NO, screw terminal, size: S00 | 921 | 1 | Z9 | 1
3RT2017-1AN22 |  | power contactor, AC-3e/AC-3, 12 A, 5.5 kW / 400 V, 3-pole, 220 V AC, 50/60 Hz, auxiliary contacts: 1 NC, screw terminal, size: S00 | 921 | 1 | Z9 | 1
3RT2017-1AN61 |  | power contactor, AC-3e/AC-3, 12 A, 5.5 kW / 400 V, 3-pole, 200 V AC, 50 Hz / 200-220 V, 60 Hz, auxiliary contacts: 1 NO, screw terminal, size: S00 | 998 | 1 | Z9 | 1
3RT2017-1AN62 |  | power contactor, AC-3e/AC-3, 12 A, 5.5 kW / 400 V, 3-pole, 200 V AC, 50 Hz / 200-220 V, 60 Hz, auxiliary contacts: 1 NC, screw terminal, size: S00 | 998 | 1 | Z9 | 1
3RT2017-1AP01 |  | power contactor, AC-3e/AC-3, 12 A, 5.5 kW / 400 V, 3-pole, 230 V AC, 50/60 Hz, auxiliary contacts: 1 NO, screw terminal, size: S00 | 921 | 1 | Z9 | 1
3RT2017-1AP01-1AA0 |  | power contactor, AC-3e/AC-3, 12 A, 5.5 kW / 400 V, 3-pole, 230 V AC, 50/60 Hz, auxiliary contacts: 1 NO, screw terminal, size: S00, upright mounting position | 992 | 1 | Z9 | 1
3RT2017-1AP01-2AA0 |  | power contactor, AC-3e/AC-3, 12 A, 5.5 kW / 400 V, 3-pole, 230 V AC, 50/60 Hz, auxiliary contacts: 1 NO, screw terminal, size: S00, suspended mounting position | 992 | 1 | Z9 | 1
3RT2017-1AP02 |  | power contactor, AC-3e/AC-3, 12 A, 5.5 kW / 400 V, 3-pole, 230 V AC, 50/60 Hz, auxiliary contacts: 1 NC, screw terminal, size: S00 | 921 | 1 | Z9 | 1
3RT2017-1AP02-1AA0 |  | power contactor, AC-3e/AC-3, 12 A, 5.5 kW / 400 V, 3-pole, 230 V AC, 50/60 Hz, auxiliary contacts: 1 NC, screw terminal, size: S00, upright mounting position | 992 | 1 | Z9 | 1
3RT2017-1AP02-2AA0 |  | power contactor, AC-3e/AC-3, 12 A, 5.5 kW / 400 V, 3-pole, 230 V AC, 50/60 Hz, auxiliary contacts: 1 NC, screw terminal, size: S00, suspended mounting position | 992 | 1 | Z9 | 1
3RT2017-1AP04-3MA0 |  | power contactor, AC-3e/AC-3, 12 A, 5.5 kW / 400 V, 3-pole, 230 V AC, 50/60 Hz, auxiliary contacts: 2 NO + 2 NC, screw terminal, size: S00, captive auxiliary switch | 1370 | 1 | Z9 | 1
3RT2017-1AP61 |  | power contactor, AC-3e/AC-3, 12 A, 5.5 kW / 400 V, 3-pole, 220 V AC, 50 Hz / 240 V, 60 Hz, auxiliary contacts: 1 NO, screw terminal, size: S00 | 921 | 1 | Z9 | 1
3RT2017-1AP62 |  | power contactor, AC-3e/AC-3, 12 A, 5.5 kW / 400 V, 3-pole, 220 V AC, 50 Hz / 240 V, 60 Hz, auxiliary contacts: 1 NC, screw terminal, size: S00 | 921 | 1 | Z9 | 1
3RT2017-1AQ01 |  | power contactor, AC-3e/AC-3, 12 A, 5.5 kW / 400 V, 3-pole, 380 V AC, 50/60 Hz, auxiliary contacts: 1 NO, screw terminal, size: S00 | 998 | 1 | Z9 | 1
3RT2017-1AQ02 |  | power contactor, AC-3e/AC-3, 12 A, 5.5 kW / 400 V, 3-pole, 380 V AC, 50/60 Hz, auxiliary contacts: 1 NC, screw terminal, size: S00 | 998 | 1 | Z9 | 1
3RT2017-1AR61 |  | power contactor, AC-3e/AC-3, 12 A, 5.5 kW / 400 V, 3-pole, 400 V AC, 50 Hz / 400-440 V, 60 Hz, auxiliary contacts: 1 NO, screw terminal, size: S00 | 998 | 1 | Z9 | 1
3RT2017-1AR62 |  | power contactor, AC-3e/AC-3, 12 A, 5.5 kW / 400 V, 3-pole, 400 V AC, 50 Hz / 400-440 V, 60 Hz, auxiliary contacts: 1 NC, screw terminal, size: S00 | 998 | 1 | Z9 | 1
3RT2017-1AT61 |  | power contactor, AC-3e/AC-3, 12 A, 5.5 kW / 400 V, 3-pole, 600 V AC, 60 Hz, auxiliary contacts: 1 NO, screw terminal, size: S00 | 998 | 1 | Z9 | 1
3RT2017-1AT62 |  | power contactor, AC-3e/AC-3, 12 A, 5.5 kW / 400 V, 3-pole, 600 V AC, 60 Hz, auxiliary contacts: 1 NC, screw terminal, size: S00 | 998 | 1 | Z9 | 1
3RT2017-1AU01 |  | power contactor, AC-3e/AC-3, 12 A, 5.5 kW / 400 V, 3-pole, 240 V AC, 50/60 Hz, auxiliary contacts: 1 NO, screw terminal, size: S00 | 921 | 1 | Z9 | 1
3RT2017-1AV01 |  | power contactor, AC-3e/AC-3, 12 A, 5.5 kW / 400 V, 3-pole, 400 V AC, 50/60 Hz, auxiliary contacts: 1 NO, screw terminal, size: S00 | 998 | 1 | Z9 | 1
3RT2017-1AV02 |  | power contactor, AC-3e/AC-3, 12 A, 5.5 kW / 400 V, 3-pole, 400 V AC, 50/60 Hz, auxiliary contacts: 1 NC, screw terminal, size: S00 | 998 | 1 | Z9 | 1
3RT2017-1AV61 |  | power contactor, AC-3e/AC-3, 12 A, 5.5 kW / 400 V, 3-pole, 480 V AC, 60 Hz, auxiliary contacts: 1 NO, screw terminal, size: S00 | 998 | 1 | Z9 | 1
3RT2017-1AV62 |  | power contactor, AC-3e/AC-3, 12 A, 5.5 kW / 400 V, 3-pole, 480 V AC, 60 Hz, auxiliary contacts: 1 NC, screw terminal, size: S00 | 998 | 1 | Z9 | 1
3RT2017-1BA41 |  | power contactor, AC-3e/AC-3, 12 A, 5.5 kW / 400 V, 3-pole, 12 V DC, auxiliary contacts: 1 NO, screw terminal, size: S00 | 1170 | 1 | Z9 | 1
3RT2017-1BB41 |  | power contactor, AC-3e/AC-3, 12 A, 5.5 kW / 400 V, 3-pole, 24 V DC, auxiliary contacts: 1 NO, screw terminal, size: S00 | 1060 | 1 | Z9 | 1
3RT2017-1BB41-0CC0 |  | power contactor, AC-3e/AC-3, 12 A, 5.5 kW / 400 V, 3-pole, 24 V DC, auxiliary contacts: 1 NO, screw terminal, size: S00, communication-capable | 1170 | 1 | Z9 | 1
3RT2017-1BB41-1AA0 |  | power contactor, AC-3e/AC-3, 12 A, 5.5 kW / 400 V, 3-pole, 24 V DC, auxiliary contacts: 1 NO, screw terminal, size: S00, upright mounting position | 1130 | 1 | Z9 | 1
3RT2017-1BB42 |  | power contactor, AC-3e/AC-3, 12 A, 5.5 kW / 400 V, 3-pole, 24 V DC, auxiliary contacts: 1 NC, screw terminal, size: S00 | 1060 | 1 | Z9 | 1
3RT2017-1BB42-0CC0 |  | power contactor, AC-3e/AC-3, 12 A, 5.5 kW / 400 V, 3-pole, 24 V DC, auxiliary contacts: 1 NC, screw terminal, size: S00, communication-capable | 1170 | 1 | Z9 | 1
3RT2017-1BB42-1AA0 |  | power contactor, AC-3e/AC-3, 12 A, 5.5 kW / 400 V, 3-pole, 24 V DC, auxiliary contacts: 1 NC, screw terminal, size: S00, upright mounting position | 1130 | 1 | Z9 | 1
3RT2017-1BB44-3MA0 |  | power contactor, AC-3e/AC-3, 12 A, 5.5 kW / 400 V, 3-pole, 24 V DC, auxiliary contacts: 2 NO + 2 NC, screw terminal, size: S00, captive auxiliary switch | 1510 | 1 | Z9 | 1
3RT2017-1BD41 |  | power contactor, AC-3e/AC-3, 12 A, 5.5 kW / 400 V, 3-pole, 42 V DC, auxiliary contacts: 1 NO, screw terminal, size: S00 | 1170 | 1 | Z9 | 1
3RT2017-1BE41 |  | power contactor, AC-3e/AC-3, 12 A, 5.5 kW / 400 V, 3-pole, 60 V DC, auxiliary contacts: 1 NO, screw terminal, size: S00 | 1170 | 1 | Z9 | 1
3RT2017-1BE42 |  | power contactor, AC-3e/AC-3, 12 A, 5.5 kW / 400 V, 3-pole, 60 V DC, auxiliary contacts: 1 NC, screw terminal, size: S00 | 1170 | 1 | Z9 | 1
3RT2017-1BF41 |  | power contactor, AC-3e/AC-3, 12 A, 5.5 kW / 400 V, 3-pole, 110 V DC, auxiliary contacts: 1 NO, screw terminal, size: S00 | 1060 | 1 | Z9 | 1
3RT2017-1BF42 |  | power contactor, AC-3e/AC-3, 12 A, 5.5 kW / 400 V, 3-pole, 110 V DC, auxiliary contacts: 1 NC, screw terminal, size: S00 | 1060 | 1 | Z9 | 1
3RT2017-1BG41 |  | power contactor, AC-3e/AC-3, 12 A, 5.5 kW / 400 V, 3-pole, 125 V DC, auxiliary contacts: 1 NO, screw terminal, size: S00 | 1170 | 1 | Z9 | 1
3RT2017-1BG42 |  | power contactor, AC-3e/AC-3, 12 A, 5.5 kW / 400 V, 3-pole, 125 V DC, auxiliary contacts: 1 NC, screw terminal, size: S00 | 1170 | 1 | Z9 | 1
3RT2017-1BM41 |  | power contactor, AC-3e/AC-3, 12 A, 5.5 kW / 400 V, 3-pole, 220 V DC, auxiliary contacts: 1 NO, screw terminal, size: S00 | 1060 | 1 | Z9 | 1
3RT2017-1BM42 |  | power contactor, AC-3e/AC-3, 12 A, 5.5 kW / 400 V, 3-pole, 220 V DC, auxiliary contacts: 1 NC, screw terminal, size: S00 | 1060 | 1 | Z9 | 1
3RT2017-1BP41 |  | power contactor, AC-3e/AC-3, 12 A, 5.5 kW / 400 V, 3-pole, 230 V DC, auxiliary contacts: 1 NO, screw terminal, size: S00 | 1170 | 1 | Z9 | 1
3RT2017-1BP42 |  | power contactor, AC-3e/AC-3, 12 A, 5.5 kW / 400 V, 3-pole, 230 V DC, auxiliary contacts: 1 NC, screw terminal, size: S00 | 1170 | 1 | Z9 | 1
3RT2017-1BW41 |  | power contactor, AC-3e/AC-3, 12 A, 5.5 kW / 400 V, 3-pole, 48 V DC, auxiliary contacts: 1 NO, screw terminal, size: S00 | 1060 | 1 | Z9 | 1
3RT2017-1BW42 |  | power contactor, AC-3e/AC-3, 12 A, 5.5 kW / 400 V, 3-pole, 48 V DC, auxiliary contacts: 1 NC, screw terminal, size: S00 | 1060 | 1 | Z9 | 1
3RT2017-1BW44-3MA0 |  | power contactor, AC-3e/AC-3, 12 A, 5.5 kW / 400 V, 3-pole, 48 V DC, auxiliary contacts: 2 NO + 2 NC, screw terminal, size: S00, captive auxiliary switch | 1510 | 1 | Z9 | 1
3RT2017-1CK64-3MA0 |  | power contactor, AC-3e/AC-3, 12 A, 5.5 kW / 400 V, 3-pole, 110 V AC, 50 Hz / 120 V, 60 Hz, with varistor plugged on, auxiliary contacts: 2 NO + 2 NC, screw terminal, size: S00, captive auxiliary switch | 1560 | 1 | Z9 | 1
3RT2017-1CP04-3MA0 |  | power contactor, AC-3e/AC-3, 12 A, 5.5 kW / 400 V, 3-pole, 230 V AC, 50/60 Hz, with varistor plugged on, auxiliary contacts: 2 NO + 2 NC, screw terminal, size: S00, captive auxiliary switch | 1560 | 1 | Z9 | 1
3RT2017-1FB41 |  | power contactor, AC-3e/AC-3, 12 A, 5.5 kW / 400 V, 3-pole, 24 V DC, with integrated diode, auxiliary contacts: 1 NO, screw terminal, size: S00 | 1210 | 1 | Z9 | 1
3RT2017-1FB42 |  | power contactor, AC-3e/AC-3, 12 A, 5.5 kW / 400 V, 3-pole, 24 V DC, with integrated diode, auxiliary contacts: 1 NC, screw terminal, size: S00 | 1210 | 1 | Z9 | 1
3RT2017-1FB44-3MA0 |  | power contactor, AC-3e/AC-3, 12 A, 5.5 kW / 400 V, 3-pole, 24 V DC, with integrated diode, auxiliary contacts: 2 NO + 2 NC, screw terminal, size: S00, captive auxiliary switch | 1670 | 1 | Z9 | 1
3RT2017-1HB41 |  | power contactor, AC-3e/AC-3, 12 A, 5.5 kW / 400 V, 3-pole, 24 V DC, 0.7-1.25* Uc, auxiliary contacts: 1 NO, screw terminal, frame size: S00, suitable for PLC outputs, no auxiliary switch can be added | 1060 | 1 | Z9 | 1
3RT2017-1HB42 |  | power contactor, AC-3e/AC-3, 12 A, 5.5 kW / 400 V, 3-pole, 24 V DC, 0.7-1.25* Uc, auxiliary contacts: 1 NC, screw terminal, frame size: S00, suitable for PLC outputs, no auxiliary switch can be added | 1060 | 1 | Z9 | 1
3RT2017-1JB41 |  | power contactor, AC-3e/AC-3, 12 A, 5.5 kW / 400 V, 3-pole, 24 V DC, 0.7-1.25* Uc, with integrated diode, auxiliary contacts: 1 NO, screw terminal, frame size: S00, suitable for PLC outputs, no auxiliary switch can be added | 1210 | 1 | Z9 | 1
3RT2017-1JB42 |  | power contactor, AC-3e/AC-3, 12 A, 5.5 kW / 400 V, 3-pole, 24 V DC, 0.7-1.25* Uc, with integrated diode, auxiliary contacts: 1 NC, screw terminal, frame size: S00, suitable for PLC outputs, no auxiliary switch can be added | 1210 | 1 | Z9 | 1
3RT2017-1KB41 |  | power contactor, AC-3e/AC-3, 12 A, 5.5 kW / 400 V, 3-pole, 24 V DC, 0.7-1.25* Uc, with integrated suppressor diode, auxiliary contacts: 1 NO, screw terminal, frame size: S00, suitable for PLC outputs, no auxiliary switch can be added | 1190 | 1 | Z9 | 1
3RT2017-1KB42 |  | power contactor, AC-3e/AC-3, 12 A, 5.5 kW / 400 V, 3-pole, 24 V DC, 0.7-1.25* Uc, with integrated suppressor diode, auxiliary contacts: 1 NC, screw terminal, frame size: S00, suitable for PLC outputs, no auxiliary switch can be added | 1190 | 1 | Z9 | 1
3RT2017-1LB41 |  | power contactor, AC-3e/AC-3, 12 A, 5.5 kW / 400 V, 3-pole, 24 V DC, 0.7-1.25* Uc, with integrated varistor, auxiliary contacts: 1 NO, screw terminal, frame size: S00 | 1200 | 1 | Z9 | 1
3RT2017-1MB41-0KT0 |  | power contactor, AC-3e/AC-3, 12 A, 5.5 kW / 400 V, 3-pole, 24 V DC, 0.85-1.85* Uc, auxiliary contacts: 1 NO, screw terminal, frame size: S00, no auxiliary switch can be added | 1060 | 1 | Z9 | 1
3RT2017-1MB42-0KT0 |  | power contactor, AC-3e/AC-3, 12 A, 5.5 kW / 400 V, 3-pole, 24 V DC, 0.85-1.85* Uc, auxiliary contacts: 1 NC, screw terminal, frame size: S00, no auxiliary switch can be added | 1060 | 1 | Z9 | 1
3RT2017-1QB41 |  | power contactor, AC-3e/AC-3, 12 A, 5.5 kW / 400 V, 3-pole, 24 V DC, 0.7-1.25* Uc, with varistor plugged on, auxiliary contacts: 1 NO, screw terminal, frame size: S00, no auxiliary switch can be added | 1190 | 1 | Z9 | 1
3RT2017-1QB42 |  | power contactor, AC-3e/AC-3, 12 A, 5.5 kW / 400 V, 3-pole, 24 V DC, 0.7-1.25* Uc, with varistor plugged on, auxiliary contacts: 1 NC, screw terminal, frame size: S00, no auxiliary switch can be added | 1190 | 1 | Z9 | 1
3RT2017-1SB41 |  | power contactor, AC-3e/AC-3, 12 A, 5.5 kW / 400 V, 3-pole, 24 V DC, 0.85-1.85* Uc, with integrated suppressor diode, auxiliary contacts: 1 NO, screw terminal, frame size: S00 | 1190 | 1 | Z9 | 1
3RT2017-1SB42 |  | power contactor, AC-3e/AC-3, 12 A, 5.5 kW / 400 V, 3-pole, 24 V DC, 0.85-1.85* Uc, with integrated suppressor diode, auxiliary contacts: 1 NC, screw terminal, frame size: S00 | 1190 | 1 | Z9 | 1
3RT2017-1UB41 |  | power contactor, AC-3e/AC-3, 12 A, 5.5 kW / 400 V, 3-pole, 24 V DC, with integrated varistor, auxiliary contacts: 1 NO, screw terminal, size: S00 | 1210 | 1 | Z9 | 1
3RT2017-1UB42 |  | power contactor, AC-3e/AC-3, 12 A, 5.5 kW / 400 V, 3-pole, 24 V DC, with integrated varistor, auxiliary contacts: 1 NC, screw terminal, size: S00 | 1210 | 1 | Z9 | 1
3RT2017-1VB41 |  | power contactor, AC-3e/AC-3, 12 A, 5.5 kW / 400 V, 3-pole, 24 V DC, 0.85-1.85* Uc, with integrated diode, auxiliary contacts: 1 NO, screw terminal, frame size: S00, no auxiliary switch can be added | 1210 | 1 | Z9 | 1
3RT2017-1VB42 |  | power contactor, AC-3e/AC-3, 12 A, 5.5 kW / 400 V, 3-pole, 24 V DC, 0.85-1.85* Uc, with integrated diode, auxiliary contacts: 1 NC, screw terminal, frame size: S00, no auxiliary switch can be added | 1210 | 1 | Z9 | 1
3RT2017-1WB41 |  | power contactor, AC-3e/AC-3, 12 A, 5.5 kW / 400 V, 3-pole, 24 V DC, 0.85-1.85* Uc, with varistor plugged on, auxiliary contacts: 1 NO, screw terminal, frame size: S00, no auxiliary switch can be added | 1190 | 1 | Z9 | 1
3RT2017-1WB42 |  | power contactor, AC-3e/AC-3, 12 A, 5.5 kW / 400 V, 3-pole, 24 V DC, 0.85-1.85* Uc, with varistor plugged on, auxiliary contacts: 1 NC, screw terminal, frame size: S00, no auxiliary switch can be added | 1190 | 1 | Z9 | 1
3RT2017-1XB42-0LA2 |  | traction contactor, AC-3e/AC-3, 12 A, 5.5 kW / 400 V, 3-pole, 24-34 V DC, 0.7-1.25* Uc, solid-state operating mechanism, with integrated varistor, auxiliary contacts: 1 NC, screw terminal, frame size: S00 | 1720 | 1 | Z9 | 1
3RT2017-1XF42-0LA2 |  | traction contactor, AC-3e/AC-3, 12 A, 5.5 kW / 400 V, 3-pole, 72-125 V DC, 0.7-1.25* Uc, solid-state operating mechanism, with integrated varistor, auxiliary contacts: 1 NC, screw terminal, frame size: S00 | 1720 | 1 | Z9 | 1
3RT2017-2AB01 |  | power contactor, AC-3e/AC-3, 12 A, 5.5 kW / 400 V, 3-pole, 24 V AC, 50/60 Hz, auxiliary contacts: 1 NO, spring-loaded terminal, size: S00 | 921 | 1 | Z9 | 1
3RT2017-2AB01-1AA0 |  | power contactor, AC-3e/AC-3, 12 A, 5.5 kW / 400 V, 3-pole, 24 V AC, 50/60 Hz, auxiliary contacts: 1 NO, spring-loaded terminal, size: S00, upright mounting position | 992 | 1 | Z9 | 1
3RT2017-2AB02 |  | power contactor, AC-3e/AC-3, 12 A, 5.5 kW / 400 V, 3-pole, 24 V AC, 50/60 Hz, auxiliary contacts: 1 NC, spring-loaded terminal, size: S00 | 921 | 1 | Z9 | 1
3RT2017-2AD01 |  | power contactor, AC-3e/AC-3, 12 A, 5.5 kW / 400 V, 3-pole, 42 V AC, 50/60 Hz, auxiliary contacts: 1 NO, spring-loaded terminal, size: S00 | 998 | 1 | Z9 | 1
3RT2017-2AD02 |  | power contactor, AC-3e/AC-3, 12 A, 5.5 kW / 400 V, 3-pole, 42 V AC, 50/60 Hz, auxiliary contacts: 1 NC, spring-loaded terminal, size: S00 | 998 | 1 | Z9 | 1
3RT2017-2AF01 |  | power contactor, AC-3e/AC-3, 12 A, 5.5 kW / 400 V, 3-pole, 110 V AC, 50/60 Hz, auxiliary contacts: 1 NO, spring-loaded terminal, size: S00 | 921 | 1 | Z9 | 1
3RT2017-2AF02 |  | power contactor, AC-3e/AC-3, 12 A, 5.5 kW / 400 V, 3-pole, 110 V AC, 50/60 Hz, auxiliary contacts: 1 NC, spring-loaded terminal, size: S00 | 921 | 1 | Z9 | 1
3RT2017-2AH01 |  | power contactor, AC-3e/AC-3, 12 A, 5.5 kW / 400 V, 3-pole, 48 V AC, 50/60 Hz, auxiliary contacts: 1 NO, spring-loaded terminal, size: S00 | 921 | 1 | Z9 | 1
3RT2017-2AH02 |  | power contactor, AC-3e/AC-3, 12 A, 5.5 kW / 400 V, 3-pole, 48 V AC, 50/60 Hz, auxiliary contacts: 1 NC, spring-loaded terminal, size: S00 | 921 | 1 | Z9 | 1
3RT2017-2AK61 |  | power contactor, AC-3e/AC-3, 12 A, 5.5 kW / 400 V, 3-pole, 110 V AC, 50 Hz / 120 V, 60 Hz, auxiliary contacts: 1 NO, spring-loaded terminal, size: S00 | 921 | 1 | Z9 | 1
3RT2017-2AK62 |  | power contactor, AC-3e/AC-3, 12 A, 5.5 kW / 400 V, 3-pole, 110 V AC, 50 Hz / 120 V, 60 Hz, auxiliary contacts: 1 NC, spring-loaded terminal, size: S00 | 921 | 1 | Z9 | 1
3RT2017-2AK64-3MA0 |  | power contactor, AC-3e/AC-3, 12 A, 5.5 kW / 400 V, 3-pole, 110 V AC, 50 Hz / 120 V, 60 Hz, auxiliary contacts: 2 NO + 2 NC, spring-loaded terminal, size: S00, captive auxiliary switch | 1370 | 1 | Z9 | 1
3RT2017-2AN21 |  | power contactor, AC-3e/AC-3, 12 A, 5.5 kW / 400 V, 3-pole, 220 V AC, 50/60 Hz, auxiliary contacts: 1 NO, spring-loaded terminal, size: S00 | 921 | 1 | Z9 | 1
3RT2017-2AN22 |  | power contactor, AC-3e/AC-3, 12 A, 5.5 kW / 400 V, 3-pole, 220 V AC, 50/60 Hz, auxiliary contacts: 1 NC, spring-loaded terminal, size: S00 | 921 | 1 | Z9 | 1
3RT2017-2AP01 |  | power contactor, AC-3e/AC-3, 12 A, 5.5 kW / 400 V, 3-pole, 230 V AC, 50/60 Hz, auxiliary contacts: 1 NO, spring-loaded terminal, size: S00 | 921 | 1 | Z9 | 1
3RT2017-2AP01-1AA0 |  | power contactor, AC-3e/AC-3, 12 A, 5.5 kW / 400 V, 3-pole, 230 V AC, 50/60 Hz, auxiliary contacts: 1 NO, spring-loaded terminal, size: S00, upright mounting position | 992 | 1 | Z9 | 1
3RT2017-2AP02 |  | power contactor, AC-3e/AC-3, 12 A, 5.5 kW / 400 V, 3-pole, 230 V AC, 50/60 Hz, auxiliary contacts: 1 NC, spring-loaded terminal, size: S00 | 921 | 1 | Z9 | 1
3RT2017-2AP02-1AA0 |  | power contactor, AC-3e/AC-3, 12 A, 5.5 kW / 400 V, 3-pole, 230 V AC, 50/60 Hz, auxiliary contacts: 1 NC, spring-loaded terminal, size: S00, upright mounting position | 992 | 1 | Z9 | 1
3RT2017-2AP04 |  | power contactor, AC-3e/AC-3, 12 A, 5.5 kW / 400 V, 3-pole, 230 V AC, 50/60 Hz, auxiliary contacts: 2 NO + 2 NC, spring-loaded terminal, size: S00, removable auxiliary switch | 1320 | 1 | Z9 | 1
3RT2017-2AP04-3MA0 |  | power contactor, AC-3e/AC-3, 12 A, 5.5 kW / 400 V, 3-pole, 230 V AC, 50/60 Hz, auxiliary contacts: 2 NO + 2 NC, spring-loaded terminal, size: S00, captive auxiliary switch | 1370 | 1 | Z9 | 1
3RT2017-2AP61 |  | power contactor, AC-3e/AC-3, 12 A, 5.5 kW / 400 V, 3-pole, 220 V AC, 50 Hz / 240 V, 60 Hz, auxiliary contacts: 1 NO, spring-loaded terminal, size: S00 | 921 | 1 | Z9 | 1
3RT2017-2AP62 |  | power contactor, AC-3e/AC-3, 12 A, 5.5 kW / 400 V, 3-pole, 220 V AC, 50 Hz / 240 V, 60 Hz, auxiliary contacts: 1 NC, spring-loaded terminal, size: S00 | 921 | 1 | Z9 | 1
3RT2017-2AV01 |  | power contactor, AC-3e/AC-3, 12 A, 5.5 kW / 400 V, 3-pole, 400 V AC, 50/60 Hz, auxiliary contacts: 1 NO, spring-loaded terminal, size: S00 | 998 | 1 | Z9 | 1
3RT2017-2AV02 |  | power contactor, AC-3e/AC-3, 12 A, 5.5 kW / 400 V, 3-pole, 400 V AC, 50/60 Hz, auxiliary contacts: 1 NC, spring-loaded terminal, size: S00 | 998 | 1 | Z9 | 1
3RT2017-2BB41 |  | power contactor, AC-3e/AC-3, 12 A, 5.5 kW / 400 V, 3-pole, 24 V DC, auxiliary contacts: 1 NO, spring-loaded terminal, size: S00 | 1060 | 1 | Z9 | 1
3RT2017-2BB41-0CC0 |  | power contactor, AC-3e/AC-3, 12 A, 5.5 kW / 400 V, 3-pole, 24 V DC, auxiliary contacts: 1 NO, spring-loaded terminal, size: S00, communication-capable | 1170 | 1 | Z9 | 1
3RT2017-2BB42 |  | power contactor, AC-3e/AC-3, 12 A, 5.5 kW / 400 V, 3-pole, 24 V DC, auxiliary contacts: 1 NC, spring-loaded terminal, size: S00 | 1060 | 1 | Z9 | 1
3RT2017-2BB42-0CC0 |  | power contactor, AC-3e/AC-3, 12 A, 5.5 kW / 400 V, 3-pole, 24 V DC, auxiliary contacts: 1 NC, spring-loaded terminal, size: S00, communication-capable | 1170 | 1 | Z9 | 1
3RT2017-2BB42-1AA0 |  | power contactor, AC-3e/AC-3, 12 A, 5.5 kW / 400 V, 3-pole, 24 V DC, auxiliary contacts: 1 NC, spring-loaded terminal, size: S00, upright mounting position | 1130 | 1 | Z9 | 1
3RT2017-2BB44-3MA0 |  | power contactor, AC-3e/AC-3, 12 A, 5.5 kW / 400 V, 3-pole, 24 V DC, auxiliary contacts: 2 NO + 2 NC, spring-loaded terminal, size: S00, captive auxiliary switch | 1510 | 1 | Z9 | 1
3RT2017-2BE41 |  | power contactor, AC-3e/AC-3, 12 A, 5.5 kW / 400 V, 3-pole, 60 V DC, auxiliary contacts: 1 NO, spring-loaded terminal, size: S00 | 1170 | 1 | Z9 | 1
3RT2017-2BE42 |  | power contactor, AC-3e/AC-3, 12 A, 5.5 kW / 400 V, 3-pole, 60 V DC, auxiliary contacts: 1 NC, spring-loaded terminal, size: S00 | 1170 | 1 | Z9 | 1
3RT2017-2BF41 |  | power contactor, AC-3e/AC-3, 12 A, 5.5 kW / 400 V, 3-pole, 110 V DC, auxiliary contacts: 1 NO, spring-loaded terminal, size: S00 | 1060 | 1 | Z9 | 1
3RT2017-2BF42 |  | power contactor, AC-3e/AC-3, 12 A, 5.5 kW / 400 V, 3-pole, 110 V DC, auxiliary contacts: 1 NC, spring-loaded terminal, size: S00 | 1060 | 1 | Z9 | 1
3RT2017-2BG41 |  | power contactor, AC-3e/AC-3, 12 A, 5.5 kW / 400 V, 3-pole, 125 V DC, auxiliary contacts: 1 NO, spring-loaded terminal, size: S00 | 1170 | 1 | Z9 | 1
3RT2017-2BM41 |  | power contactor, AC-3e/AC-3, 12 A, 5.5 kW / 400 V, 3-pole, 220 V DC, auxiliary contacts: 1 NO, spring-loaded terminal, size: S00 | 1060 | 1 | Z9 | 1
3RT2017-2BM42 |  | power contactor, AC-3e/AC-3, 12 A, 5.5 kW / 400 V, 3-pole, 220 V DC, auxiliary contacts: 1 NC, spring-loaded terminal, size: S00 | 1060 | 1 | Z9 | 1
3RT2017-2BW41 |  | power contactor, AC-3e/AC-3, 12 A, 5.5 kW / 400 V, 3-pole, 48 V DC, auxiliary contacts: 1 NO, spring-loaded terminal, size: S00 | 1060 | 1 | Z9 | 1
3RT2017-2BW42 |  | power contactor, AC-3e/AC-3, 12 A, 5.5 kW / 400 V, 3-pole, 48 V DC, auxiliary contacts: 1 NC, spring-loaded terminal, size: S00 | 1060 | 1 | Z9 | 1
3RT2017-2CP04-3MA0 |  | power contactor, AC-3e/AC-3, 12 A, 5.5 kW / 400 V, 3-pole, 230 V AC, 50/60 Hz, with varistor plugged on, auxiliary contacts: 2 NO + 2 NC, spring-loaded terminal, size: S00, captive auxiliary switch | 1560 | 1 | Z9 | 1
3RT2017-2EP02 |  | power contactor, AC-3e/AC-3, 12 A, 5.5 kW / 400 V, 3-pole, 230 V AC, 50/60 Hz, with plugged-on RC element, auxiliary contacts: 1 NC, spring-loaded terminal, size: S00 | 1230 | 1 | Z9 | 1
3RT2017-2FB41 |  | power contactor, AC-3e/AC-3, 12 A, 5.5 kW / 400 V, 3-pole, 24 V DC, with integrated diode, auxiliary contacts: 1 NO, spring-loaded terminal, size: S00 | 1210 | 1 | Z9 | 1
3RT2017-2FB42 |  | power contactor, AC-3e/AC-3, 12 A, 5.5 kW / 400 V, 3-pole, 24 V DC, with integrated diode, auxiliary contacts: 1 NC, spring-loaded terminal, size: S00 | 1210 | 1 | Z9 | 1
3RT2017-2FB44-3MA0 |  | power contactor, AC-3e/AC-3, 12 A, 5.5 kW / 400 V, 3-pole, 24 V DC, with integrated diode, auxiliary contacts: 2 NO + 2 NC, spring-loaded terminal, size: S00, captive auxiliary switch | 1670 | 1 | Z9 | 1
3RT2017-2FF42 |  | power contactor, AC-3e/AC-3, 12 A, 5.5 kW / 400 V, 3-pole, 110 V DC, with integrated diode, auxiliary contacts: 1 NC, spring-loaded terminal, size: S00 | 1210 | 1 | Z9 | 1
3RT2017-2FF48-0KT1 |  | power contactor, AC-3e/AC-3, 12 A, 5.5 kW / 400 V, 3-pole, 110 V DC, with integrated diode, auxiliary contacts: 2 NO + 3 NC, spring-loaded terminal, size: S00, 3RH2921-2DA11 (1 NO + 1 NC), mounted left and right | 1910 | 1 | Z9 | 1
3RT2017-2FW42 |  | power contactor, AC-3e/AC-3, 12 A, 5.5 kW / 400 V, 3-pole, 48 V DC, with integrated diode, auxiliary contacts: 1 NC, spring-loaded terminal, size: S00 | 1210 | 1 | Z9 | 1
3RT2017-2GG22 |  | power contactor, AC-3e/AC-3, 12 A, 5.5 kW / 400 V, 3-pole, 110 V AC, 50/60 Hz, with integrated full-wave rectifier, auxiliary contacts: 1 NC, spring-loaded terminal, size: S00 | 1560 | 1 | Z9 | 1
3RT2017-2HB41 |  | power contactor, AC-3e/AC-3, 12 A, 5.5 kW / 400 V, 3-pole, 24 V DC, 0.7-1.25* Uc, auxiliary contacts: 1 NO, spring-loaded terminal, frame size: S00, suitable for PLC outputs, no auxiliary switch can be added | 1060 | 1 | Z9 | 1
3RT2017-2HB42 |  | power contactor, AC-3e/AC-3, 12 A, 5.5 kW / 400 V, 3-pole, 24 V DC, 0.7-1.25* Uc, auxiliary contacts: 1 NC, spring-loaded terminal, frame size: S00, suitable for PLC outputs, no auxiliary switch can be added | 1060 | 1 | Z9 | 1
3RT2017-2JB41 |  | power contactor, AC-3e/AC-3, 12 A, 5.5 kW / 400 V, 3-pole, 24 V DC, 0.7-1.25* Uc, with integrated diode, auxiliary contacts: 1 NO, spring-loaded terminal, frame size: S00, suitable for PLC outputs, no auxiliary switch can be added | 1210 | 1 | Z9 | 1
3RT2017-2JB42 |  | power contactor, AC-3e/AC-3, 12 A, 5.5 kW / 400 V, 3-pole, 24 V DC, 0.7-1.25* Uc, with integrated diode, auxiliary contacts: 1 NC, spring-loaded terminal, frame size: S00, suitable for PLC outputs, no auxiliary switch can be added | 1210 | 1 | Z9 | 1
3RT2017-2KA42 |  | power contactor, AC-3e/AC-3, 12 A, 5.5 kW / 400 V, 3-pole, 12 V DC, 0.7-1.25* Uc, with integrated suppressor diode, auxiliary contacts: 1 NC, spring-loaded terminal, frame size: S00, suitable for PLC outputs, no auxiliary switch can be added | 1310 | 1 | Z9 | 1
3RT2017-2KB41 |  | power contactor, AC-3e/AC-3, 12 A, 5.5 kW / 400 V, 3-pole, 24 V DC, 0.7-1.25* Uc, with integrated suppressor diode, auxiliary contacts: 1 NO, spring-loaded terminal, frame size: S00, suitable for PLC outputs, no auxiliary switch can be added | 1190 | 1 | Z9 | 1
3RT2017-2KB41-1AA0 |  | power contactor, AC-3e/AC-3, 12 A, 5.5 kW / 400 V, 3-pole, 24 V DC, 0.7-1.25* Uc, with integrated suppressor diode, auxiliary contacts: 1 NO, spring-loaded terminal, frame size: S00, suitable for PLC outputs, no auxiliary switch can be added, upright mounting position | 1260 | 1 | Z9 | 1
3RT2017-2KB42 |  | power contactor, AC-3e/AC-3, 12 A, 5.5 kW / 400 V, 3-pole, 24 V DC, 0.7-1.25* Uc, with integrated suppressor diode, auxiliary contacts: 1 NC, spring-loaded terminal, frame size: S00, suitable for PLC outputs, no auxiliary switch can be added | 1190 | 1 | Z9 | 1
3RT2017-2KB42-0LA0 |  | traction contactor, AC-3e/AC-3, 12 A, 5.5 kW / 400 V, 3-pole, 24 V DC, 0.7-1.25* Uc, with integrated suppressor diode, auxiliary contacts: 1 NC, spring-loaded terminal, frame size: S00, with plugged on series resistor | 1670 | 1 | Z9 | 1
3RT2017-2KB42-1AA0 |  | power contactor, AC-3e/AC-3, 12 A, 5.5 kW / 400 V, 3-pole, 24 V DC, 0.7-1.25* Uc, with integrated suppressor diode, auxiliary contacts: 1 NC, spring-loaded terminal, frame size: S00, suitable for PLC outputs, no auxiliary switch can be added, upright mounting position | 1260 | 1 | Z9 | 1
3RT2017-2KB42-1LA0 |  | traction contactor, AC-3e/AC-3, 12 A, 5.5 kW / 400 V, 3-pole, 24 V DC, 0.7-1.25* Uc, with integrated suppressor diode, auxiliary contacts: 1 NC, spring-loaded terminal, frame size: S00, suitable for PLC outputs, no auxiliary switch can be added, upright mounting position | 1740 | 1 | Z9 | 1
3RT2017-2KF41 |  | power contactor, AC-3e/AC-3, 12 A, 5.5 kW / 400 V, 3-pole, 110 V DC, 0.7-1.25* Uc, with integrated suppressor diode, auxiliary contacts: 1 NO, spring-loaded terminal, frame size: S00, suitable for PLC outputs, no auxiliary switch can be added | 1200 | 1 | Z9 | 1
3RT2017-2KF41-1AA0 |  | power contactor, AC-3e/AC-3, 12 A, 5.5 kW / 400 V, 3-pole, 110 V DC, 0.7-1.25* Uc, with integrated suppressor diode, auxiliary contacts: 1 NO, spring-loaded terminal, frame size: S00, suitable for PLC outputs, no auxiliary switch can be added, upright mounting position | 1270 | 1 | Z9 | 1
3RT2017-2KF42 |  | power contactor, AC-3e/AC-3, 12 A, 5.5 kW / 400 V, 3-pole, 110 V DC, 0.7-1.25* Uc, with integrated suppressor diode, auxiliary contacts: 1 NC, spring-loaded terminal, frame size: S00, suitable for PLC outputs, no auxiliary switch can be added | 1200 | 1 | Z9 | 1
3RT2017-2KF42-0LA0 |  | traction contactor, AC-3e/AC-3, 12 A, 5.5 kW / 400 V, 3-pole, 110 V DC, 0.7-1.25* Uc, with integrated suppressor diode, auxiliary contacts: 1 NC, spring-loaded terminal, frame size: S00, with plugged on series resistor | 1670 | 1 | Z9 | 1
3RT2017-2KF42-1LA0 |  | traction contactor, AC-3e/AC-3, 12 A, 5.5 kW / 400 V, 3-pole, 110 V DC, 0.7-1.25* Uc, with integrated suppressor diode, auxiliary contacts: 1 NC, spring-loaded terminal, frame size: S00, with plugged on series resistor, upright mounting position | 1740 | 1 | Z9 | 1
3RT2017-2KG42 |  | power contactor, AC-3e/AC-3, 12 A, 5.5 kW / 400 V, 3-pole, 125 V DC, 0.7-1.25* Uc, with integrated suppressor diode, auxiliary contacts: 1 NC, spring-loaded terminal, frame size: S00, suitable for PLC outputs, no auxiliary switch can be added | 1310 | 1 | Z9 | 1
3RT2017-2KG42-0LA0 |  | traction contactor, AC-3e/AC-3, 12 A, 5.5 kW / 400 V, 3-pole, 125 V DC, 0.7-1.25* Uc, with integrated suppressor diode, auxiliary contacts: 1 NC, spring-loaded terminal, frame size: S00, with plugged on series resistor | 1780 | 1 | Z9 | 1
3RT2017-2KJ82-0LA0 |  | traction contactor, AC-3e/AC-3, 12 A, 5.5 kW / 400 V, 3-pole, 72 V DC, 0.7-1.25* Uc, with integrated suppressor diode, auxiliary contacts: 1 NC, spring-loaded terminal, frame size: S00, with plugged on series resistor | 1780 | 1 | Z9 | 1
3RT2017-2KV41 |  | power contactor, AC-3e/AC-3, 12 A, 5.5 kW / 400 V, 3-pole, 36 V DC, 0.7-1.25* Uc, with integrated suppressor diode, auxiliary contacts: 1 NO, spring-loaded terminal, frame size: S00, suitable for PLC outputs, no auxiliary switch can be added | 1310 | 1 | Z9 | 1
3RT2017-2LB41 |  | power contactor, AC-3e/AC-3, 12 A, 5.5 kW / 400 V, 3-pole, 24 V DC, 0.7-1.25* Uc, with integrated varistor, auxiliary contacts: 1 NO, spring-loaded terminal, frame size: S00 | 1200 | 1 | Z9 | 1
3RT2017-2LB41-1AA0 |  | power contactor, AC-3e/AC-3, 12 A, 5.5 kW / 400 V, 3-pole, 24 V DC, 0.7-1.25* Uc, with integrated varistor, auxiliary contacts: 1 NO, spring-loaded terminal, frame size: S00, upright mounting position | 1270 | 1 | Z9 | 1
3RT2017-2LB42 |  | power contactor, AC-3e/AC-3, 12 A, 5.5 kW / 400 V, 3-pole, 24 V DC, 0.7-1.25* Uc, with integrated varistor, auxiliary contacts: 1 NC, spring-loaded terminal, frame size: S00 | 1200 | 1 | Z9 | 1
3RT2017-2LB42-0LA0 |  | traction contactor, AC-3e/AC-3, 12 A, 5.5 kW / 400 V, 3-pole, 24 V DC, 0.7-1.25* Uc, with integrated varistor, auxiliary contacts: 1 NC, spring-loaded terminal, frame size: S00, with plugged on series resistor | 1670 | 1 | Z9 | 1
3RT2017-2LB42-1AA0 |  | power contactor, AC-3e/AC-3, 12 A, 5.5 kW / 400 V, 3-pole, 24 V DC, 0.7-1.25* Uc, with integrated varistor, auxiliary contacts: 1 NC, spring-loaded terminal, frame size: S00, upright mounting position | 1270 | 1 | Z9 | 1
3RT2017-2LB42-1LA0 |  | traction contactor, AC-3e/AC-3, 12 A, 5.5 kW / 400 V, 3-pole, 24 V DC, 0.7-1.25* Uc, with integrated varistor, auxiliary contacts: 1 NC, spring-loaded terminal, frame size: S00, with plugged on series resistor, upright mounting position | 1740 | 1 | Z9 | 1
3RT2017-2LF41 |  | power contactor, AC-3e/AC-3, 12 A, 5.5 kW / 400 V, 3-pole, 110 V DC, 0.7-1.25* Uc, with integrated varistor, auxiliary contacts: 1 NO, spring-loaded terminal, frame size: S00 | 1200 | 1 | Z9 | 1
3RT2017-2LF42 |  | power contactor, AC-3e/AC-3, 12 A, 5.5 kW / 400 V, 3-pole, 110 V DC, 0.7-1.25* Uc, with integrated varistor, auxiliary contacts: 1 NC, spring-loaded terminal, frame size: S00 | 1200 | 1 | Z9 | 1
3RT2017-2LF42-0LA0 |  | traction contactor, AC-3e/AC-3, 12 A, 5.5 kW / 400 V, 3-pole, 110 V DC, 0.7-1.25* Uc, with integrated varistor, auxiliary contacts: 1 NC, spring-loaded terminal, frame size: S00, with plugged on series resistor | 1670 | 1 | Z9 | 1
3RT2017-2LF42-1LA0 |  | traction contactor, AC-3e/AC-3, 12 A, 5.5 kW / 400 V, 3-pole, 110 V DC, 0.7-1.25* Uc, with integrated varistor, auxiliary contacts: 1 NC, spring-loaded terminal, frame size: S00, with plugged on series resistor, upright mounting position | 1740 | 1 | Z9 | 1
3RT2017-2LJ82-0LA0 |  | traction contactor, AC-3e/AC-3, 12 A, 5.5 kW / 400 V, 3-pole, 72 V DC, 0.7-1.25* Uc, with integrated varistor, auxiliary contacts: 1 NC, spring-loaded terminal, frame size: S00, with plugged on series resistor | 1780 | 1 | Z9 | 1
3RT2017-2MB41-0KT0 |  | power contactor, AC-3e/AC-3, 12 A, 5.5 kW / 400 V, 3-pole, 24 V DC, 0.85-1.85* Uc, auxiliary contacts: 1 NO, spring-loaded terminal, frame size: S00, no auxiliary switch can be added | 1060 | 1 | Z9 | 1
3RT2017-2MB42-0KT0 |  | power contactor, AC-3e/AC-3, 12 A, 5.5 kW / 400 V, 3-pole, 24 V DC, 0.85-1.85* Uc, auxiliary contacts: 1 NC, spring-loaded terminal, frame size: S00, no auxiliary switch can be added | 1060 | 1 | Z9 | 1
3RT2017-2QB41 |  | power contactor, AC-3e/AC-3, 12 A, 5.5 kW / 400 V, 3-pole, 24 V DC, 0.7-1.25* Uc, with varistor plugged on, auxiliary contacts: 1 NO, spring-loaded terminal, frame size: S00, no auxiliary switch can be added | 1190 | 1 | Z9 | 1
3RT2017-2QB42 |  | power contactor, AC-3e/AC-3, 12 A, 5.5 kW / 400 V, 3-pole, 24 V DC, 0.7-1.25* Uc, with varistor plugged on, auxiliary contacts: 1 NC, spring-loaded terminal, frame size: S00, no auxiliary switch can be added | 1190 | 1 | Z9 | 1
3RT2017-2SB41 |  | power contactor, AC-3e/AC-3, 12 A, 5.5 kW / 400 V, 3-pole, 24 V DC, 0.85-1.85* Uc, with integrated suppressor diode, auxiliary contacts: 1 NO, spring-loaded terminal, frame size: S00 | 1190 | 1 | Z9 | 1
3RT2017-2SB42 |  | power contactor, AC-3e/AC-3, 12 A, 5.5 kW / 400 V, 3-pole, 24 V DC, 0.85-1.85* Uc, with integrated suppressor diode, auxiliary contacts: 1 NC, spring-loaded terminal, frame size: S00 | 1190 | 1 | Z9 | 1
3RT2017-2UB41 |  | power contactor, AC-3e/AC-3, 12 A, 5.5 kW / 400 V, 3-pole, 24 V DC, with integrated varistor, auxiliary contacts: 1 NO, spring-loaded terminal, size: S00 | 1210 | 1 | Z9 | 1
3RT2017-2UB42 |  | power contactor, AC-3e/AC-3, 12 A, 5.5 kW / 400 V, 3-pole, 24 V DC, with integrated varistor, auxiliary contacts: 1 NC, spring-loaded terminal, size: S00 | 1210 | 1 | Z9 | 1
3RT2017-2UW42 |  | power contactor, AC-3e/AC-3, 12 A, 5.5 kW / 400 V, 3-pole, 48 V DC, with integrated varistor, auxiliary contacts: 1 NC, spring-loaded terminal, size: S00 | 1210 | 1 | Z9 | 1
3RT2017-2VB41 |  | power contactor, AC-3e/AC-3, 12 A, 5.5 kW / 400 V, 3-pole, 24 V DC, 0.85-1.85* Uc, with integrated diode, auxiliary contacts: 1 NO, spring-loaded terminal, frame size: S00, no auxiliary switch can be added | 1210 | 1 | Z9 | 1
3RT2017-2VB42 |  | power contactor, AC-3e/AC-3, 12 A, 5.5 kW / 400 V, 3-pole, 24 V DC, 0.85-1.85* Uc, with integrated diode, auxiliary contacts: 1 NC, spring-loaded terminal, frame size: S00, no auxiliary switch can be added | 1210 | 1 | Z9 | 1
3RT2017-2WB41 |  | power contactor, AC-3e/AC-3, 12 A, 5.5 kW / 400 V, 3-pole, 24 V DC, 0.85-1.85* Uc, with varistor plugged on, auxiliary contacts: 1 NO, spring-loaded terminal, frame size: S00, no auxiliary switch can be added | 1190 | 1 | Z9 | 1
3RT2017-2WB42 |  | power contactor, AC-3e/AC-3, 12 A, 5.5 kW / 400 V, 3-pole, 24 V DC, 0.85-1.85* Uc, with varistor plugged on, auxiliary contacts: 1 NC, spring-loaded terminal, frame size: S00, no auxiliary switch can be added | 1190 | 1 | Z9 | 1
3RT2017-2XB41-0LA2 |  | traction contactor, AC-3e/AC-3, 12 A, 5.5 kW / 400 V, 3-pole, 24-34 V DC, 0.7-1.25* Uc, solid-state operating mechanism, with integrated varistor, auxiliary contacts: 1 NO, spring-loaded terminal, frame size: S00 | 1720 | 1 | Z9 | 1
3RT2017-2XB42-0LA2 |  | traction contactor, AC-3e/AC-3, 12 A, 5.5 kW / 400 V, 3-pole, 24-34 V DC, 0.7-1.25* Uc, solid-state operating mechanism, with integrated varistor, auxiliary contacts: 1 NC, spring-loaded terminal, frame size: S00 | 1720 | 1 | Z9 | 1
3RT2017-2XF41-0LA2 |  | traction contactor, AC-3e/AC-3, 12 A, 5.5 kW / 400 V, 3-pole, 72-125 V DC, 0.7-1.25* Uc, solid-state operating mechanism, with integrated varistor, auxiliary contacts: 1 NO, spring-loaded terminal, frame size: S00 | 1720 | 1 | Z9 | 1
3RT2017-2XF42-0LA2 |  | traction contactor, AC-3e/AC-3, 12 A, 5.5 kW / 400 V, 3-pole, 72-125 V DC, 0.7-1.25* Uc, solid-state operating mechanism, with integrated varistor, auxiliary contacts: 1 NC, spring-loaded terminal, frame size: S00 | 1720 | 1 | Z9 | 1
3RT2018-1AB01 |  | power contactor, AC-3e/AC-3, 16 A, 7.5 kW / 400 V, 3-pole, 24 V AC, 50/60 Hz, auxiliary contacts: 1 NO, screw terminal, size: S00 | 1170 | 1 | Z9 | 1
3RT2018-1AB01-0UA0 |  | contactor, NEMA version, 5 HP, 460 / 575 V, 3-pole, 24 V AC, 50/60 Hz, auxiliary contacts: 1 NO, screw terminal, size: S00 | 1270 | 1 | Z9 | 1
3RT2018-1AB02 |  | power contactor, AC-3e/AC-3, 16 A, 7.5 kW / 400 V, 3-pole, 24 V AC, 50/60 Hz, auxiliary contacts: 1 NC, screw terminal, size: S00 | 1170 | 1 | Z9 | 1
3RT2018-1AD01 |  | power contactor, AC-3e/AC-3, 16 A, 7.5 kW / 400 V, 3-pole, 42 V AC, 50/60 Hz, auxiliary contacts: 1 NO, screw terminal, size: S00 | 1240 | 1 | Z9 | 1
3RT2018-1AD02 |  | power contactor, AC-3e/AC-3, 16 A, 7.5 kW / 400 V, 3-pole, 42 V AC, 50/60 Hz, auxiliary contacts: 1 NC, screw terminal, size: S00 | 1240 | 1 | Z9 | 1
3RT2018-1AF01 |  | power contactor, AC-3e/AC-3, 16 A, 7.5 kW / 400 V, 3-pole, 110 V AC, 50/60 Hz, auxiliary contacts: 1 NO, screw terminal, size: S00 | 1170 | 1 | Z9 | 1
3RT2018-1AF02 |  | power contactor, AC-3e/AC-3, 16 A, 7.5 kW / 400 V, 3-pole, 110 V AC, 50/60 Hz, auxiliary contacts: 1 NC, screw terminal, size: S00 | 1170 | 1 | Z9 | 1
3RT2018-1AG61 |  | power contactor, AC-3e/AC-3, 16 A, 7.5 kW / 400 V, 3-pole, 100 V AC, 50 Hz / 100-110 V, 60 Hz, auxiliary contacts: 1 NO, screw terminal, size: S00 | 1240 | 1 | Z9 | 1
3RT2018-1AG62 |  | power contactor, AC-3e/AC-3, 16 A, 7.5 kW / 400 V, 3-pole, 100 V AC, 50 Hz / 100-110 V, 60 Hz, auxiliary contacts: 1 NC, screw terminal, size: S00 | 1240 | 1 | Z9 | 1
3RT2018-1AH01 |  | power contactor, AC-3e/AC-3, 16 A, 7.5 kW / 400 V, 3-pole, 48 V AC, 50/60 Hz, auxiliary contacts: 1 NO, screw terminal, size: S00 | 1170 | 1 | Z9 | 1
3RT2018-1AH02 |  | power contactor, AC-3e/AC-3, 16 A, 7.5 kW / 400 V, 3-pole, 48 V AC, 50/60 Hz, auxiliary contacts: 1 NC, screw terminal, size: S00 | 1170 | 1 | Z9 | 1
3RT2018-1AK61 |  | power contactor, AC-3e/AC-3, 16 A, 7.5 kW / 400 V, 3-pole, 110 V AC, 50 Hz / 120 V, 60 Hz, auxiliary contacts: 1 NO, screw terminal, size: S00 | 1170 | 1 | Z9 | 1
3RT2018-1AK61-0UA0 |  | contactor, NEMA version, 5 HP, 460 / 575 V, 3-pole, 110 V AC, 50 Hz / 120 V, 60 Hz, auxiliary contacts: 1 NO, screw terminal, size: S00 | 1270 | 1 | Z9 | 1
3RT2018-1AK62 |  | power contactor, AC-3e/AC-3, 16 A, 7.5 kW / 400 V, 3-pole, 110 V AC, 50 Hz / 120 V, 60 Hz, auxiliary contacts: 1 NC, screw terminal, size: S00 | 1170 | 1 | Z9 | 1
3RT2018-1AK64-3MA0 |  | power contactor, AC-3e/AC-3, 16 A, 7.5 kW / 400 V, 3-pole, 110 V AC, 50 Hz / 120 V, 60 Hz, auxiliary contacts: 2 NO + 2 NC, screw terminal, size: S00, captive auxiliary switch | 1630 | 1 | Z9 | 1
3RT2018-1AM21-0UA0 |  | contactor, NEMA version, 5 HP, 460 / 575 V, 3-pole, 208 V AC, 50/60 Hz, auxiliary contacts: 1 NO, screw terminal, size: S00 | 1340 | 1 | Z9 | 1
3RT2018-1AN21 |  | power contactor, AC-3e/AC-3, 16 A, 7.5 kW / 400 V, 3-pole, 220 V AC, 50/60 Hz, auxiliary contacts: 1 NO, screw terminal, size: S00 | 1170 | 1 | Z9 | 1
3RT2018-1AN22 |  | power contactor, AC-3e/AC-3, 16 A, 7.5 kW / 400 V, 3-pole, 220 V AC, 50/60 Hz, auxiliary contacts: 1 NC, screw terminal, size: S00 | 1170 | 1 | Z9 | 1
3RT2018-1AN24-3MA0 |  | power contactor, AC-3e/AC-3, 16 A, 7.5 kW / 400 V, 3-pole, 220 V AC, 50/60 Hz, auxiliary contacts: 2 NO + 2 NC, screw terminal, size: S00, captive auxiliary switch | 1630 | 1 | Z9 | 1
3RT2018-1AN61 |  | power contactor, AC-3e/AC-3, 16 A, 7.5 kW / 400 V, 3-pole, 200 V AC, 50 Hz / 200-220 V, 60 Hz, auxiliary contacts: 1 NO, screw terminal, size: S00 | 1240 | 1 | Z9 | 1
3RT2018-1AN62 |  | power contactor, AC-3e/AC-3, 16 A, 7.5 kW / 400 V, 3-pole, 200 V AC, 50 Hz / 200-220 V, 60 Hz, auxiliary contacts: 1 NC, screw terminal, size: S00 | 1240 | 1 | Z9 | 1
3RT2018-1AP01 |  | power contactor, AC-3e/AC-3, 16 A, 7.5 kW / 400 V, 3-pole, 230 V AC, 50/60 Hz, auxiliary contacts: 1 NO, screw terminal, size: S00 | 1170 | 1 | Z9 | 1
3RT2018-1AP01-2AA0 |  | power contactor, AC-3e/AC-3, 16 A, 7.5 kW / 400 V, 3-pole, 230 V AC, 50/60 Hz, auxiliary contacts: 1 NO, screw terminal, size: S00, suspended mounting position | 1240 | 1 | Z9 | 1
3RT2018-1AP02 |  | power contactor, AC-3e/AC-3, 16 A, 7.5 kW / 400 V, 3-pole, 230 V AC, 50/60 Hz, auxiliary contacts: 1 NC, screw terminal, size: S00 | 1170 | 1 | Z9 | 1
3RT2018-1AP02-2AA0 |  | power contactor, AC-3e/AC-3, 16 A, 7.5 kW / 400 V, 3-pole, 230 V AC, 50/60 Hz, auxiliary contacts: 1 NC, screw terminal, size: S00, suspended mounting position | 1240 | 1 | Z9 | 1
3RT2018-1AP04-3MA0 |  | power contactor, AC-3e/AC-3, 16 A, 7.5 kW / 400 V, 3-pole, 230 V AC, 50/60 Hz, auxiliary contacts: 2 NO + 2 NC, screw terminal, size: S00, captive auxiliary switch | 1630 | 1 | Z9 | 1
3RT2018-1AP61 |  | power contactor, AC-3e/AC-3, 16 A, 7.5 kW / 400 V, 3-pole, 220 V AC, 50 Hz / 240 V, 60 Hz, auxiliary contacts: 1 NO, screw terminal, size: S00 | 1170 | 1 | Z9 | 1
3RT2018-1AP61-0UA0 |  | contactor, NEMA version, 5 HP, 460 / 575 V, 3-pole, 220 V AC, 50 Hz / 240 V, 60 Hz, auxiliary contacts: 1 NO, screw terminal, size: S00 | 1270 | 1 | Z9 | 1
3RT2018-1AP62 |  | power contactor, AC-3e/AC-3, 16 A, 7.5 kW / 400 V, 3-pole, 220 V AC, 50 Hz / 240 V, 60 Hz, auxiliary contacts: 1 NC, screw terminal, size: S00 | 1170 | 1 | Z9 | 1
3RT2018-1AQ01 |  | power contactor, AC-3e/AC-3, 16 A, 7.5 kW / 400 V, 3-pole, 380 V AC, 50/60 Hz, auxiliary contacts: 1 NO, screw terminal, size: S00 | 1240 | 1 | Z9 | 1
3RT2018-1AQ02 |  | power contactor, AC-3e/AC-3, 16 A, 7.5 kW / 400 V, 3-pole, 380 V AC, 50/60 Hz, auxiliary contacts: 1 NC, screw terminal, size: S00 | 1240 | 1 | Z9 | 1
3RT2018-1AR61 |  | power contactor, AC-3e/AC-3, 16 A, 7.5 kW / 400 V, 3-pole, 400 V AC, 50 Hz / 400-440 V, 60 Hz, auxiliary contacts: 1 NO, screw terminal, size: S00 | 1240 | 1 | Z9 | 1
3RT2018-1AR62 |  | power contactor, AC-3e/AC-3, 16 A, 7.5 kW / 400 V, 3-pole, 400 V AC, 50 Hz / 400-440 V, 60 Hz, auxiliary contacts: 1 NC, screw terminal, size: S00 | 1240 | 1 | Z9 | 1
3RT2018-1AS01 |  | power contactor, AC-3e/AC-3, 16 A, 7.5 kW / 400 V, 3-pole, 500 V AC, 50/60 Hz, auxiliary contacts: 1 NO, screw terminal, size: S00 | 1240 | 1 | Z9 | 1
3RT2018-1AU01 |  | power contactor, AC-3e/AC-3, 16 A, 7.5 kW / 400 V, 3-pole, 240 V AC, 50/60 Hz, auxiliary contacts: 1 NO, screw terminal, size: S00 | 1170 | 1 | Z9 | 1
3RT2018-1AU61 |  | power contactor, AC-3e/AC-3, 16 A, 7.5 kW / 400 V, 3-pole, 277 V AC, 60 Hz, auxiliary contacts: 1 NO, screw terminal, size: S00 | 1240 | 1 | Z9 | 1
3RT2018-1AU62 |  | power contactor, AC-3e/AC-3, 16 A, 7.5 kW / 400 V, 3-pole, 277 V AC, 60 Hz, auxiliary contacts: 1 NC, screw terminal, size: S00 | 1240 | 1 | Z9 | 1
3RT2018-1AV01 |  | power contactor, AC-3e/AC-3, 16 A, 7.5 kW / 400 V, 3-pole, 400 V AC, 50/60 Hz, auxiliary contacts: 1 NO, screw terminal, size: S00 | 1240 | 1 | Z9 | 1
3RT2018-1AV02 |  | power contactor, AC-3e/AC-3, 16 A, 7.5 kW / 400 V, 3-pole, 400 V AC, 50/60 Hz, auxiliary contacts: 1 NC, screw terminal, size: S00 | 1240 | 1 | Z9 | 1
3RT2018-1AV61 |  | power contactor, AC-3e/AC-3, 16 A, 7.5 kW / 400 V, 3-pole, 480 V AC, 60 Hz, auxiliary contacts: 1 NO, screw terminal, size: S00 | 1240 | 1 | Z9 | 1
3RT2018-1AV61-0UA0 |  | contactor, NEMA version, 5 HP, 460 / 575 V, 3-pole, 480 V AC, 60 Hz, auxiliary contacts: 1 NO, screw terminal, size: S00 | 1340 | 1 | Z9 | 1
3RT2018-1AV62 |  | power contactor, AC-3e/AC-3, 16 A, 7.5 kW / 400 V, 3-pole, 480 V AC, 60 Hz, auxiliary contacts: 1 NC, screw terminal, size: S00 | 1240 | 1 | Z9 | 1
3RT2018-1BA42 |  | power contactor, AC-3e/AC-3, 16 A, 7.5 kW / 400 V, 3-pole, 12 V DC, auxiliary contacts: 1 NC, screw terminal, size: S00 | 1880 | 1 | Z9 | 1
3RT2018-1BB41 |  | power contactor, AC-3e/AC-3, 16 A, 7.5 kW / 400 V, 3-pole, 24 V DC, auxiliary contacts: 1 NO, screw terminal, size: S00 | 1880 | 1 | Z9 | 1
3RT2018-1BB41-0CC0 |  | power contactor, AC-3e/AC-3, 16 A, 7.5 kW / 400 V, 3-pole, 24 V DC, auxiliary contacts: 1 NO, screw terminal, size: S00, communication-capable | 1990 | 1 | Z9 | 1
3RT2018-1BB41-0UA0 |  | contactor, NEMA version, 5 HP, 460 / 575 V, 3-pole, 24 V DC, auxiliary contacts: 1 NO, screw terminal, size: S00 | 1970 | 1 | Z9 | 1
3RT2018-1BB42 |  | power contactor, AC-3e/AC-3, 16 A, 7.5 kW / 400 V, 3-pole, 24 V DC, auxiliary contacts: 1 NC, screw terminal, size: S00 | 1880 | 1 | Z9 | 1
3RT2018-1BB42-0CC0 |  | power contactor, AC-3e/AC-3, 16 A, 7.5 kW / 400 V, 3-pole, 24 V DC, auxiliary contacts: 1 NC, screw terminal, size: S00, communication-capable | 1990 | 1 | Z9 | 1
3RT2018-1BB44-3MA0 |  | power contactor, AC-3e/AC-3, 16 A, 7.5 kW / 400 V, 3-pole, 24 V DC, auxiliary contacts: 2 NO + 2 NC, screw terminal, size: S00, captive auxiliary switch | 2350 | 1 | Z9 | 1
3RT2018-1BE41 |  | power contactor, AC-3e/AC-3, 16 A, 7.5 kW / 400 V, 3-pole, 60 V DC, auxiliary contacts: 1 NO, screw terminal, size: S00 | 1990 | 1 | Z9 | 1
3RT2018-1BE42 |  | power contactor, AC-3e/AC-3, 16 A, 7.5 kW / 400 V, 3-pole, 60 V DC, auxiliary contacts: 1 NC, screw terminal, size: S00 | 1990 | 1 | Z9 | 1
3RT2018-1BE82 |  | power contactor, AC-3e/AC-3, 16 A, 7.5 kW / 400 V, 3-pole, 80 V DC, auxiliary contacts: 1 NC, screw terminal, size: S00 | 1990 | 1 | Z9 | 1
3RT2018-1BF41 |  | power contactor, AC-3e/AC-3, 16 A, 7.5 kW / 400 V, 3-pole, 110 V DC, auxiliary contacts: 1 NO, screw terminal, size: S00 | 1880 | 1 | Z9 | 1
3RT2018-1BF42 |  | power contactor, AC-3e/AC-3, 16 A, 7.5 kW / 400 V, 3-pole, 110 V DC, auxiliary contacts: 1 NC, screw terminal, size: S00 | 1880 | 1 | Z9 | 1
3RT2018-1BG41 |  | power contactor, AC-3e/AC-3, 16 A, 7.5 kW / 400 V, 3-pole, 125 V DC, auxiliary contacts: 1 NO, screw terminal, size: S00 | 1990 | 1 | Z9 | 1
3RT2018-1BG42 |  | power contactor, AC-3e/AC-3, 16 A, 7.5 kW / 400 V, 3-pole, 125 V DC, auxiliary contacts: 1 NC, screw terminal, size: S00 | 1990 | 1 | Z9 | 1
3RT2018-1BM41 |  | power contactor, AC-3e/AC-3, 16 A, 7.5 kW / 400 V, 3-pole, 220 V DC, auxiliary contacts: 1 NO, screw terminal, size: S00 | 1880 | 1 | Z9 | 1
3RT2018-1BM42 |  | power contactor, AC-3e/AC-3, 16 A, 7.5 kW / 400 V, 3-pole, 220 V DC, auxiliary contacts: 1 NC, screw terminal, size: S00 | 1880 | 1 | Z9 | 1
3RT2018-1BP42 |  | power contactor, AC-3e/AC-3, 16 A, 7.5 kW / 400 V, 3-pole, 230 V DC, auxiliary contacts: 1 NC, screw terminal, size: S00 | 1990 | 1 | Z9 | 1
3RT2018-1BW41 |  | power contactor, AC-3e/AC-3, 16 A, 7.5 kW / 400 V, 3-pole, 48 V DC, auxiliary contacts: 1 NO, screw terminal, size: S00 | 1880 | 1 | Z9 | 1
3RT2018-1BW42 |  | power contactor, AC-3e/AC-3, 16 A, 7.5 kW / 400 V, 3-pole, 48 V DC, auxiliary contacts: 1 NC, screw terminal, size: S00 | 1880 | 1 | Z9 | 1
3RT2018-1CK64-3MA0 |  | power contactor, AC-3e/AC-3, 16 A, 7.5 kW / 400 V, 3-pole, 110 V AC, 50 Hz / 120 V, 60 Hz, with varistor plugged on, auxiliary contacts: 2 NO + 2 NC, screw terminal, size: S00, captive auxiliary switch | 1810 | 1 | Z9 | 1
3RT2018-1CP04-3MA0 |  | power contactor, AC-3e/AC-3, 16 A, 7.5 kW / 400 V, 3-pole, 230 V AC, 50/60 Hz, with varistor plugged on, auxiliary contacts: 2 NO + 2 NC, screw terminal, size: S00, captive auxiliary switch | 1810 | 1 | Z9 | 1
3RT2018-1FB41 |  | power contactor, AC-3e/AC-3, 16 A, 7.5 kW / 400 V, 3-pole, 24 V DC, with integrated diode, auxiliary contacts: 1 NO, screw terminal, size: S00 | 2050 | 1 | Z9 | 1
3RT2018-1FB42 |  | power contactor, AC-3e/AC-3, 16 A, 7.5 kW / 400 V, 3-pole, 24 V DC, with integrated diode, auxiliary contacts: 1 NC, screw terminal, size: S00 | 2050 | 1 | Z9 | 1
3RT2018-1FB44-3MA0 |  | power contactor, AC-3e/AC-3, 16 A, 7.5 kW / 400 V, 3-pole, 24 V DC, with integrated diode, auxiliary contacts: 2 NO + 2 NC, screw terminal, size: S00, captive auxiliary switch | 2490 | 1 | Z9 | 1
3RT2018-1FB47 |  | power contactor, AC-3e/AC-3, 16 A, 7.5 kW / 400 V, 3-pole, 24 V DC, with integrated diode, auxiliary contacts: 3 NO + 2 NC, screw terminal, size: S00, removable auxiliary switch | 2530 | 1 | Z9 | 1
3RT2018-1UB41 |  | power contactor, AC-3e/AC-3, 16 A, 7.5 kW / 400 V, 3-pole, 24 V DC, with integrated varistor, auxiliary contacts: 1 NO, screw terminal, size: S00 | 2050 | 1 | Z9 | 1
3RT2018-1UB42 |  | power contactor, AC-3e/AC-3, 16 A, 7.5 kW / 400 V, 3-pole, 24 V DC, with integrated varistor, auxiliary contacts: 1 NC, screw terminal, size: S00 | 2050 | 1 | Z9 | 1
3RT2018-2AB01 |  | power contactor, AC-3e/AC-3, 16 A, 7.5 kW / 400 V, 3-pole, 24 V AC, 50/60 Hz, auxiliary contacts: 1 NO, spring-loaded terminal, size: S00 | 1170 | 1 | Z9 | 1
3RT2018-2AB01-1AA0 |  | power contactor, AC-3e/AC-3, 16 A, 7.5 kW / 400 V, 3-pole, 24 V AC, 50/60 Hz, auxiliary contacts: 1 NO, spring-loaded terminal, size: S00, upright mounting position | 1240 | 1 | Z9 | 1
3RT2018-2AB02 |  | power contactor, AC-3e/AC-3, 16 A, 7.5 kW / 400 V, 3-pole, 24 V AC, 50/60 Hz, auxiliary contacts: 1 NC, spring-loaded terminal, size: S00 | 1170 | 1 | Z9 | 1
3RT2018-2AD01 |  | power contactor, AC-3e/AC-3, 16 A, 7.5 kW / 400 V, 3-pole, 42 V AC, 50/60 Hz, auxiliary contacts: 1 NO, spring-loaded terminal, size: S00 | 1240 | 1 | Z9 | 1
3RT2018-2AD02 |  | power contactor, AC-3e/AC-3, 16 A, 7.5 kW / 400 V, 3-pole, 42 V AC, 50/60 Hz, auxiliary contacts: 1 NC, spring-loaded terminal, size: S00 | 1240 | 1 | Z9 | 1
3RT2018-2AF01 |  | power contactor, AC-3e/AC-3, 16 A, 7.5 kW / 400 V, 3-pole, 110 V AC, 50/60 Hz, auxiliary contacts: 1 NO, spring-loaded terminal, size: S00 | 1170 | 1 | Z9 | 1
3RT2018-2AF02 |  | power contactor, AC-3e/AC-3, 16 A, 7.5 kW / 400 V, 3-pole, 110 V AC, 50/60 Hz, auxiliary contacts: 1 NC, spring-loaded terminal, size: S00 | 1170 | 1 | Z9 | 1
3RT2018-2AH01 |  | power contactor, AC-3e/AC-3, 16 A, 7.5 kW / 400 V, 3-pole, 48 V AC, 50/60 Hz, auxiliary contacts: 1 NO, spring-loaded terminal, size: S00 | 1170 | 1 | Z9 | 1
3RT2018-2AH02 |  | power contactor, AC-3e/AC-3, 16 A, 7.5 kW / 400 V, 3-pole, 48 V AC, 50/60 Hz, auxiliary contacts: 1 NC, spring-loaded terminal, size: S00 | 1170 | 1 | Z9 | 1
3RT2018-2AK61 |  | power contactor, AC-3e/AC-3, 16 A, 7.5 kW / 400 V, 3-pole, 110 V AC, 50 Hz / 120 V, 60 Hz, auxiliary contacts: 1 NO, spring-loaded terminal, size: S00 | 1170 | 1 | Z9 | 1
3RT2018-2AK62 |  | power contactor, AC-3e/AC-3, 16 A, 7.5 kW / 400 V, 3-pole, 110 V AC, 50 Hz / 120 V, 60 Hz, auxiliary contacts: 1 NC, spring-loaded terminal, size: S00 | 1170 | 1 | Z9 | 1
3RT2018-2AK64-3MA0 |  | power contactor, AC-3e/AC-3, 16 A, 7.5 kW / 400 V, 3-pole, 110 V AC, 50 Hz / 120 V, 60 Hz, auxiliary contacts: 2 NO + 2 NC, spring-loaded terminal, size: S00, captive auxiliary switch | 1630 | 1 | Z9 | 1
3RT2018-2AN21 |  | power contactor, AC-3e/AC-3, 16 A, 7.5 kW / 400 V, 3-pole, 220 V AC, 50/60 Hz, auxiliary contacts: 1 NO, spring-loaded terminal, size: S00 | 1170 | 1 | Z9 | 1
3RT2018-2AN22 |  | power contactor, AC-3e/AC-3, 16 A, 7.5 kW / 400 V, 3-pole, 220 V AC, 50/60 Hz, auxiliary contacts: 1 NC, spring-loaded terminal, size: S00 | 1170 | 1 | Z9 | 1
3RT2018-2AP01 |  | power contactor, AC-3e/AC-3, 16 A, 7.5 kW / 400 V, 3-pole, 230 V AC, 50/60 Hz, auxiliary contacts: 1 NO, spring-loaded terminal, size: S00 | 1170 | 1 | Z9 | 1
3RT2018-2AP02 |  | power contactor, AC-3e/AC-3, 16 A, 7.5 kW / 400 V, 3-pole, 230 V AC, 50/60 Hz, auxiliary contacts: 1 NC, spring-loaded terminal, size: S00 | 1170 | 1 | Z9 | 1
3RT2018-2AP04-3MA0 |  | power contactor, AC-3e/AC-3, 16 A, 7.5 kW / 400 V, 3-pole, 230 V AC, 50/60 Hz, auxiliary contacts: 2 NO + 2 NC, spring-loaded terminal, size: S00, captive auxiliary switch | 1630 | 1 | Z9 | 1
3RT2018-2AP61 |  | power contactor, AC-3e/AC-3, 16 A, 7.5 kW / 400 V, 3-pole, 220 V AC, 50 Hz / 240 V, 60 Hz, auxiliary contacts: 1 NO, spring-loaded terminal, size: S00 | 1170 | 1 | Z9 | 1
3RT2018-2AP62 |  | power contactor, AC-3e/AC-3, 16 A, 7.5 kW / 400 V, 3-pole, 220 V AC, 50 Hz / 240 V, 60 Hz, auxiliary contacts: 1 NC, spring-loaded terminal, size: S00 | 1170 | 1 | Z9 | 1
3RT2018-2AV01 |  | power contactor, AC-3e/AC-3, 16 A, 7.5 kW / 400 V, 3-pole, 400 V AC, 50/60 Hz, auxiliary contacts: 1 NO, spring-loaded terminal, size: S00 | 1240 | 1 | Z9 | 1
3RT2018-2AV02 |  | power contactor, AC-3e/AC-3, 16 A, 7.5 kW / 400 V, 3-pole, 400 V AC, 50/60 Hz, auxiliary contacts: 1 NC, spring-loaded terminal, size: S00 | 1240 | 1 | Z9 | 1
3RT2018-2BA41 |  | power contactor, AC-3e/AC-3, 16 A, 7.5 kW / 400 V, 3-pole, 12 V DC, auxiliary contacts: 1 NO, spring-loaded terminal, size: S00 | 1970 | 1 | Z9 | 1
3RT2018-2BB41 |  | power contactor, AC-3e/AC-3, 16 A, 7.5 kW / 400 V, 3-pole, 24 V DC, auxiliary contacts: 1 NO, spring-loaded terminal, size: S00 | 1880 | 1 | Z9 | 1
3RT2018-2BB41-0CC0 |  | power contactor, AC-3e/AC-3, 16 A, 7.5 kW / 400 V, 3-pole, 24 V DC, auxiliary contacts: 1 NO, spring-loaded terminal, size: S00, communication-capable | 1990 | 1 | Z9 | 1
3RT2018-2BB42 |  | power contactor, AC-3e/AC-3, 16 A, 7.5 kW / 400 V, 3-pole, 24 V DC, auxiliary contacts: 1 NC, spring-loaded terminal, size: S00 | 1880 | 1 | Z9 | 1
3RT2018-2BB42-0CC0 |  | power contactor, AC-3e/AC-3, 16 A, 7.5 kW / 400 V, 3-pole, 24 V DC, auxiliary contacts: 1 NC, spring-loaded terminal, size: S00, communication-capable | 1990 | 1 | Z9 | 1
3RT2018-2BB42-1AA0 |  | power contactor, AC-3e/AC-3, 16 A, 7.5 kW / 400 V, 3-pole, 24 V DC, auxiliary contacts: 1 NC, spring-loaded terminal, size: S00, upright mounting position | 1960 | 1 | Z9 | 1
3RT2018-2BB44-3MA0 |  | power contactor, AC-3e/AC-3, 16 A, 7.5 kW / 400 V, 3-pole, 24 V DC, auxiliary contacts: 2 NO + 2 NC, spring-loaded terminal, size: S00, captive auxiliary switch | 2350 | 1 | Z9 | 1
3RT2018-2BE41 |  | power contactor, AC-3e/AC-3, 16 A, 7.5 kW / 400 V, 3-pole, 60 V DC, auxiliary contacts: 1 NO, spring-loaded terminal, size: S00 | 1990 | 1 | Z9 | 1
3RT2018-2BE42 |  | power contactor, AC-3e/AC-3, 16 A, 7.5 kW / 400 V, 3-pole, 60 V DC, auxiliary contacts: 1 NC, spring-loaded terminal, size: S00 | 1990 | 1 | Z9 | 1
3RT2018-2BF41 |  | power contactor, AC-3e/AC-3, 16 A, 7.5 kW / 400 V, 3-pole, 110 V DC, auxiliary contacts: 1 NO, spring-loaded terminal, size: S00 | 1880 | 1 | Z9 | 1
3RT2018-2BF42 |  | power contactor, AC-3e/AC-3, 16 A, 7.5 kW / 400 V, 3-pole, 110 V DC, auxiliary contacts: 1 NC, spring-loaded terminal, size: S00 | 1880 | 1 | Z9 | 1
3RT2018-2BM41 |  | power contactor, AC-3e/AC-3, 16 A, 7.5 kW / 400 V, 3-pole, 220 V DC, auxiliary contacts: 1 NO, spring-loaded terminal, size: S00 | 1880 | 1 | Z9 | 1
3RT2018-2BM42 |  | power contactor, AC-3e/AC-3, 16 A, 7.5 kW / 400 V, 3-pole, 220 V DC, auxiliary contacts: 1 NC, spring-loaded terminal, size: S00 | 1880 | 1 | Z9 | 1
3RT2018-2BW41 |  | power contactor, AC-3e/AC-3, 16 A, 7.5 kW / 400 V, 3-pole, 48 V DC, auxiliary contacts: 1 NO, spring-loaded terminal, size: S00 | 1880 | 1 | Z9 | 1
3RT2018-2BW42 |  | power contactor, AC-3e/AC-3, 16 A, 7.5 kW / 400 V, 3-pole, 48 V DC, auxiliary contacts: 1 NC, spring-loaded terminal, size: S00 | 1880 | 1 | Z9 | 1
3RT2018-2CP04-3MA0 |  | power contactor, AC-3e/AC-3, 16 A, 7.5 kW / 400 V, 3-pole, 230 V AC, 50/60 Hz, with varistor plugged on, auxiliary contacts: 2 NO + 2 NC, spring-loaded terminal, size: S00, captive auxiliary switch | 1810 | 1 | Z9 | 1
3RT2018-2EK61 |  | power contactor, AC-3e/AC-3, 16 A, 7.5 kW / 400 V, 3-pole, 110 V AC, 50 Hz / 120 V, 60 Hz, with plugged-on RC element, auxiliary contacts: 1 NO, spring-loaded terminal, size: S00 | 1480 | 1 | Z9 | 1
3RT2018-2EP01 |  | power contactor, AC-3e/AC-3, 16 A, 7.5 kW / 400 V, 3-pole, 230 V AC, 50/60 Hz, with plugged-on RC element, auxiliary contacts: 1 NO, spring-loaded terminal, size: S00 | 1480 | 1 | Z9 | 1
3RT2018-2FB41 |  | power contactor, AC-3e/AC-3, 16 A, 7.5 kW / 400 V, 3-pole, 24 V DC, with integrated diode, auxiliary contacts: 1 NO, spring-loaded terminal, size: S00 | 2050 | 1 | Z9 | 1
3RT2018-2FB42 |  | power contactor, AC-3e/AC-3, 16 A, 7.5 kW / 400 V, 3-pole, 24 V DC, with integrated diode, auxiliary contacts: 1 NC, spring-loaded terminal, size: S00 | 2050 | 1 | Z9 | 1
3RT2018-2FB44-3MA0 |  | power contactor, AC-3e/AC-3, 16 A, 7.5 kW / 400 V, 3-pole, 24 V DC, with integrated diode, auxiliary contacts: 2 NO + 2 NC, spring-loaded terminal, size: S00, captive auxiliary switch | 2490 | 1 | Z9 | 1
3RT2018-2KB42-0LA0 |  | traction contactor, AC-3e/AC-3, 16 A, 7.5 kW / 400 V, 3-pole, 24 V DC, 0.7-1.25* Uc, with integrated suppressor diode, auxiliary contacts: 1 NC, spring-loaded terminal, frame size: S00, with plugged on series resistor | 2110 | 1 | Z9 | 1
3RT2018-2KF42-0LA0 |  | traction contactor, AC-3e/AC-3, 16 A, 7.5 kW / 400 V, 3-pole, 110 V DC, 0.7-1.25* Uc, with integrated suppressor diode, auxiliary contacts: 1 NC, spring-loaded terminal, frame size: S00, with plugged on series resistor | 2110 | 1 | Z9 | 1
3RT2018-2KG42-0LA0 |  | traction contactor, AC-3e/AC-3, 16 A, 7.5 kW / 400 V, 3-pole, 125 V DC, 0.7-1.25* Uc, with integrated suppressor diode, auxiliary contacts: 1 NC, spring-loaded terminal, frame size: S00, with plugged on series resistor | 2220 | 1 | Z9 | 1
3RT2018-2LB42-0LA0 |  | traction contactor, AC-3e/AC-3, 16 A, 7.5 kW / 400 V, 3-pole, 24 V DC, 0.7-1.25* Uc, with integrated varistor, auxiliary contacts: 1 NC, spring-loaded terminal, frame size: S00, with plugged on series resistor | 2110 | 1 | Z9 | 1
3RT2018-2LB42-1LA0 |  | traction contactor, AC-3e/AC-3, 16 A, 7.5 kW / 400 V, 3-pole, 24 V DC, 0.7-1.25* Uc, with integrated varistor, auxiliary contacts: 1 NC, spring-loaded terminal, frame size: S00, with plugged on series resistor, upright mounting position | 2160 | 1 | Z9 | 1
3RT2018-2LB42-2LA0 |  | traction contactor, AC-3e/AC-3, 16 A, 7.5 kW / 400 V, 3-pole, 24 V DC, 0.7-1.25* Uc, with integrated varistor, auxiliary contacts: 1 NC, spring-loaded terminal, frame size: S00, with plugged on series resistor, suspended mounting position | 2160 | 1 | Z9 | 1
3RT2018-2LF42-0LA0 |  | traction contactor, AC-3e/AC-3, 16 A, 7.5 kW / 400 V, 3-pole, 110 V DC, 0.7-1.25* Uc, with integrated varistor, auxiliary contacts: 1 NC, spring-loaded terminal, frame size: S00, with plugged on series resistor | 2110 | 1 | Z9 | 1
3RT2018-2LJ82-0LA0 |  | traction contactor, AC-3e/AC-3, 16 A, 7.5 kW / 400 V, 3-pole, 72 V DC, 0.7-1.25* Uc, with integrated varistor, auxiliary contacts: 1 NC, spring-loaded terminal, frame size: S00, with plugged on series resistor | 2220 | 1 | Z9 | 1
3RT2018-2UB41 |  | power contactor, AC-3e/AC-3, 16 A, 7.5 kW / 400 V, 3-pole, 24 V DC, with integrated varistor, auxiliary contacts: 1 NO, spring-loaded terminal, size: S00 | 2050 | 1 | Z9 | 1
3RT2018-2UB42 |  | power contactor, AC-3e/AC-3, 16 A, 7.5 kW / 400 V, 3-pole, 24 V DC, with integrated varistor, auxiliary contacts: 1 NC, spring-loaded terminal, size: S00 | 2050 | 1 | Z9 | 1
3RT2018-2XB41-0LA2 |  | traction contactor, AC-3e/AC-3, 16 A, 7.5 kW / 400 V, 3-pole, 24-34 V DC, 0.7-1.25* Uc, solid-state operating mechanism, with integrated varistor, auxiliary contacts: 1 NO, spring-loaded terminal, frame size: S00 | 2130 | 1 | Z9 | 1
3RT2018-2XB41-2LA2 |  | traction contactor, AC-3e/AC-3, 16 A, 7.5 kW / 400 V, 3-pole, 24-34 V DC, 0.7-1.25* Uc, solid-state operating mechanism, with integrated varistor, auxiliary contacts: 1 NO, spring-loaded terminal, frame size: S00, suspended mounting position | 2190 | 1 | Z9 | 1
3RT2018-2XB42-0LA2 |  | traction contactor, AC-3e/AC-3, 16 A, 7.5 kW / 400 V, 3-pole, 24-34 V DC, 0.7-1.25* Uc, solid-state operating mechanism, with integrated varistor, auxiliary contacts: 1 NC, spring-loaded terminal, frame size: S00 | 2130 | 1 | Z9 | 1
3RT2018-2XB42-2LA2 |  | traction contactor, AC-3e/AC-3, 16 A, 7.5 kW / 400 V, 3-pole, 24-34 V DC, 0.7-1.25* Uc, solid-state operating mechanism, with integrated varistor, auxiliary contacts: 1 NC, spring-loaded terminal, frame size: S00, suspended mounting position | 2190 | 1 | Z9 | 1
3RT2018-2XF41-0LA2 |  | traction contactor, AC-3e/AC-3, 16 A, 7.5 kW / 400 V, 3-pole, 72-125 V DC, 0.7-1.25* Uc, solid-state operating mechanism, with integrated varistor, auxiliary contacts: 1 NO, spring-loaded terminal, frame size: S00 | 2130 | 1 | Z9 | 1
3RT2018-2XF41-2LA2 |  | traction contactor, AC-3e/AC-3, 16 A, 7.5 kW / 400 V, 3-pole, 72-125 V DC, 0.7-1.25* Uc, solid-state operating mechanism, with integrated varistor, auxiliary contacts: 1 NO, spring-loaded terminal, frame size: S00, suspended mounting position | 2190 | 1 | Z9 | 1
3RT2018-2XF42-0LA2 |  | traction contactor, AC-3e/AC-3, 16 A, 7.5 kW / 400 V, 3-pole, 72-125 V DC, 0.7-1.25* Uc, solid-state operating mechanism, with integrated varistor, auxiliary contacts: 1 NC, spring-loaded terminal, frame size: S00 | 2130 | 1 | Z9 | 1
3RT2018-2XF42-2LA2 |  | traction contactor, AC-3e/AC-3, 16 A, 7.5 kW / 400 V, 3-pole, 72-125 V DC, 0.7-1.25* Uc, solid-state operating mechanism, with integrated varistor, auxiliary contacts: 1 NC, spring-loaded terminal, frame size: S00, suspended mounting position | 2190 | 1 | Z9 | 1
3RT2023-1AB00 |  | power contactor, AC-3e/AC-3, 9 A, 4 kW / 400 V, 3-pole, 24 V AC, 50 Hz, auxiliary contacts: 1 NO + 1 NC, screw terminal, size: S0 | 996 | 1 | Z9 | 1
3RT2023-1AB04 |  | power contactor, AC-3e/AC-3, 9 A, 4 kW / 400 V, 3-pole, 24 V AC, 50 Hz, auxiliary contacts: 2 NO + 2 NC, screw terminal, size: S0, removable auxiliary switch | 1390 | 1 | Z9 | 1
3RT2023-1AC20 |  | power contactor, AC-3e/AC-3, 9 A, 4 kW / 400 V, 3-pole, 24 V AC, 50/60 Hz, auxiliary contacts: 1 NO + 1 NC, screw terminal, size: S0 | 996 | 1 | Z9 | 1
3RT2023-1AC20-1AA0 |  | power contactor, AC-3e/AC-3, 9 A, 4 kW / 400 V, 3-pole, 24 V AC, 50/60 Hz, auxiliary contacts: 1 NO + 1 NC, screw terminal, size: S0, upright mounting position | 1250 | 1 | Z9 | 1
3RT2023-1AD00 |  | power contactor, AC-3e/AC-3, 9 A, 4 kW / 400 V, 3-pole, 42 V AC, 50 Hz, auxiliary contacts: 1 NO + 1 NC, screw terminal, size: S0 | 1090 | 1 | Z9 | 1
3RT2023-1AF00 |  | power contactor, AC-3e/AC-3, 9 A, 4 kW / 400 V, 3-pole, 110 V AC, 50 Hz, auxiliary contacts: 1 NO + 1 NC, screw terminal, size: S0 | 996 | 1 | Z9 | 1
3RT2023-1AF04 |  | power contactor, AC-3e/AC-3, 9 A, 4 kW / 400 V, 3-pole, 110 V AC, 50 Hz, auxiliary contacts: 2 NO + 2 NC, screw terminal, size: S0, removable auxiliary switch | 1390 | 1 | Z9 | 1
3RT2023-1AG20 |  | power contactor, AC-3e/AC-3, 9 A, 4 kW / 400 V, 3-pole, 110 V AC, 50/60 Hz, auxiliary contacts: 1 NO + 1 NC, screw terminal, size: S0 | 996 | 1 | Z9 | 1
3RT2023-1AG24 |  | power contactor, AC-3e/AC-3, 9 A, 4 kW / 400 V, 3-pole, 110 V AC, 50/60 Hz, auxiliary contacts: 2 NO + 2 NC, screw terminal, size: S0, removable auxiliary switch | 1390 | 1 | Z9 | 1
3RT2023-1AH00 |  | power contactor, AC-3e/AC-3, 9 A, 4 kW / 400 V, 3-pole, 48 V AC, 50 Hz, auxiliary contacts: 1 NO + 1 NC, screw terminal, size: S0 | 996 | 1 | Z9 | 1
3RT2023-1AK60 |  | power contactor, AC-3e/AC-3, 9 A, 4 kW / 400 V, 3-pole, 110 V AC, 50 Hz / 120 V, 60 Hz, auxiliary contacts: 1 NO + 1 NC, screw terminal, size: S0 | 996 | 1 | Z9 | 1
3RT2023-1AL20 |  | power contactor, AC-3e/AC-3, 9 A, 4 kW / 400 V, 3-pole, 230 V AC, 50/60 Hz, auxiliary contacts: 1 NO + 1 NC, screw terminal, size: S0 | 996 | 1 | Z9 | 1
3RT2023-1AL20-1AA0 |  | power contactor, AC-3e/AC-3, 9 A, 4 kW / 400 V, 3-pole, 230 V AC, 50/60 Hz, auxiliary contacts: 1 NO + 1 NC, screw terminal, size: S0, upright mounting position | 1250 | 1 | Z9 | 1
3RT2023-1AL24 |  | power contactor, AC-3e/AC-3, 9 A, 4 kW / 400 V, 3-pole, 230 V AC, 50/60 Hz, auxiliary contacts: 2 NO + 2 NC, screw terminal, size: S0, removable auxiliary switch | 1390 | 1 | Z9 | 1
3RT2023-1AL24-3MA0 |  | power contactor, AC-3e/AC-3, 9 A, 4 kW / 400 V, 3-pole, 230 V AC, 50/60 Hz, auxiliary contacts: 2 NO + 2 NC, screw terminal, size: S0, captive auxiliary switch, no surge suppressor retrofittable | 1450 | 1 | Z9 | 1
3RT2023-1AM20 |  | power contactor, AC-3e/AC-3, 9 A, 4 kW / 400 V, 3-pole, 208 V AC, 50/60 Hz, auxiliary contacts: 1 NO + 1 NC, screw terminal, size: S0 | 1090 | 1 | Z9 | 1
3RT2023-1AN20 |  | power contactor, AC-3e/AC-3, 9 A, 4 kW / 400 V, 3-pole, 220 V AC, 50/60 Hz, auxiliary contacts: 1 NO + 1 NC, screw terminal, size: S0 | 996 | 1 | Z9 | 1
3RT2023-1AN24 |  | power contactor, AC-3e/AC-3, 9 A, 4 kW / 400 V, 3-pole, 220 V AC, 50/60 Hz, auxiliary contacts: 2 NO + 2 NC, screw terminal, size: S0, removable auxiliary switch | 1390 | 1 | Z9 | 1
3RT2023-1AP00 |  | power contactor, AC-3e/AC-3, 9 A, 4 kW / 400 V, 3-pole, 230 V AC, 50 Hz, auxiliary contacts: 1 NO + 1 NC, screw terminal, size: S0 | 996 | 1 | Z9 | 1
3RT2023-1AP04 |  | power contactor, AC-3e/AC-3, 9 A, 4 kW / 400 V, 3-pole, 230 V AC, 50 Hz, auxiliary contacts: 2 NO + 2 NC, screw terminal, size: S0, removable auxiliary switch | 1390 | 1 | Z9 | 1
3RT2023-1AP60 |  | power contactor, AC-3e/AC-3, 9 A, 4 kW / 400 V, 3-pole, 220 V AC, 50 Hz / 240 V, 60 Hz, auxiliary contacts: 1 NO + 1 NC, screw terminal, size: S0 | 996 | 1 | Z9 | 1
3RT2023-1AR60 |  | power contactor, AC-3e/AC-3, 9 A, 4 kW / 400 V, 3-pole, 400 V AC, 50 Hz / 400-440 V, 60 Hz, auxiliary contacts: 1 NO + 1 NC, screw terminal, size: S0 | 1090 | 1 | Z9 | 1
3RT2023-1AT60 |  | power contactor, AC-3e/AC-3, 9 A, 4 kW / 400 V, 3-pole, 600 V AC, 60 Hz, auxiliary contacts: 1 NO + 1 NC, screw terminal, size: S0 | 1090 | 1 | Z9 | 1
3RT2023-1AU00 |  | power contactor, AC-3e/AC-3, 9 A, 4 kW / 400 V, 3-pole, 240 V AC, 50 Hz, auxiliary contacts: 1 NO + 1 NC, screw terminal, size: S0 | 996 | 1 | Z9 | 1
3RT2023-1AU20 |  | power contactor, AC-3e/AC-3, 9 A, 4 kW / 400 V, 3-pole, 380 V AC, 50/60 Hz, auxiliary contacts: 1 NO + 1 NC, screw terminal, size: S0 | 1090 | 1 | Z9 | 1
3RT2023-1AV00 |  | power contactor, AC-3e/AC-3, 9 A, 4 kW / 400 V, 3-pole, 400 V AC, 50 Hz, auxiliary contacts: 1 NO + 1 NC, screw terminal, size: S0 | 1090 | 1 | Z9 | 1
3RT2023-1AV04 |  | power contactor, AC-3e/AC-3, 9 A, 4 kW / 400 V, 3-pole, 400 V AC, 50 Hz, auxiliary contacts: 2 NO + 2 NC, screw terminal, size: S0, removable auxiliary switch | 1480 | 1 | Z9 | 1
3RT2023-1AV60 |  | power contactor, AC-3e/AC-3, 9 A, 4 kW / 400 V, 3-pole, 480 V AC, 60 Hz, auxiliary contacts: 1 NO + 1 NC, screw terminal, size: S0 | 1090 | 1 | Z9 | 1
3RT2023-1BB40 |  | power contactor, AC-3e/AC-3, 9 A, 4 kW / 400 V, 3-pole, 24 V DC, auxiliary contacts: 1 NO + 1 NC, screw terminal, size: S0 | 2140 | 1 | Z9 | 1
3RT2023-1BB40-0CC0 |  | power contactor, AC-3e/AC-3, 9 A, 4 kW / 400 V, 3-pole, 24 V DC, auxiliary contacts: 1 NO + 1 NC, screw terminal, size: S0, communication-capable | 2310 | 1 | Z9 | 1
3RT2023-1BB44 |  | power contactor, AC-3e/AC-3, 9 A, 4 kW / 400 V, 3-pole, 24 V DC, auxiliary contacts: 2 NO + 2 NC, screw terminal, size: S0, removable auxiliary switch | 2530 | 1 | Z9 | 1
3RT2023-1BB44-3MA0 |  | power contactor, AC-3e/AC-3, 9 A, 4 kW / 400 V, 3-pole, 24 V DC, auxiliary contacts: 2 NO + 2 NC, screw terminal, size: S0, captive auxiliary switch, no surge suppressor retrofittable | 2570 | 1 | Z9 | 1
3RT2023-1BD40 |  | power contactor, AC-3e/AC-3, 9 A, 4 kW / 400 V, 3-pole, 42 V DC, auxiliary contacts: 1 NO + 1 NC, screw terminal, size: S0 | 2270 | 1 | Z9 | 1
3RT2023-1BE40 |  | power contactor, AC-3e/AC-3, 9 A, 4 kW / 400 V, 3-pole, 60 V DC, auxiliary contacts: 1 NO + 1 NC, screw terminal, size: S0 | 2270 | 1 | Z9 | 1
3RT2023-1BF40 |  | power contactor, AC-3e/AC-3, 9 A, 4 kW / 400 V, 3-pole, 110 V DC, auxiliary contacts: 1 NO + 1 NC, screw terminal, size: S0 | 2140 | 1 | Z9 | 1
3RT2023-1BG40 |  | power contactor, AC-3e/AC-3, 9 A, 4 kW / 400 V, 3-pole, 125 V DC, auxiliary contacts: 1 NO + 1 NC, screw terminal, size: S0 | 2270 | 1 | Z9 | 1
3RT2023-1BJ80 |  | power contactor, AC-3e/AC-3, 9 A, 4 kW / 400 V, 3-pole, 72 V DC, auxiliary contacts: 1 NO + 1 NC, screw terminal, size: S0 | 2270 | 1 | Z9 | 1
3RT2023-1BM40 |  | power contactor, AC-3e/AC-3, 9 A, 4 kW / 400 V, 3-pole, 220 V DC, auxiliary contacts: 1 NO + 1 NC, screw terminal, size: S0 | 2140 | 1 | Z9 | 1
3RT2023-1BN40 |  | power contactor, AC-3e/AC-3, 9 A, 4 kW / 400 V, 3-pole, 250 V DC, auxiliary contacts: 1 NO + 1 NC, screw terminal, size: S0 | 2270 | 1 | Z9 | 1
3RT2023-1BW40 |  | power contactor, AC-3e/AC-3, 9 A, 4 kW / 400 V, 3-pole, 48 V DC, auxiliary contacts: 1 NO + 1 NC, screw terminal, size: S0 | 2140 | 1 | Z9 | 1
3RT2023-1CC20 |  | power contactor, AC-3e/AC-3, 9 A, 4 kW / 400 V, 3-pole, 24 V AC, 50/60 Hz, with plugged-in varistor, auxiliary contacts: 1 NO + 1 NC, screw terminal, size: S0 | 1430 | 1 | Z9 | 1
3RT2023-1CL24-3MA0 |  | power contactor, AC-3e/AC-3, 9 A, 4 kW / 400 V, 3-pole, 230 V AC, 50/60 Hz, with plugged-in varistor, auxiliary contacts: 2 NO + 2 NC, screw terminal, size: S0, captive auxiliary switch | 1740 | 1 | Z9 | 1
3RT2023-1DB40 |  | power contactor, AC-3e/AC-3, 9 A, 4 kW / 400 V, 3-pole, 24 V DC, with plugged-in varistor, auxiliary contacts: 1 NO + 1 NC, screw terminal, size: S0 | 2630 | 1 | Z9 | 1
3RT2023-1DB44-3MA0 |  | power contactor, AC-3e/AC-3, 9 A, 4 kW / 400 V, 3-pole, 24 V DC, with plugged-in varistor, auxiliary contacts: 2 NO + 2 NC, screw terminal, size: S0, captive auxiliary switch | 2970 | 1 | Z9 | 1
3RT2023-1FB40 |  | power contactor, AC-3e/AC-3, 9 A, 4 kW / 400 V, 3-pole, 24 V DC, with plugged-in diode combination, auxiliary contacts: 1 NO + 1 NC, screw terminal, size: S0 | 2630 | 1 | Z9 | 1
3RT2023-1FB44-3MA0 |  | power contactor, AC-3e/AC-3, 9 A, 4 kW / 400 V, 3-pole, 24 V DC, with plugged-in diode combination, auxiliary contacts: 2 NO + 2 NC, screw terminal, size: S0, captive auxiliary switch | 2970 | 1 | Z9 | 1
3RT2023-1KB40 |  | power contactor, AC-3e/AC-3, 9 A, 4 kW / 400 V, 3-pole, 24 V DC, 0.7-1.25* Uc, with plugged-in varistor, auxiliary contacts: 1 NO + 1 NC, screw terminal, frame size: S0, suitable for PLC outputs, no auxiliary switch can be added | 2400 | 1 | Z9 | 1
3RT2023-1NB30 |  | power contactor, AC-3e/AC-3, 9 A, 4 kW / 400 V, 3-pole, 21-28 V AC/DC, 50/60 Hz, with integrated varistor, auxiliary contacts: 1 NO + 1 NC, screw terminal, size: S0 | 2510 | 1 | Z9 | 1
3RT2023-1NF30 |  | power contactor, AC-3e/AC-3, 9 A, 4 kW / 400 V, 3-pole, 95-130 V AC/DC, 50/60 Hz, with integrated varistor, auxiliary contacts: 1 NO + 1 NC, screw terminal, size: S0 | 2510 | 1 | Z9 | 1
3RT2023-1NP30 |  | power contactor, AC-3e/AC-3, 9 A, 4 kW / 400 V, 3-pole, 200-280 V AC/DC, 50/60 Hz, with integrated varistor, auxiliary contacts: 1 NO + 1 NC, screw terminal, size: S0 | 2510 | 1 | Z9 | 1
3RT2023-2AB00 |  | power contactor, AC-3e/AC-3, 9 A, 4 kW / 400 V, 3-pole, 24 V AC, 50 Hz, auxiliary contacts: 1 NO + 1 NC, spring-loaded terminal, size: S0 | 996 | 1 | Z9 | 1
3RT2023-2AB04 |  | power contactor, AC-3e/AC-3, 9 A, 4 kW / 400 V, 3-pole, 24 V AC, 50 Hz, auxiliary contacts: 2 NO + 2 NC, spring-loaded terminal, size: S0, removable auxiliary switch | 1390 | 1 | Z9 | 1
3RT2023-2AC20 |  | power contactor, AC-3e/AC-3, 9 A, 4 kW / 400 V, 3-pole, 24 V AC, 50/60 Hz, auxiliary contacts: 1 NO + 1 NC, spring-loaded terminal, size: S0 | 996 | 1 | Z9 | 1
3RT2023-2AF00 |  | power contactor, AC-3e/AC-3, 9 A, 4 kW / 400 V, 3-pole, 110 V AC, 50 Hz, auxiliary contacts: 1 NO + 1 NC, spring-loaded terminal, size: S0 | 996 | 1 | Z9 | 1
3RT2023-2AG20 |  | power contactor, AC-3e/AC-3, 9 A, 4 kW / 400 V, 3-pole, 110 V AC, 50/60 Hz, auxiliary contacts: 1 NO + 1 NC, spring-loaded terminal, size: S0 | 996 | 1 | Z9 | 1
3RT2023-2AG24 |  | power contactor, AC-3e/AC-3, 9 A, 4 kW / 400 V, 3-pole, 110 V AC, 50/60 Hz, auxiliary contacts: 2 NO + 2 NC, spring-loaded terminal, size: S0, removable auxiliary switch | 1390 | 1 | Z9 | 1
3RT2023-2AH00 |  | power contactor, AC-3e/AC-3, 9 A, 4 kW / 400 V, 3-pole, 48 V AC, 50 Hz, auxiliary contacts: 1 NO + 1 NC, spring-loaded terminal, size: S0 | 996 | 1 | Z9 | 1
3RT2023-2AK60 |  | power contactor, AC-3e/AC-3, 9 A, 4 kW / 400 V, 3-pole, 110 V AC, 50 Hz / 120 V, 60 Hz, auxiliary contacts: 1 NO + 1 NC, spring-loaded terminal, size: S0 | 996 | 1 | Z9 | 1
3RT2023-2AL20 |  | power contactor, AC-3e/AC-3, 9 A, 4 kW / 400 V, 3-pole, 230 V AC, 50/60 Hz, auxiliary contacts: 1 NO + 1 NC, spring-loaded terminal, size: S0 | 996 | 1 | Z9 | 1
3RT2023-2AL20-1AA0 |  | power contactor, AC-3e/AC-3, 9 A, 4 kW / 400 V, 3-pole, 230 V AC, 50/60 Hz, auxiliary contacts: 1 NO + 1 NC, spring-loaded terminal, size: S0, upright mounting position | 1250 | 1 | Z9 | 1
3RT2023-2AL24 |  | power contactor, AC-3e/AC-3, 9 A, 4 kW / 400 V, 3-pole, 230 V AC, 50/60 Hz, auxiliary contacts: 2 NO + 2 NC, spring-loaded terminal, size: S0, removable auxiliary switch | 1390 | 1 | Z9 | 1
3RT2023-2AL24-3MA0 |  | power contactor, AC-3e/AC-3, 9 A, 4 kW / 400 V, 3-pole, 230 V AC, 50/60 Hz, auxiliary contacts: 2 NO + 2 NC, spring-loaded terminal, size: S0, captive auxiliary switch, no surge suppressor retrofittable | 1450 | 1 | Z9 | 1
3RT2023-2AN20 |  | power contactor, AC-3e/AC-3, 9 A, 4 kW / 400 V, 3-pole, 220 V AC, 50/60 Hz, auxiliary contacts: 1 NO + 1 NC, spring-loaded terminal, size: S0 | 996 | 1 | Z9 | 1
3RT2023-2AN24 |  | power contactor, AC-3e/AC-3, 9 A, 4 kW / 400 V, 3-pole, 220 V AC, 50/60 Hz, auxiliary contacts: 2 NO + 2 NC, spring-loaded terminal, size: S0, removable auxiliary switch | 1390 | 1 | Z9 | 1
3RT2023-2AP00 |  | power contactor, AC-3e/AC-3, 9 A, 4 kW / 400 V, 3-pole, 230 V AC, 50 Hz, auxiliary contacts: 1 NO + 1 NC, spring-loaded terminal, size: S0 | 996 | 1 | Z9 | 1
3RT2023-2AP04 |  | power contactor, AC-3e/AC-3, 9 A, 4 kW / 400 V, 3-pole, 230 V AC, 50 Hz, auxiliary contacts: 2 NO + 2 NC, spring-loaded terminal, size: S0, removable auxiliary switch | 1390 | 1 | Z9 | 1
3RT2023-2AP60 |  | power contactor, AC-3e/AC-3, 9 A, 4 kW / 400 V, 3-pole, 220 V AC, 50 Hz / 240 V, 60 Hz, auxiliary contacts: 1 NO + 1 NC, spring-loaded terminal, size: S0 | 996 | 1 | Z9 | 1
3RT2023-2AV00 |  | power contactor, AC-3e/AC-3, 9 A, 4 kW / 400 V, 3-pole, 400 V AC, 50 Hz, auxiliary contacts: 1 NO + 1 NC, spring-loaded terminal, size: S0 | 1090 | 1 | Z9 | 1
3RT2023-2BB40 |  | power contactor, AC-3e/AC-3, 9 A, 4 kW / 400 V, 3-pole, 24 V DC, auxiliary contacts: 1 NO + 1 NC, spring-loaded terminal, size: S0 | 2140 | 1 | Z9 | 1
3RT2023-2BB40-0CC0 |  | power contactor, AC-3e/AC-3, 9 A, 4 kW / 400 V, 3-pole, 24 V DC, auxiliary contacts: 1 NO + 1 NC, spring-loaded terminal, size: S0, communication-capable | 2310 | 1 | Z9 | 1
3RT2023-2BB44 |  | power contactor, AC-3e/AC-3, 9 A, 4 kW / 400 V, 3-pole, 24 V DC, auxiliary contacts: 2 NO + 2 NC, spring-loaded terminal, size: S0, removable auxiliary switch | 2530 | 1 | Z9 | 1
3RT2023-2BB44-3MA0 |  | power contactor, AC-3e/AC-3, 9 A, 4 kW / 400 V, 3-pole, 24 V DC, auxiliary contacts: 2 NO + 2 NC, spring-loaded terminal, size: S0, captive auxiliary switch, no surge suppressor retrofittable | 2570 | 1 | Z9 | 1
3RT2023-2BM40 |  | power contactor, AC-3e/AC-3, 9 A, 4 kW / 400 V, 3-pole, 220 V DC, auxiliary contacts: 1 NO + 1 NC, spring-loaded terminal, size: S0 | 2140 | 1 | Z9 | 1
3RT2023-2CL24-3MA0 |  | power contactor, AC-3e/AC-3, 9 A, 4 kW / 400 V, 3-pole, 230 V AC, 50/60 Hz, with plugged-in varistor, auxiliary contacts: 2 NO + 2 NC, spring-loaded terminal, size: S0, captive auxiliary switch | 1740 | 1 | Z9 | 1
3RT2023-2DB40 |  | power contactor, AC-3e/AC-3, 9 A, 4 kW / 400 V, 3-pole, 24 V DC, with plugged-in varistor, auxiliary contacts: 1 NO + 1 NC, spring-loaded terminal, size: S0 | 2630 | 1 | Z9 | 1
3RT2023-2EC20 |  | power contactor, AC-3e/AC-3, 9 A, 4 kW / 400 V, 3-pole, 24 V AC, 50/60 Hz, with plugged-in RC element, auxiliary contacts: 1 NO + 1 NC, spring-loaded terminal, size: S0 | 1500 | 1 | Z9 | 1
3RT2023-2FB40 |  | power contactor, AC-3e/AC-3, 9 A, 4 kW / 400 V, 3-pole, 24 V DC, with plugged-in diode combination, auxiliary contacts: 1 NO + 1 NC, spring-loaded terminal, size: S0 | 2630 | 1 | Z9 | 1
3RT2023-2FB44-3MA0 |  | power contactor, AC-3e/AC-3, 9 A, 4 kW / 400 V, 3-pole, 24 V DC, with plugged-in diode combination, auxiliary contacts: 2 NO + 2 NC, spring-loaded terminal, size: S0, captive auxiliary switch | 2970 | 1 | Z9 | 1
3RT2023-2KB40 |  | power contactor, AC-3e/AC-3, 9 A, 4 kW / 400 V, 3-pole, 24 V DC, 0.7-1.25* Uc, with plugged-in varistor, auxiliary contacts: 1 NO + 1 NC, spring-loaded terminal, frame size: S0, suitable for PLC outputs, no auxiliary switch can be added | 2400 | 1 | Z9 | 1
3RT2023-2NB30 |  | power contactor, AC-3e/AC-3, 9 A, 4 kW / 400 V, 3-pole, 21-28 V AC/DC, 50/60 Hz, with integrated varistor, auxiliary contacts: 1 NO + 1 NC, spring-loaded terminal, size: S0 | 2510 | 1 | Z9 | 1
3RT2023-2NF30 |  | power contactor, AC-3e/AC-3, 9 A, 4 kW / 400 V, 3-pole, 95-130 V AC/DC, 50/60 Hz, with integrated varistor, auxiliary contacts: 1 NO + 1 NC, spring-loaded terminal, size: S0 | 2510 | 1 | Z9 | 1
3RT2023-2NP30 |  | power contactor, AC-3e/AC-3, 9 A, 4 kW / 400 V, 3-pole, 200-280 V AC/DC, 50/60 Hz, with integrated varistor, auxiliary contacts: 1 NO + 1 NC, spring-loaded terminal, size: S0 | 2510 | 1 | Z9 | 1
3RT2023-4AG60 |  | power contactor, AC-3e/AC-3, 9 A, 4 kW / 400 V, 3-pole, 100 V AC, 50 Hz / 100-110 V, 60 Hz, auxiliary contacts: 1 NO + 1 NC, ring cable lug connection, size: S0 | 1370 | 1 | Z9 | 1
3RT2023-4AN60 |  | power contactor, AC-3e/AC-3, 9 A, 4 kW / 400 V, 3-pole, 200 V AC, 50 Hz / 200-220 V, 60 Hz, auxiliary contacts: 1 NO + 1 NC, ring cable lug connection, size: S0 | 1370 | 1 | Z9 | 1
3RT2023-4XB40-0LA2 |  | traction contactor, AC-3e/AC-3, 9 A, 4 kW / 400 V, 3-pole, 24 V DC, 0.7-1.25* Uc, solid-state operating mechanism, with integrated varistor, auxiliary contacts: 1 NO + 1 NC, ring cable lug connection, frame size: S0 | 3650 | 1 | Z9 | 1
3RT2023-4XJ40-0LA2 |  | traction contactor, AC-3e/AC-3, 9 A, 4 kW / 400 V, 3-pole, 72 V DC, 0.7-1.25* Uc, solid-state operating mechanism, with integrated varistor, auxiliary contacts: 1 NO + 1 NC, ring cable lug connection, frame size: S0 | 3780 | 1 | Z9 | 1
3RT2024-1AB00 |  | power contactor, AC-3e/AC-3, 12 A, 5.5 kW / 400 V, 3-pole, 24 V AC, 50 Hz, auxiliary contacts: 1 NO + 1 NC, screw terminal, size: S0 | 1180 | 1 | Z9 | 1
3RT2024-1AB00-1AA0 |  | power contactor, AC-3e/AC-3, 12 A, 5.5 kW / 400 V, 3-pole, 24 V AC, 50 Hz, auxiliary contacts: 1 NO + 1 NC, screw terminal, size: S0, upright mounting position | 1430 | 1 | Z9 | 1
3RT2024-1AB04 |  | power contactor, AC-3e/AC-3, 12 A, 5.5 kW / 400 V, 3-pole, 24 V AC, 50 Hz, auxiliary contacts: 2 NO + 2 NC, screw terminal, size: S0, removable auxiliary switch | 1570 | 1 | Z9 | 1
3RT2024-1AC20 |  | power contactor, AC-3e/AC-3, 12 A, 5.5 kW / 400 V, 3-pole, 24 V AC, 50/60 Hz, auxiliary contacts: 1 NO + 1 NC, screw terminal, size: S0 | 1180 | 1 | Z9 | 1
3RT2024-1AC20-1AA0 |  | power contactor, AC-3e/AC-3, 12 A, 5.5 kW / 400 V, 3-pole, 24 V AC, 50/60 Hz, auxiliary contacts: 1 NO + 1 NC, screw terminal, size: S0, upright mounting position | 1430 | 1 | Z9 | 1
3RT2024-1AC24 |  | power contactor, AC-3e/AC-3, 12 A, 5.5 kW / 400 V, 3-pole, 24 V AC, 50/60 Hz, auxiliary contacts: 2 NO + 2 NC, screw terminal, size: S0, removable auxiliary switch | 1570 | 1 | Z9 | 1
3RT2024-1AD00 |  | power contactor, AC-3e/AC-3, 12 A, 5.5 kW / 400 V, 3-pole, 42 V AC, 50 Hz, auxiliary contacts: 1 NO + 1 NC, screw terminal, size: S0 | 1260 | 1 | Z9 | 1
3RT2024-1AD04 |  | power contactor, AC-3e/AC-3, 12 A, 5.5 kW / 400 V, 3-pole, 42 V AC, 50 Hz, auxiliary contacts: 2 NO + 2 NC, screw terminal, size: S0, removable auxiliary switch | 1660 | 1 | Z9 | 1
3RT2024-1AF00 |  | power contactor, AC-3e/AC-3, 12 A, 5.5 kW / 400 V, 3-pole, 110 V AC, 50 Hz, auxiliary contacts: 1 NO + 1 NC, screw terminal, size: S0 | 1180 | 1 | Z9 | 1
3RT2024-1AF04 |  | power contactor, AC-3e/AC-3, 12 A, 5.5 kW / 400 V, 3-pole, 110 V AC, 50 Hz, auxiliary contacts: 2 NO + 2 NC, screw terminal, size: S0, removable auxiliary switch | 1570 | 1 | Z9 | 1
3RT2024-1AG20 |  | power contactor, AC-3e/AC-3, 12 A, 5.5 kW / 400 V, 3-pole, 110 V AC, 50/60 Hz, auxiliary contacts: 1 NO + 1 NC, screw terminal, size: S0 | 1180 | 1 | Z9 | 1
3RT2024-1AG24 |  | power contactor, AC-3e/AC-3, 12 A, 5.5 kW / 400 V, 3-pole, 110 V AC, 50/60 Hz, auxiliary contacts: 2 NO + 2 NC, screw terminal, size: S0, removable auxiliary switch | 1570 | 1 | Z9 | 1
3RT2024-1AG60 |  | power contactor, AC-3e/AC-3, 12 A, 5.5 kW / 400 V, 3-pole, 100 V AC, 50 Hz / 100-110 V, 60 Hz, auxiliary contacts: 1 NO + 1 NC, screw terminal, size: S0 | 1260 | 1 | Z9 | 1
3RT2024-1AH00 |  | power contactor, AC-3e/AC-3, 12 A, 5.5 kW / 400 V, 3-pole, 48 V AC, 50 Hz, auxiliary contacts: 1 NO + 1 NC, screw terminal, size: S0 | 1180 | 1 | Z9 | 1
3RT2024-1AH20 |  | power contactor, AC-3e/AC-3, 12 A, 5.5 kW / 400 V, 3-pole, 48 V AC, 50/60 Hz, auxiliary contacts: 1 NO + 1 NC, screw terminal, size: S0 | 1260 | 1 | Z9 | 1
3RT2024-1AK60 |  | power contactor, AC-3e/AC-3, 12 A, 5.5 kW / 400 V, 3-pole, 110 V AC, 50 Hz / 120 V, 60 Hz, auxiliary contacts: 1 NO + 1 NC, screw terminal, size: S0 | 1180 | 1 | Z9 | 1
3RT2024-1AK64 |  | power contactor, AC-3e/AC-3, 12 A, 5.5 kW / 400 V, 3-pole, 110 V AC, 50 Hz / 120 V, 60 Hz, auxiliary contacts: 2 NO + 2 NC, screw terminal, size: S0, removable auxiliary switch | 1570 | 1 | Z9 | 1
3RT2024-1AK64-3MA0 |  | power contactor, AC-3e/AC-3, 12 A, 5.5 kW / 400 V, 3-pole, 110 V AC, 50 Hz / 120 V, 60 Hz, auxiliary contacts: 2 NO + 2 NC, screw terminal, size: S0, captive auxiliary switch, no surge suppressor retrofittable | 1630 | 1 | Z9 | 1
3RT2024-1AL20 |  | power contactor, AC-3e/AC-3, 12 A, 5.5 kW / 400 V, 3-pole, 230 V AC, 50/60 Hz, auxiliary contacts: 1 NO + 1 NC, screw terminal, size: S0 | 1180 | 1 | Z9 | 1
3RT2024-1AL24 |  | power contactor, AC-3e/AC-3, 12 A, 5.5 kW / 400 V, 3-pole, 230 V AC, 50/60 Hz, auxiliary contacts: 2 NO + 2 NC, screw terminal, size: S0, removable auxiliary switch | 1570 | 1 | Z9 | 1
3RT2024-1AL24-3MA0 |  | power contactor, AC-3e/AC-3, 12 A, 5.5 kW / 400 V, 3-pole, 230 V AC, 50/60 Hz, auxiliary contacts: 2 NO + 2 NC, screw terminal, size: S0, captive auxiliary switch, no surge suppressor retrofittable | 1630 | 1 | Z9 | 1
3RT2024-1AM20 |  | power contactor, AC-3e/AC-3, 12 A, 5.5 kW / 400 V, 3-pole, 208 V AC, 50/60 Hz, auxiliary contacts: 1 NO + 1 NC, screw terminal, size: S0 | 1260 | 1 | Z9 | 1
3RT2024-1AN20 |  | power contactor, AC-3e/AC-3, 12 A, 5.5 kW / 400 V, 3-pole, 220 V AC, 50/60 Hz, auxiliary contacts: 1 NO + 1 NC, screw terminal, size: S0 | 1180 | 1 | Z9 | 1
3RT2024-1AN24 |  | power contactor, AC-3e/AC-3, 12 A, 5.5 kW / 400 V, 3-pole, 220 V AC, 50/60 Hz, auxiliary contacts: 2 NO + 2 NC, screw terminal, size: S0, removable auxiliary switch | 1570 | 1 | Z9 | 1
3RT2024-1AN60 |  | power contactor, AC-3e/AC-3, 12 A, 5.5 kW / 400 V, 3-pole, 200 V AC, 50 Hz / 200-220 V, 60 Hz, auxiliary contacts: 1 NO + 1 NC, screw terminal, size: S0 | 1260 | 1 | Z9 | 1
3RT2024-1AP00 |  | power contactor, AC-3e/AC-3, 12 A, 5.5 kW / 400 V, 3-pole, 230 V AC, 50 Hz, auxiliary contacts: 1 NO + 1 NC, screw terminal, size: S0 | 1180 | 1 | Z9 | 1
3RT2024-1AP00-1AA0 |  | power contactor, AC-3e/AC-3, 12 A, 5.5 kW / 400 V, 3-pole, 230 V AC, 50 Hz, auxiliary contacts: 1 NO + 1 NC, screw terminal, size: S0, upright mounting position | 1430 | 1 | Z9 | 1
3RT2024-1AP04 |  | power contactor, AC-3e/AC-3, 12 A, 5.5 kW / 400 V, 3-pole, 230 V AC, 50 Hz, auxiliary contacts: 2 NO + 2 NC, screw terminal, size: S0, removable auxiliary switch | 1570 | 1 | Z9 | 1
3RT2024-1AP60 |  | power contactor, AC-3e/AC-3, 12 A, 5.5 kW / 400 V, 3-pole, 220 V AC, 50 Hz / 240 V, 60 Hz, auxiliary contacts: 1 NO + 1 NC, screw terminal, size: S0 | 1180 | 1 | Z9 | 1
3RT2024-1AR60 |  | power contactor, AC-3e/AC-3, 12 A, 5.5 kW / 400 V, 3-pole, 400 V AC, 50 Hz / 400-440 V, 60 Hz, auxiliary contacts: 1 NO + 1 NC, screw terminal, size: S0 | 1260 | 1 | Z9 | 1
3RT2024-1AT60 |  | Cont., AC-3, 5.5 kW / 400 V, 1 NO + 1 NC, AC 600 V, 60 Hz, 3-pole, size S0 screw terminal | 1260 | 1 | Z9 | 1
3RT2024-1AU00 |  | power contactor, AC-3e/AC-3, 12 A, 5.5 kW / 400 V, 3-pole, 240 V AC, 50 Hz, auxiliary contacts: 1 NO + 1 NC, screw terminal, size: S0 | 1180 | 1 | Z9 | 1
3RT2024-1AU20 |  | power contactor, AC-3e/AC-3, 12 A, 5.5 kW / 400 V, 3-pole, 380 V AC, 50/60 Hz, auxiliary contacts: 1 NO + 1 NC, screw terminal, size: S0 | 1260 | 1 | Z9 | 1
3RT2024-1AU60 |  | power contactor, AC-3e/AC-3, 12 A, 5.5 kW / 400 V, 3-pole, 277 V AC, 60 Hz, auxiliary contacts: 1 NO + 1 NC, screw terminal, size: S0 | 1260 | 1 | Z9 | 1
3RT2024-1AV00 |  | power contactor, AC-3e/AC-3, 12 A, 5.5 kW / 400 V, 3-pole, 400 V AC, 50 Hz, auxiliary contacts: 1 NO + 1 NC, screw terminal, size: S0 | 1260 | 1 | Z9 | 1
3RT2024-1AV04 |  | power contactor, AC-3e/AC-3, 12 A, 5.5 kW / 400 V, 3-pole, 400 V AC, 50 Hz, auxiliary contacts: 2 NO + 2 NC, screw terminal, size: S0, removable auxiliary switch | 1660 | 1 | Z9 | 1
3RT2024-1AV60 |  | power contactor, AC-3e/AC-3, 12 A, 5.5 kW / 400 V, 3-pole, 480 V AC, 60 Hz, auxiliary contacts: 1 NO + 1 NC, screw terminal, size: S0 | 1260 | 1 | Z9 | 1
3RT2024-1BB40 |  | power contactor, AC-3e/AC-3, 12 A, 5.5 kW / 400 V, 3-pole, 24 V DC, auxiliary contacts: 1 NO + 1 NC, screw terminal, size: S0 | 2310 | 1 | Z9 | 1
3RT2024-1BB40-0CC0 |  | power contactor, AC-3e/AC-3, 12 A, 5.5 kW / 400 V, 3-pole, 24 V DC, auxiliary contacts: 1 NO + 1 NC, screw terminal, size: S0, communication-capable | 2490 | 1 | Z9 | 1
3RT2024-1BB40-1AA0 |  | power contactor, AC-3e/AC-3, 12 A, 5.5 kW / 400 V, 3-pole, 24 V DC, auxiliary contacts: 1 NO + 1 NC, screw terminal, size: S0, upright mounting position | 2570 | 1 | Z9 | 1
3RT2024-1BB44 |  | power contactor, AC-3e/AC-3, 12 A, 5.5 kW / 400 V, 3-pole, 24 V DC, auxiliary contacts: 2 NO + 2 NC, screw terminal, size: S0, removable auxiliary switch | 2680 | 1 | Z9 | 1
3RT2024-1BB44-3MA0 |  | power contactor, AC-3e/AC-3, 12 A, 5.5 kW / 400 V, 3-pole, 24 V DC, auxiliary contacts: 2 NO + 2 NC, screw terminal, size: S0, captive auxiliary switch, no surge suppressor retrofittable | 2760 | 1 | Z9 | 1
3RT2024-1BE40 |  | power contactor, AC-3e/AC-3, 12 A, 5.5 kW / 400 V, 3-pole, 60 V DC, auxiliary contacts: 1 NO + 1 NC, screw terminal, size: S0 | 2420 | 1 | Z9 | 1
3RT2024-1BF40 |  | power contactor, AC-3e/AC-3, 12 A, 5.5 kW / 400 V, 3-pole, 110 V DC, auxiliary contacts: 1 NO + 1 NC, screw terminal, size: S0 | 2310 | 1 | Z9 | 1
3RT2024-1BF44 |  | power contactor, AC-3e/AC-3, 12 A, 5.5 kW / 400 V, 3-pole, 110 V DC, auxiliary contacts: 2 NO + 2 NC, screw terminal, size: S0, removable auxiliary switch | 2680 | 1 | Z9 | 1
3RT2024-1BG40 |  | power contactor, AC-3e/AC-3, 12 A, 5.5 kW / 400 V, 3-pole, 125 V DC, auxiliary contacts: 1 NO + 1 NC, screw terminal, size: S0 | 2420 | 1 | Z9 | 1
3RT2024-1BJ80 |  | power contactor, AC-3e/AC-3, 12 A, 5.5 kW / 400 V, 3-pole, 72 V DC, auxiliary contacts: 1 NO + 1 NC, screw terminal, size: S0 | 2420 | 1 | Z9 | 1
3RT2024-1BM40 |  | power contactor, AC-3e/AC-3, 12 A, 5.5 kW / 400 V, 3-pole, 220 V DC, auxiliary contacts: 1 NO + 1 NC, screw terminal, size: S0 | 2310 | 1 | Z9 | 1
3RT2024-1BM44 |  | power contactor, AC-3e/AC-3, 12 A, 5.5 kW / 400 V, 3-pole, 220 V DC, auxiliary contacts: 2 NO + 2 NC, screw terminal, size: S0, removable auxiliary switch | 2680 | 1 | Z9 | 1
3RT2024-1BP40 |  | power contactor, AC-3e/AC-3, 12 A, 5.5 kW / 400 V, 3-pole, 230 V DC, auxiliary contacts: 1 NO + 1 NC, screw terminal, size: S0 | 2420 | 1 | Z9 | 1
3RT2024-1BW40 |  | power contactor, AC-3e/AC-3, 12 A, 5.5 kW / 400 V, 3-pole, 48 V DC, auxiliary contacts: 1 NO + 1 NC, screw terminal, size: S0 | 2310 | 1 | Z9 | 1
3RT2024-1CK64-3MA0 |  | power contactor, AC-3e/AC-3, 12 A, 5.5 kW / 400 V, 3-pole, 110 V AC, 50 Hz / 120 V, 60 Hz, with plugged-in varistor, auxiliary contacts: 2 NO + 2 NC, screw terminal, size: S0, captive auxiliary switch | 1910 | 1 | Z9 | 1
3RT2024-1CL24-3MA0 |  | power contactor, AC-3e/AC-3, 12 A, 5.5 kW / 400 V, 3-pole, 230 V AC, 50/60 Hz, with plugged-in varistor, auxiliary contacts: 2 NO + 2 NC, screw terminal, size: S0, captive auxiliary switch | 1910 | 1 | Z9 | 1
3RT2024-1DB40 |  | power contactor, AC-3e/AC-3, 12 A, 5.5 kW / 400 V, 3-pole, 24 V DC, with plugged-in varistor, auxiliary contacts: 1 NO + 1 NC, screw terminal, size: S0 | 2850 | 1 | Z9 | 1
3RT2024-1DB44-3MA0 |  | power contactor, AC-3e/AC-3, 12 A, 5.5 kW / 400 V, 3-pole, 24 V DC, with plugged-in varistor, auxiliary contacts: 2 NO + 2 NC, screw terminal, size: S0, captive auxiliary switch | 3080 | 1 | Z9 | 1
3RT2024-1FB40 |  | power contactor, AC-3e/AC-3, 12 A, 5.5 kW / 400 V, 3-pole, 24 V DC, with plugged-in diode combination, auxiliary contacts: 1 NO + 1 NC, screw terminal, size: S0 | 2850 | 1 | Z9 | 1
3RT2024-1FB44-3MA0 |  | power contactor, AC-3e/AC-3, 12 A, 5.5 kW / 400 V, 3-pole, 24 V DC, with plugged-in diode combination, auxiliary contacts: 2 NO + 2 NC, screw terminal, size: S0, captive auxiliary switch | 3160 | 1 | Z9 | 1
3RT2024-1FB44-3MA1 |  | power contactor, AC-3e/AC-3, 12 A, 5.5 kW / 400 V, 3-pole, 24 V DC, with plugged-in diode combination, auxiliary contacts: 2 NO + 2 NC, screw terminal, size: S0, captive auxiliary switch, upright mounting position | 3350 | 1 | Z9 | 1
3RT2024-1KB40 |  | power contactor, AC-3e/AC-3, 12 A, 5.5 kW / 400 V, 3-pole, 24 V DC, 0.7-1.25* Uc, with plugged-in varistor, auxiliary contacts: 1 NO + 1 NC, screw terminal, frame size: S0, suitable for PLC outputs, no auxiliary switch can be added | 2550 | 1 | Z9 | 1
3RT2024-1NB30 |  | power contactor, AC-3e/AC-3, 12 A, 5.5 kW / 400 V, 3-pole, 21-28 V AC/DC, 50/60 Hz, with integrated varistor, auxiliary contacts: 1 NO + 1 NC, screw terminal, size: S0 | 2680 | 1 | Z9 | 1
3RT2024-1NF30 |  | power contactor, AC-3e/AC-3, 12 A, 5.5 kW / 400 V, 3-pole, 95-130 V AC/DC, 50/60 Hz, with integrated varistor, auxiliary contacts: 1 NO + 1 NC, screw terminal, size: S0 | 2680 | 1 | Z9 | 1
3RT2024-1NP30 |  | power contactor, AC-3e/AC-3, 12 A, 5.5 kW / 400 V, 3-pole, 200-280 V AC/DC, 50/60 Hz, with integrated varistor, auxiliary contacts: 1 NO + 1 NC, screw terminal, size: S0 | 2680 | 1 | Z9 | 1
3RT2024-2AB00 |  | power contactor, AC-3e/AC-3, 12 A, 5.5 kW / 400 V, 3-pole, 24 V AC, 50 Hz, auxiliary contacts: 1 NO + 1 NC, spring-loaded terminal, size: S0 | 1180 | 1 | Z9 | 1
3RT2024-2AB00-1AA0 |  | power contactor, AC-3e/AC-3, 12 A, 5.5 kW / 400 V, 3-pole, 24 V AC, 50 Hz, auxiliary contacts: 1 NO + 1 NC, spring-loaded terminal, size: S0, upright mounting position | 1430 | 1 | Z9 | 1
3RT2024-2AB04 |  | power contactor, AC-3e/AC-3, 12 A, 5.5 kW / 400 V, 3-pole, 24 V AC, 50 Hz, auxiliary contacts: 2 NO + 2 NC, spring-loaded terminal, size: S0, removable auxiliary switch | 1570 | 1 | Z9 | 1
3RT2024-2AC20 |  | power contactor, AC-3e/AC-3, 12 A, 5.5 kW / 400 V, 3-pole, 24 V AC, 50/60 Hz, auxiliary contacts: 1 NO + 1 NC, spring-loaded terminal, size: S0 | 1180 | 1 | Z9 | 1
3RT2024-2AC20-1AA0 |  | power contactor, AC-3e/AC-3, 12 A, 5.5 kW / 400 V, 3-pole, 24 V AC, 50/60 Hz, auxiliary contacts: 1 NO + 1 NC, spring-loaded terminal, size: S0, upright mounting position | 1430 | 1 | Z9 | 1
3RT2024-2AC24 |  | power contactor, AC-3e/AC-3, 12 A, 5.5 kW / 400 V, 3-pole, 24 V AC, 50/60 Hz, auxiliary contacts: 2 NO + 2 NC, spring-loaded terminal, size: S0, removable auxiliary switch | 1570 | 1 | Z9 | 1
3RT2024-2AF00 |  | power contactor, AC-3e/AC-3, 12 A, 5.5 kW / 400 V, 3-pole, 110 V AC, 50 Hz, auxiliary contacts: 1 NO + 1 NC, spring-loaded terminal, size: S0 | 1180 | 1 | Z9 | 1
3RT2024-2AF04 |  | power contactor, AC-3e/AC-3, 12 A, 5.5 kW / 400 V, 3-pole, 110 V AC, 50 Hz, auxiliary contacts: 2 NO + 2 NC, spring-loaded terminal, size: S0, removable auxiliary switch | 1570 | 1 | Z9 | 1
3RT2024-2AG20 |  | power contactor, AC-3e/AC-3, 12 A, 5.5 kW / 400 V, 3-pole, 110 V AC, 50/60 Hz, auxiliary contacts: 1 NO + 1 NC, spring-loaded terminal, size: S0 | 1180 | 1 | Z9 | 1
3RT2024-2AG24 |  | power contactor, AC-3e/AC-3, 12 A, 5.5 kW / 400 V, 3-pole, 110 V AC, 50/60 Hz, auxiliary contacts: 2 NO + 2 NC, spring-loaded terminal, size: S0, removable auxiliary switch | 1570 | 1 | Z9 | 1
3RT2024-2AH00 |  | power contactor, AC-3e/AC-3, 12 A, 5.5 kW / 400 V, 3-pole, 48 V AC, 50 Hz, auxiliary contacts: 1 NO + 1 NC, spring-loaded terminal, size: S0 | 1180 | 1 | Z9 | 1
3RT2024-2AK60 |  | power contactor, AC-3e/AC-3, 12 A, 5.5 kW / 400 V, 3-pole, 110 V AC, 50 Hz / 120 V, 60 Hz, auxiliary contacts: 1 NO + 1 NC, spring-loaded terminal, size: S0 | 1180 | 1 | Z9 | 1
3RT2024-2AL20 |  | power contactor, AC-3e/AC-3, 12 A, 5.5 kW / 400 V, 3-pole, 230 V AC, 50/60 Hz, auxiliary contacts: 1 NO + 1 NC, spring-loaded terminal, size: S0 | 1180 | 1 | Z9 | 1
3RT2024-2AL20-1AA0 |  | power contactor, AC-3e/AC-3, 12 A, 5.5 kW / 400 V, 3-pole, 230 V AC, 50/60 Hz, auxiliary contacts: 1 NO + 1 NC, spring-loaded terminal, size: S0, upright mounting position | 1430 | 1 | Z9 | 1
3RT2024-2AL24 |  | power contactor, AC-3e/AC-3, 12 A, 5.5 kW / 400 V, 3-pole, 230 V AC, 50/60 Hz, auxiliary contacts: 2 NO + 2 NC, spring-loaded terminal, size: S0, removable auxiliary switch | 1570 | 1 | Z9 | 1
3RT2024-2AL24-3MA0 |  | power contactor, AC-3e/AC-3, 12 A, 5.5 kW / 400 V, 3-pole, 230 V AC, 50/60 Hz, auxiliary contacts: 2 NO + 2 NC, spring-loaded terminal, size: S0, captive auxiliary switch, no surge suppressor retrofittable | 1630 | 1 | Z9 | 1
3RT2024-2AN20 |  | power contactor, AC-3e/AC-3, 12 A, 5.5 kW / 400 V, 3-pole, 220 V AC, 50/60 Hz, auxiliary contacts: 1 NO + 1 NC, spring-loaded terminal, size: S0 | 1180 | 1 | Z9 | 1
3RT2024-2AN24 |  | power contactor, AC-3e/AC-3, 12 A, 5.5 kW / 400 V, 3-pole, 220 V AC, 50/60 Hz, auxiliary contacts: 2 NO + 2 NC, spring-loaded terminal, size: S0, removable auxiliary switch | 1570 | 1 | Z9 | 1
3RT2024-2AP00 |  | power contactor, AC-3e/AC-3, 12 A, 5.5 kW / 400 V, 3-pole, 230 V AC, 50 Hz, auxiliary contacts: 1 NO + 1 NC, spring-loaded terminal, size: S0 | 1180 | 1 | Z9 | 1
3RT2024-2AP04 |  | power contactor, AC-3e/AC-3, 12 A, 5.5 kW / 400 V, 3-pole, 230 V AC, 50 Hz, auxiliary contacts: 2 NO + 2 NC, spring-loaded terminal, size: S0, removable auxiliary switch | 1570 | 1 | Z9 | 1
3RT2024-2AP60 |  | power contactor, AC-3e/AC-3, 12 A, 5.5 kW / 400 V, 3-pole, 220 V AC, 50 Hz / 240 V, 60 Hz, auxiliary contacts: 1 NO + 1 NC, spring-loaded terminal, size: S0 | 1180 | 1 | Z9 | 1
3RT2024-2AV00 |  | power contactor, AC-3e/AC-3, 12 A, 5.5 kW / 400 V, 3-pole, 400 V AC, 50 Hz, auxiliary contacts: 1 NO + 1 NC, spring-loaded terminal, size: S0 | 1260 | 1 | Z9 | 1
3RT2024-2AV04 |  | power contactor, AC-3e/AC-3, 12 A, 5.5 kW / 400 V, 3-pole, 400 V AC, 50 Hz, auxiliary contacts: 2 NO + 2 NC, spring-loaded terminal, size: S0, removable auxiliary switch | 1660 | 1 | Z9 | 1
3RT2024-2BB40 |  | power contactor, AC-3e/AC-3, 12 A, 5.5 kW / 400 V, 3-pole, 24 V DC, auxiliary contacts: 1 NO + 1 NC, spring-loaded terminal, size: S0 | 2310 | 1 | Z9 | 1
3RT2024-2BB40-0CC0 |  | power contactor, AC-3e/AC-3, 12 A, 5.5 kW / 400 V, 3-pole, 24 V DC, auxiliary contacts: 1 NO + 1 NC, spring-loaded terminal, size: S0, communication-capable | 2490 | 1 | Z9 | 1
3RT2024-2BB44 |  | power contactor, AC-3e/AC-3, 12 A, 5.5 kW / 400 V, 3-pole, 24 V DC, auxiliary contacts: 2 NO + 2 NC, spring-loaded terminal, size: S0, removable auxiliary switch | 2680 | 1 | Z9 | 1
3RT2024-2BB44-3MA0 |  | power contactor, AC-3e/AC-3, 12 A, 5.5 kW / 400 V, 3-pole, 24 V DC, auxiliary contacts: 2 NO + 2 NC, spring-loaded terminal, size: S0, captive auxiliary switch, no surge suppressor retrofittable | 2760 | 1 | Z9 | 1
3RT2024-2BE40 |  | power contactor, AC-3e/AC-3, 12 A, 5.5 kW / 400 V, 3-pole, 60 V DC, auxiliary contacts: 1 NO + 1 NC, spring-loaded terminal, size: S0 | 2420 | 1 | Z9 | 1
3RT2024-2BF40 |  | power contactor, AC-3e/AC-3, 12 A, 5.5 kW / 400 V, 3-pole, 110 V DC, auxiliary contacts: 1 NO + 1 NC, spring-loaded terminal, size: S0 | 2310 | 1 | Z9 | 1
3RT2024-2BF44 |  | power contactor, AC-3e/AC-3, 12 A, 5.5 kW / 400 V, 3-pole, 110 V DC, auxiliary contacts: 2 NO + 2 NC, spring-loaded terminal, size: S0, removable auxiliary switch | 2680 | 1 | Z9 | 1
3RT2024-2BG40 |  | power contactor, AC-3e/AC-3, 12 A, 5.5 kW / 400 V, 3-pole, 125 V DC, auxiliary contacts: 1 NO + 1 NC, spring-loaded terminal, size: S0 | 2420 | 1 | Z9 | 1
3RT2024-2BM40 |  | power contactor, AC-3e/AC-3, 12 A, 5.5 kW / 400 V, 3-pole, 220 V DC, auxiliary contacts: 1 NO + 1 NC, spring-loaded terminal, size: S0 | 2310 | 1 | Z9 | 1
3RT2024-2BW40 |  | power contactor, AC-3e/AC-3, 12 A, 5.5 kW / 400 V, 3-pole, 48 V DC, auxiliary contacts: 1 NO + 1 NC, spring-loaded terminal, size: S0 | 2310 | 1 | Z9 | 1
3RT2024-2CK64-3MA0 |  | power contactor, AC-3e/AC-3, 12 A, 5.5 kW / 400 V, 3-pole, 110 V AC, 50 Hz / 120 V, 60 Hz, with plugged-in varistor, auxiliary contacts: 2 NO + 2 NC, spring-loaded terminal, size: S0, captive auxiliary switch | 1910 | 1 | Z9 | 1
3RT2024-2CL24-3MA0 |  | power contactor, AC-3e/AC-3, 12 A, 5.5 kW / 400 V, 3-pole, 230 V AC, 50/60 Hz, with plugged-in varistor, auxiliary contacts: 2 NO + 2 NC, spring-loaded terminal, size: S0, captive auxiliary switch | 1910 | 1 | Z9 | 1
3RT2024-2DB40 |  | power contactor, AC-3e/AC-3, 12 A, 5.5 kW / 400 V, 3-pole, 24 V DC, with plugged-in varistor, auxiliary contacts: 1 NO + 1 NC, spring-loaded terminal, size: S0 | 2850 | 1 | Z9 | 1
3RT2024-2DB40-1AA0 |  | power contactor, AC-3e/AC-3, 12 A, 5.5 kW / 400 V, 3-pole, 24 V DC, with plugged-in varistor, auxiliary contacts: 1 NO + 1 NC, spring-loaded terminal, size: S0, upright mounting position | 3010 | 1 | Z9 | 1
3RT2024-2DB44-3MA0 |  | power contactor, AC-3e/AC-3, 12 A, 5.5 kW / 400 V, 3-pole, 24 V DC, with plugged-in varistor, auxiliary contacts: 2 NO + 2 NC, spring-loaded terminal, size: S0, captive auxiliary switch | 3080 | 1 | Z9 | 1
3RT2024-2EL20 |  | power contactor, AC-3e/AC-3, 12 A, 5.5 kW / 400 V, 3-pole, 230 V AC, 50/60 Hz, with plugged-in RC element, auxiliary contacts: 1 NO + 1 NC, spring-loaded terminal, size: S0 | 1680 | 1 | Z9 | 1
3RT2024-2EL20-1AA0 |  | power contactor, AC-3e/AC-3, 12 A, 5.5 kW / 400 V, 3-pole, 230 V AC, 50/60 Hz, with plugged-in RC element, auxiliary contacts: 1 NO + 1 NC, spring-loaded terminal, size: S0, upright mounting position | 1950 | 1 | Z9 | 1
3RT2024-2FB40 |  | power contactor, AC-3e/AC-3, 12 A, 5.5 kW / 400 V, 3-pole, 24 V DC, with plugged-in diode combination, auxiliary contacts: 1 NO + 1 NC, spring-loaded terminal, size: S0 | 2850 | 1 | Z9 | 1
3RT2024-2FB44-3MA0 |  | power contactor, AC-3e/AC-3, 12 A, 5.5 kW / 400 V, 3-pole, 24 V DC, with plugged-in diode combination, auxiliary contacts: 2 NO + 2 NC, spring-loaded terminal, size: S0, captive auxiliary switch | 3160 | 1 | Z9 | 1
3RT2024-2KB40 |  | power contactor, AC-3e/AC-3, 12 A, 5.5 kW / 400 V, 3-pole, 24 V DC, 0.7-1.25* Uc, with plugged-in varistor, auxiliary contacts: 1 NO + 1 NC, spring-loaded terminal, frame size: S0, suitable for PLC outputs, no auxiliary switch can be added | 2550 | 1 | Z9 | 1
3RT2024-2NB30 |  | power contactor, AC-3e/AC-3, 12 A, 5.5 kW / 400 V, 3-pole, 21-28 V AC/DC, 50/60 Hz, with integrated varistor, auxiliary contacts: 1 NO + 1 NC, spring-loaded terminal, size: S0 | 2680 | 1 | Z9 | 1
3RT2024-2NF30 |  | power contactor, AC-3e/AC-3, 12 A, 5.5 kW / 400 V, 3-pole, 95-130 V AC/DC, 50/60 Hz, with integrated varistor, auxiliary contacts: 1 NO + 1 NC, spring-loaded terminal, size: S0 | 2680 | 1 | Z9 | 1
3RT2024-2NP30 |  | power contactor, AC-3e/AC-3, 12 A, 5.5 kW / 400 V, 3-pole, 200-280 V AC/DC, 50/60 Hz, with integrated varistor, auxiliary contacts: 1 NO + 1 NC, spring-loaded terminal, size: S0 | 2680 | 1 | Z9 | 1
3RT2024-2XJ40-0LA2 |  | traction contactor, AC-3e/AC-3, 12 A, 5.5 kW / 400 V, 3-pole, 72 V DC, 0.7-1.25* Uc, solid-state operating mechanism, with integrated varistor, auxiliary contacts: 1 NO + 1 NC, spring-loaded terminal, frame size: S0 | 3270 | 1 | Z9 | 1
3RT2024-4XB40-0LA2 |  | traction contactor, AC-3e/AC-3, 12 A, 5.5 kW / 400 V, 3-pole, 24 V DC, 0.7-1.25* Uc, solid-state operating mechanism, with integrated varistor, auxiliary contacts: 1 NO + 1 NC, ring cable lug connection, frame size: S0 | 3950 | 1 | Z9 | 1
3RT2025-1AB00 |  | power contactor, AC-3e/AC-3, 17 A, 7.5 kW / 400 V, 3-pole, 24 V AC, 50 Hz, auxiliary contacts: 1 NO + 1 NC, screw terminal, size: S0 | 1560 | 1 | Z9 | 1
3RT2025-1AB00-1AA0 |  | power contactor, AC-3e/AC-3, 17 A, 7.5 kW / 400 V, 3-pole, 24 V AC, 50 Hz, auxiliary contacts: 1 NO + 1 NC, screw terminal, size: S0, upright mounting position | 1810 | 1 | Z9 | 1
3RT2025-1AB04 |  | power contactor, AC-3e/AC-3, 17 A, 7.5 kW / 400 V, 3-pole, 24 V AC, 50 Hz, auxiliary contacts: 2 NO + 2 NC, screw terminal, size: S0, removable auxiliary switch | 1970 | 1 | Z9 | 1
3RT2025-1AC20 |  | power contactor, AC-3e/AC-3, 17 A, 7.5 kW / 400 V, 3-pole, 24 V AC, 50/60 Hz, auxiliary contacts: 1 NO + 1 NC, screw terminal, size: S0 | 1560 | 1 | Z9 | 1
3RT2025-1AC24 |  | power contactor, AC-3e/AC-3, 17 A, 7.5 kW / 400 V, 3-pole, 24 V AC, 50/60 Hz, auxiliary contacts: 2 NO + 2 NC, screw terminal, size: S0, removable auxiliary switch | 1970 | 1 | Z9 | 1
3RT2025-1AD00 |  | power contactor, AC-3e/AC-3, 17 A, 7.5 kW / 400 V, 3-pole, 42 V AC, 50 Hz, auxiliary contacts: 1 NO + 1 NC, screw terminal, size: S0 | 1650 | 1 | Z9 | 1
3RT2025-1AD04 |  | power contactor, AC-3e/AC-3, 17 A, 7.5 kW / 400 V, 3-pole, 42 V AC, 50 Hz, auxiliary contacts: 2 NO + 2 NC, screw terminal, size: S0, removable auxiliary switch | 2060 | 1 | Z9 | 1
3RT2025-1AD20 |  | power contactor, AC-3e/AC-3, 17 A, 7.5 kW / 400 V, 3-pole, 42 V AC, 50/60 Hz, auxiliary contacts: 1 NO + 1 NC, screw terminal, size: S0 | 1650 | 1 | Z9 | 1
3RT2025-1AD20-1AA0 |  | power contactor, AC-3e/AC-3, 17 A, 7.5 kW / 400 V, 3-pole, 42 V AC, 50/60 Hz, auxiliary contacts: 1 NO + 1 NC, screw terminal, size: S0, upright mounting position | 1810 | 1 | Z9 | 1
3RT2025-1AF00 |  | power contactor, AC-3e/AC-3, 17 A, 7.5 kW / 400 V, 3-pole, 110 V AC, 50 Hz, auxiliary contacts: 1 NO + 1 NC, screw terminal, size: S0 | 1560 | 1 | Z9 | 1
3RT2025-1AF04 |  | power contactor, AC-3e/AC-3, 17 A, 7.5 kW / 400 V, 3-pole, 110 V AC, 50 Hz, auxiliary contacts: 2 NO + 2 NC, screw terminal, size: S0, removable auxiliary switch | 1970 | 1 | Z9 | 1
3RT2025-1AG20 |  | power contactor, AC-3e/AC-3, 17 A, 7.5 kW / 400 V, 3-pole, 110 V AC, 50/60 Hz, auxiliary contacts: 1 NO + 1 NC, screw terminal, size: S0 | 1560 | 1 | Z9 | 1
3RT2025-1AG24 |  | power contactor, AC-3e/AC-3, 17 A, 7.5 kW / 400 V, 3-pole, 110 V AC, 50/60 Hz, auxiliary contacts: 2 NO + 2 NC, screw terminal, size: S0, removable auxiliary switch | 1970 | 1 | Z9 | 1
3RT2025-1AG60 |  | power contactor, AC-3e/AC-3, 17 A, 7.5 kW / 400 V, 3-pole, 100 V AC, 50 Hz / 100-110 V, 60 Hz, auxiliary contacts: 1 NO + 1 NC, screw terminal, size: S0 | 1650 | 1 | Z9 | 1
3RT2025-1AH00 |  | power contactor, AC-3e/AC-3, 17 A, 7.5 kW / 400 V, 3-pole, 48 V AC, 50 Hz, auxiliary contacts: 1 NO + 1 NC, screw terminal, size: S0 | 1560 | 1 | Z9 | 1
3RT2025-1AH20 |  | power contactor, AC-3e/AC-3, 17 A, 7.5 kW / 400 V, 3-pole, 48 V AC, 50/60 Hz, auxiliary contacts: 1 NO + 1 NC, screw terminal, size: S0 | 1650 | 1 | Z9 | 1
3RT2025-1AK60 |  | power contactor, AC-3e/AC-3, 17 A, 7.5 kW / 400 V, 3-pole, 110 V AC, 50 Hz / 120 V, 60 Hz, auxiliary contacts: 1 NO + 1 NC, screw terminal, size: S0 | 1560 | 1 | Z9 | 1
3RT2025-1AK60-1AA0 |  | power contactor, AC-3e/AC-3, 17 A, 7.5 kW / 400 V, 3-pole, 110 V AC, 50 Hz / 120 V, 60 Hz, auxiliary contacts: 1 NO + 1 NC, screw terminal, size: S0, upright mounting position | 1820 | 1 | Z9 | 1
3RT2025-1AK64 |  | power contactor, AC-3e/AC-3, 17 A, 7.5 kW / 400 V, 3-pole, 110 V AC, 50 Hz / 120 V, 60 Hz, auxiliary contacts: 2 NO + 2 NC, screw terminal, size: S0, removable auxiliary switch | 1970 | 1 | Z9 | 1
3RT2025-1AK64-3MA0 |  | power contactor, AC-3e/AC-3, 17 A, 7.5 kW / 400 V, 3-pole, 110 V AC, 50 Hz / 120 V, 60 Hz, auxiliary contacts: 2 NO + 2 NC, screw terminal, size: S0, captive auxiliary switch, no surge suppressor retrofittable | 2020 | 1 | Z9 | 1
3RT2025-1AL20 |  | power contactor, AC-3e/AC-3, 17 A, 7.5 kW / 400 V, 3-pole, 230 V AC, 50/60 Hz, auxiliary contacts: 1 NO + 1 NC, screw terminal, size: S0 | 1560 | 1 | Z9 | 1
3RT2025-1AL20-1AA0 |  | power contactor, AC-3e/AC-3, 17 A, 7.5 kW / 400 V, 3-pole, 230 V AC, 50/60 Hz, auxiliary contacts: 1 NO + 1 NC, screw terminal, size: S0, upright mounting position | 1820 | 1 | Z9 | 1
3RT2025-1AL24 |  | power contactor, AC-3e/AC-3, 17 A, 7.5 kW / 400 V, 3-pole, 230 V AC, 50/60 Hz, auxiliary contacts: 2 NO + 2 NC, screw terminal, size: S0, removable auxiliary switch | 1970 | 1 | Z9 | 1
3RT2025-1AL24-3MA0 |  | power contactor, AC-3e/AC-3, 17 A, 7.5 kW / 400 V, 3-pole, 230 V AC, 50/60 Hz, auxiliary contacts: 2 NO + 2 NC, screw terminal, size: S0, captive auxiliary switch, no surge suppressor retrofittable | 2020 | 1 | Z9 | 1
3RT2025-1AM20 |  | power contactor, AC-3e/AC-3, 17 A, 7.5 kW / 400 V, 3-pole, 208 V AC, 50/60 Hz, auxiliary contacts: 1 NO + 1 NC, screw terminal, size: S0 | 1650 | 1 | Z9 | 1
3RT2025-1AN10 |  | power contactor, AC-3e/AC-3, 17 A, 7.5 kW / 400 V, 3-pole, 220 V AC, 60 Hz, auxiliary contacts: 1 NO + 1 NC, screw terminal, size: S0 | 1650 | 1 | Z9 | 1
3RT2025-1AN20 |  | power contactor, AC-3e/AC-3, 17 A, 7.5 kW / 400 V, 3-pole, 220 V AC, 50/60 Hz, auxiliary contacts: 1 NO + 1 NC, screw terminal, size: S0 | 1560 | 1 | Z9 | 1
3RT2025-1AN24 |  | power contactor, AC-3e/AC-3, 17 A, 7.5 kW / 400 V, 3-pole, 220 V AC, 50/60 Hz, auxiliary contacts: 2 NO + 2 NC, screw terminal, size: S0, removable auxiliary switch | 1970 | 1 | Z9 | 1
3RT2025-1AN60 |  | power contactor, AC-3e/AC-3, 17 A, 7.5 kW / 400 V, 3-pole, 200 V AC, 50 Hz / 200-220 V, 60 Hz, auxiliary contacts: 1 NO + 1 NC, screw terminal, size: S0 | 1650 | 1 | Z9 | 1
3RT2025-1AP00 |  | power contactor, AC-3e/AC-3, 17 A, 7.5 kW / 400 V, 3-pole, 230 V AC, 50 Hz, auxiliary contacts: 1 NO + 1 NC, screw terminal, size: S0 | 1560 | 1 | Z9 | 1
3RT2025-1AP00-1AA0 |  | power contactor, AC-3e/AC-3, 17 A, 7.5 kW / 400 V, 3-pole, 230 V AC, 50 Hz, auxiliary contacts: 1 NO + 1 NC, screw terminal, size: S0, upright mounting position | 1810 | 1 | Z9 | 1
3RT2025-1AP04 |  | power contactor, AC-3e/AC-3, 17 A, 7.5 kW / 400 V, 3-pole, 230 V AC, 50 Hz, auxiliary contacts: 2 NO + 2 NC, screw terminal, size: S0, removable auxiliary switch | 1970 | 1 | Z9 | 1
3RT2025-1AP60 |  | power contactor, AC-3e/AC-3, 17 A, 7.5 kW / 400 V, 3-pole, 220 V AC, 50 Hz / 240 V, 60 Hz, auxiliary contacts: 1 NO + 1 NC, screw terminal, size: S0 | 1560 | 1 | Z9 | 1
3RT2025-1AP64 |  | power contactor, AC-3e/AC-3, 17 A, 7.5 kW / 400 V, 3-pole, 220 V AC, 50 Hz / 240 V, 60 Hz, auxiliary contacts: 2 NO + 2 NC, screw terminal, size: S0, removable auxiliary switch | 1970 | 1 | Z9 | 1
3RT2025-1AR60 |  | power contactor, AC-3e/AC-3, 17 A, 7.5 kW / 400 V, 3-pole, 400 V AC, 50 Hz / 400-440 V, 60 Hz, auxiliary contacts: 1 NO + 1 NC, screw terminal, size: S0 | 1650 | 1 | Z9 | 1
3RT2025-1AT60 |  | power contactor, AC-3e/AC-3, 17 A, 7.5 kW / 400 V, 3-pole, 600 V AC, 60 Hz, auxiliary contacts: 1 NO + 1 NC, screw terminal, size: S0 | 1650 | 1 | Z9 | 1
3RT2025-1AU00 |  | power contactor, AC-3e/AC-3, 17 A, 7.5 kW / 400 V, 3-pole, 240 V AC, 50 Hz, auxiliary contacts: 1 NO + 1 NC, screw terminal, size: S0 | 1560 | 1 | Z9 | 1
3RT2025-1AU20 |  | power contactor, AC-3e/AC-3, 17 A, 7.5 kW / 400 V, 3-pole, 380 V AC, 50/60 Hz, auxiliary contacts: 1 NO + 1 NC, screw terminal, size: S0 | 1650 | 1 | Z9 | 1
3RT2025-1AU60 |  | power contactor, AC-3e/AC-3, 17 A, 7.5 kW / 400 V, 3-pole, 277 V AC, 60 Hz, auxiliary contacts: 1 NO + 1 NC, screw terminal, size: S0 | 1650 | 1 | Z9 | 1
3RT2025-1AV00 |  | power contactor, AC-3e/AC-3, 17 A, 7.5 kW / 400 V, 3-pole, 400 V AC, 50 Hz, auxiliary contacts: 1 NO + 1 NC, screw terminal, size: S0 | 1650 | 1 | Z9 | 1
3RT2025-1AV04 |  | power contactor, AC-3e/AC-3, 17 A, 7.5 kW / 400 V, 3-pole, 400 V AC, 50 Hz, auxiliary contacts: 2 NO + 2 NC, screw terminal, size: S0, removable auxiliary switch | 2060 | 1 | Z9 | 1
3RT2025-1AV60 |  | power contactor, AC-3e/AC-3, 17 A, 7.5 kW / 400 V, 3-pole, 480 V AC, 60 Hz, auxiliary contacts: 1 NO + 1 NC, screw terminal, size: S0 | 1650 | 1 | Z9 | 1
3RT2025-1BA40 |  | power contactor, AC-3e/AC-3, 17 A, 7.5 kW / 400 V, 3-pole, 12 V DC, auxiliary contacts: 1 NO + 1 NC, screw terminal, size: S0 | 2930 | 1 | Z9 | 1
3RT2025-1BB40 |  | power contactor, AC-3e/AC-3, 17 A, 7.5 kW / 400 V, 3-pole, 24 V DC, auxiliary contacts: 1 NO + 1 NC, screw terminal, size: S0 | 2800 | 1 | Z9 | 1
3RT2025-1BB40-0CC0 |  | power contactor, AC-3e/AC-3, 17 A, 7.5 kW / 400 V, 3-pole, 24 V DC, auxiliary contacts: 1 NO + 1 NC, screw terminal, size: S0, communication-capable | 2970 | 1 | Z9 | 1
3RT2025-1BB40-1AA0 |  | power contactor, AC-3e/AC-3, 17 A, 7.5 kW / 400 V, 3-pole, 24 V DC, auxiliary contacts: 1 NO + 1 NC, screw terminal, size: S0, upright mounting position | 3060 | 1 | Z9 | 1
3RT2025-1BB44 |  | power contactor, AC-3e/AC-3, 17 A, 7.5 kW / 400 V, 3-pole, 24 V DC, auxiliary contacts: 2 NO + 2 NC, screw terminal, size: S0, removable auxiliary switch | 3180 | 1 | Z9 | 1
3RT2025-1BB44-3MA0 |  | power contactor, AC-3e/AC-3, 17 A, 7.5 kW / 400 V, 3-pole, 24 V DC, auxiliary contacts: 2 NO + 2 NC, screw terminal, size: S0, captive auxiliary switch, no surge suppressor retrofittable | 3230 | 1 | Z9 | 1
3RT2025-1BE40 |  | power contactor, AC-3e/AC-3, 17 A, 7.5 kW / 400 V, 3-pole, 60 V DC, auxiliary contacts: 1 NO + 1 NC, screw terminal, size: S0 | 2930 | 1 | Z9 | 1
3RT2025-1BF40 |  | power contactor, AC-3e/AC-3, 17 A, 7.5 kW / 400 V, 3-pole, 110 V DC, auxiliary contacts: 1 NO + 1 NC, screw terminal, size: S0 | 2800 | 1 | Z9 | 1
3RT2025-1BF44 |  | power contactor, AC-3e/AC-3, 17 A, 7.5 kW / 400 V, 3-pole, 110 V DC, auxiliary contacts: 2 NO + 2 NC, screw terminal, size: S0, removable auxiliary switch | 3180 | 1 | Z9 | 1
3RT2025-1BG40 |  | power contactor, AC-3e/AC-3, 17 A, 7.5 kW / 400 V, 3-pole, 125 V DC, auxiliary contacts: 1 NO + 1 NC, screw terminal, size: S0 | 2930 | 1 | Z9 | 1
3RT2025-1BJ80 |  | power contactor, AC-3e/AC-3, 17 A, 7.5 kW / 400 V, 3-pole, 72 V DC, auxiliary contacts: 1 NO + 1 NC, screw terminal, size: S0 | 2930 | 1 | Z9 | 1
3RT2025-1BM40 |  | power contactor, AC-3e/AC-3, 17 A, 7.5 kW / 400 V, 3-pole, 220 V DC, auxiliary contacts: 1 NO + 1 NC, screw terminal, size: S0 | 2800 | 1 | Z9 | 1
3RT2025-1BP40 |  | power contactor, AC-3e/AC-3, 17 A, 7.5 kW / 400 V, 3-pole, 230 V DC, auxiliary contacts: 1 NO + 1 NC, screw terminal, size: S0 | 2930 | 1 | Z9 | 1
3RT2025-1BW40 |  | power contactor, AC-3e/AC-3, 17 A, 7.5 kW / 400 V, 3-pole, 48 V DC, auxiliary contacts: 1 NO + 1 NC, screw terminal, size: S0 | 2800 | 1 | Z9 | 1
3RT2025-1CK64-3MA0 |  | power contactor, AC-3e/AC-3, 17 A, 7.5 kW / 400 V, 3-pole, 110 V AC, 50 Hz / 120 V, 60 Hz, with plugged-in varistor, auxiliary contacts: 2 NO + 2 NC, screw terminal, size: S0, captive auxiliary switch | 2290 | 1 | Z9 | 1
3RT2025-1CL24-3MA0 |  | power contactor, AC-3e/AC-3, 17 A, 7.5 kW / 400 V, 3-pole, 230 V AC, 50/60 Hz, with plugged-in varistor, auxiliary contacts: 2 NO + 2 NC, screw terminal, size: S0, captive auxiliary switch | 2290 | 1 | Z9 | 1
3RT2025-1DB40 |  | power contactor, AC-3e/AC-3, 17 A, 7.5 kW / 400 V, 3-pole, 24 V DC, with plugged-in varistor, auxiliary contacts: 1 NO + 1 NC, screw terminal, size: S0 | 3310 | 1 | Z9 | 1
3RT2025-1DB44-3MA0 |  | power contactor, AC-3e/AC-3, 17 A, 7.5 kW / 400 V, 3-pole, 24 V DC, with plugged-in varistor, auxiliary contacts: 2 NO + 2 NC, screw terminal, size: S0, captive auxiliary switch | 3530 | 1 | Z9 | 1
3RT2025-1FB40 |  | power contactor, AC-3e/AC-3, 17 A, 7.5 kW / 400 V, 3-pole, 24 V DC, with plugged-in diode combination, auxiliary contacts: 1 NO + 1 NC, screw terminal, size: S0 | 3310 | 1 | Z9 | 1
3RT2025-1FB44-3MA0 |  | power contactor, AC-3e/AC-3, 17 A, 7.5 kW / 400 V, 3-pole, 24 V DC, with plugged-in diode combination, auxiliary contacts: 2 NO + 2 NC, screw terminal, size: S0, captive auxiliary switch | 3650 | 1 | Z9 | 1
3RT2025-1FB48-0ME1 |  | power contactor, AC-3e/AC-3, 17 A, 7.5 kW / 400 V, 3-pole, 24 V DC, with plugged-in diode combination, auxiliary contacts: 3 NO + 2 NC, screw terminal, size: S0, with 3RH2911-1HA21 | 3460 | 1 | Z9 | 1
3RT2025-1FB48-0ME2 |  | power contactor, AC-3e/AC-3, 17 A, 7.5 kW / 400 V, 3-pole, 24 V DC, with plugged-in diode combination, auxiliary contacts: 3 NO + 3 NC, screw terminal, size: S0, with 3RH2911-1XA22-0MA0 | 3630 | 1 | Z9 | 1
3RT2025-1KB40 |  | power contactor, AC-3e/AC-3, 17 A, 7.5 kW / 400 V, 3-pole, 24 V DC, 0.7-1.25* Uc, with plugged-in varistor, auxiliary contacts: 1 NO + 1 NC, screw terminal, frame size: S0, suitable for PLC outputs, no auxiliary switch can be added | 3060 | 1 | Z9 | 1
3RT2025-1NB30 |  | power contactor, AC-3e/AC-3, 17 A, 7.5 kW / 400 V, 3-pole, 21-28 V AC/DC, 50/60 Hz, with integrated varistor, auxiliary contacts: 1 NO + 1 NC, screw terminal, size: S0 | 3230 | 1 | Z9 | 1
3RT2025-1NF30 |  | power contactor, AC-3e/AC-3, 17 A, 7.5 kW / 400 V, 3-pole, 95-130 V AC/DC, 50/60 Hz, with integrated varistor, auxiliary contacts: 1 NO + 1 NC, screw terminal, size: S0 | 3230 | 1 | Z9 | 1
3RT2025-1NP30 |  | power contactor, AC-3e/AC-3, 17 A, 7.5 kW / 400 V, 3-pole, 200-280 V AC/DC, 50/60 Hz, with integrated varistor, auxiliary contacts: 1 NO + 1 NC, screw terminal, size: S0 | 3230 | 1 | Z9 | 1
3RT2025-2AB00 |  | power contactor, AC-3e/AC-3, 17 A, 7.5 kW / 400 V, 3-pole, 24 V AC, 50 Hz, auxiliary contacts: 1 NO + 1 NC, spring-loaded terminal, size: S0 | 1560 | 1 | Z9 | 1
3RT2025-2AB04 |  | power contactor, AC-3e/AC-3, 17 A, 7.5 kW / 400 V, 3-pole, 24 V AC, 50 Hz, auxiliary contacts: 2 NO + 2 NC, spring-loaded terminal, size: S0, removable auxiliary switch | 1970 | 1 | Z9 | 1
3RT2025-2AC20 |  | power contactor, AC-3e/AC-3, 17 A, 7.5 kW / 400 V, 3-pole, 24 V AC, 50/60 Hz, auxiliary contacts: 1 NO + 1 NC, spring-loaded terminal, size: S0 | 1560 | 1 | Z9 | 1
3RT2025-2AC24 |  | power contactor, AC-3e/AC-3, 17 A, 7.5 kW / 400 V, 3-pole, 24 V AC, 50/60 Hz, auxiliary contacts: 2 NO + 2 NC, spring-loaded terminal, size: S0, removable auxiliary switch | 1970 | 1 | Z9 | 1
3RT2025-2AD20-1AA0 |  | power contactor, AC-3e/AC-3, 17 A, 7.5 kW / 400 V, 3-pole, 42 V AC, 50/60 Hz, auxiliary contacts: 1 NO + 1 NC, spring-loaded terminal, size: S0, upright mounting position | 1910 | 1 | Z9 | 1
3RT2025-2AF00 |  | power contactor, AC-3e/AC-3, 17 A, 7.5 kW / 400 V, 3-pole, 110 V AC, 50 Hz, auxiliary contacts: 1 NO + 1 NC, spring-loaded terminal, size: S0 | 1560 | 1 | Z9 | 1
3RT2025-2AF04 |  | power contactor, AC-3e/AC-3, 17 A, 7.5 kW / 400 V, 3-pole, 110 V AC, 50 Hz, auxiliary contacts: 2 NO + 2 NC, spring-loaded terminal, size: S0, removable auxiliary switch | 1970 | 1 | Z9 | 1
3RT2025-2AF08-0KT2 |  | power contactor, AC-3e/AC-3, 17 A, 7.5 kW / 400 V, 3-pole, 110 V AC, 50 Hz, auxiliary contacts: 2 NO + 2 NC, spring-loaded terminal, size: S0, removable auxiliary switch, fully labeled | 1970 | 1 | Z9 | 1
3RT2025-2AG20 |  | power contactor, AC-3e/AC-3, 17 A, 7.5 kW / 400 V, 3-pole, 110 V AC, 50/60 Hz, auxiliary contacts: 1 NO + 1 NC, spring-loaded terminal, size: S0 | 1560 | 1 | Z9 | 1
3RT2025-2AG24 |  | power contactor, AC-3e/AC-3, 17 A, 7.5 kW / 400 V, 3-pole, 110 V AC, 50/60 Hz, auxiliary contacts: 2 NO + 2 NC, spring-loaded terminal, size: S0, removable auxiliary switch | 1970 | 1 | Z9 | 1
3RT2025-2AH00 |  | power contactor, AC-3e/AC-3, 17 A, 7.5 kW / 400 V, 3-pole, 48 V AC, 50 Hz, auxiliary contacts: 1 NO + 1 NC, spring-loaded terminal, size: S0 | 1560 | 1 | Z9 | 1
3RT2025-2AK60 |  | power contactor, AC-3e/AC-3, 17 A, 7.5 kW / 400 V, 3-pole, 110 V AC, 50 Hz / 120 V, 60 Hz, auxiliary contacts: 1 NO + 1 NC, spring-loaded terminal, size: S0 | 1560 | 1 | Z9 | 1
3RT2025-2AL20 |  | power contactor, AC-3e/AC-3, 17 A, 7.5 kW / 400 V, 3-pole, 230 V AC, 50/60 Hz, auxiliary contacts: 1 NO + 1 NC, spring-loaded terminal, size: S0 | 1560 | 1 | Z9 | 1
3RT2025-2AL24 |  | power contactor, AC-3e/AC-3, 17 A, 7.5 kW / 400 V, 3-pole, 230 V AC, 50/60 Hz, auxiliary contacts: 2 NO + 2 NC, spring-loaded terminal, size: S0, removable auxiliary switch | 1970 | 1 | Z9 | 1
3RT2025-2AL24-3MA0 |  | power contactor, AC-3e/AC-3, 17 A, 7.5 kW / 400 V, 3-pole, 230 V AC, 50/60 Hz, auxiliary contacts: 2 NO + 2 NC, spring-loaded terminal, size: S0, captive auxiliary switch, no surge suppressor retrofittable | 2020 | 1 | Z9 | 1
3RT2025-2AM20 |  | power contactor, AC-3e/AC-3, 17 A, 7.5 kW / 400 V, 3-pole, 208 V AC, 50/60 Hz, auxiliary contacts: 1 NO + 1 NC, spring-loaded terminal, size: S0 | 1650 | 1 | Z9 | 1
3RT2025-2AN20 |  | power contactor, AC-3e/AC-3, 17 A, 7.5 kW / 400 V, 3-pole, 220 V AC, 50/60 Hz, auxiliary contacts: 1 NO + 1 NC, spring-loaded terminal, size: S0 | 1560 | 1 | Z9 | 1
3RT2025-2AN24 |  | power contactor, AC-3e/AC-3, 17 A, 7.5 kW / 400 V, 3-pole, 220 V AC, 50/60 Hz, auxiliary contacts: 2 NO + 2 NC, spring-loaded terminal, size: S0, removable auxiliary switch | 1970 | 1 | Z9 | 1
3RT2025-2AP00 |  | power contactor, AC-3e/AC-3, 17 A, 7.5 kW / 400 V, 3-pole, 230 V AC, 50 Hz, auxiliary contacts: 1 NO + 1 NC, spring-loaded terminal, size: S0 | 1560 | 1 | Z9 | 1
3RT2025-2AP00-1AA0 |  | power contactor, AC-3e/AC-3, 17 A, 7.5 kW / 400 V, 3-pole, 230 V AC, 50 Hz, auxiliary contacts: 1 NO + 1 NC, spring-loaded terminal, size: S0, upright mounting position | 1810 | 1 | Z9 | 1
3RT2025-2AP04 |  | power contactor, AC-3e/AC-3, 17 A, 7.5 kW / 400 V, 3-pole, 230 V AC, 50 Hz, auxiliary contacts: 2 NO + 2 NC, spring-loaded terminal, size: S0, removable auxiliary switch | 1970 | 1 | Z9 | 1
3RT2025-2AP60 |  | power contactor, AC-3e/AC-3, 17 A, 7.5 kW / 400 V, 3-pole, 220 V AC, 50 Hz / 240 V, 60 Hz, auxiliary contacts: 1 NO + 1 NC, spring-loaded terminal, size: S0 | 1560 | 1 | Z9 | 1
3RT2025-2AV00 |  | power contactor, AC-3e/AC-3, 17 A, 7.5 kW / 400 V, 3-pole, 400 V AC, 50 Hz, auxiliary contacts: 1 NO + 1 NC, spring-loaded terminal, size: S0 | 1650 | 1 | Z9 | 1
3RT2025-2AV04 |  | power contactor, AC-3e/AC-3, 17 A, 7.5 kW / 400 V, 3-pole, 400 V AC, 50 Hz, auxiliary contacts: 2 NO + 2 NC, spring-loaded terminal, size: S0, removable auxiliary switch | 2060 | 1 | Z9 | 1
3RT2025-2BB40 |  | power contactor, AC-3e/AC-3, 17 A, 7.5 kW / 400 V, 3-pole, 24 V DC, auxiliary contacts: 1 NO + 1 NC, spring-loaded terminal, size: S0 | 2800 | 1 | Z9 | 1
3RT2025-2BB40-0CC0 |  | power contactor, AC-3e/AC-3, 17 A, 7.5 kW / 400 V, 3-pole, 24 V DC, auxiliary contacts: 1 NO + 1 NC, spring-loaded terminal, size: S0, communication-capable | 2970 | 1 | Z9 | 1
3RT2025-2BB44 |  | power contactor, AC-3e/AC-3, 17 A, 7.5 kW / 400 V, 3-pole, 24 V DC, auxiliary contacts: 2 NO + 2 NC, spring-loaded terminal, size: S0, removable auxiliary switch | 3180 | 1 | Z9 | 1
3RT2025-2BB44-3MA0 |  | power contactor, AC-3e/AC-3, 17 A, 7.5 kW / 400 V, 3-pole, 24 V DC, auxiliary contacts: 2 NO + 2 NC, spring-loaded terminal, size: S0, captive auxiliary switch, no surge suppressor retrofittable | 3230 | 1 | Z9 | 1
3RT2025-2BF40 |  | power contactor, AC-3e/AC-3, 17 A, 7.5 kW / 400 V, 3-pole, 110 V DC, auxiliary contacts: 1 NO + 1 NC, spring-loaded terminal, size: S0 | 2800 | 1 | Z9 | 1
3RT2025-2BF44 |  | power contactor, AC-3e/AC-3, 17 A, 7.5 kW / 400 V, 3-pole, 110 V DC, auxiliary contacts: 2 NO + 2 NC, spring-loaded terminal, size: S0, removable auxiliary switch | 3180 | 1 | Z9 | 1
3RT2025-2BG40 |  | power contactor, AC-3e/AC-3, 17 A, 7.5 kW / 400 V, 3-pole, 125 V DC, auxiliary contacts: 1 NO + 1 NC, spring-loaded terminal, size: S0 | 2930 | 1 | Z9 | 1
3RT2025-2BM40 |  | power contactor, AC-3e/AC-3, 17 A, 7.5 kW / 400 V, 3-pole, 220 V DC, auxiliary contacts: 1 NO + 1 NC, spring-loaded terminal, size: S0 | 2800 | 1 | Z9 | 1
3RT2025-2BP40 |  | power contactor, AC-3e/AC-3, 17 A, 7.5 kW / 400 V, 3-pole, 230 V DC, auxiliary contacts: 1 NO + 1 NC, spring-loaded terminal, size: S0 | 2930 | 1 | Z9 | 1
3RT2025-2BW40 |  | power contactor, AC-3e/AC-3, 17 A, 7.5 kW / 400 V, 3-pole, 48 V DC, auxiliary contacts: 1 NO + 1 NC, spring-loaded terminal, size: S0 | 2800 | 1 | Z9 | 1
3RT2025-2CK64-3MA0 |  | power contactor, AC-3e/AC-3, 17 A, 7.5 kW / 400 V, 3-pole, 110 V AC, 50 Hz / 120 V, 60 Hz, with plugged-in varistor, auxiliary contacts: 2 NO + 2 NC, spring-loaded terminal, size: S0, captive auxiliary switch | 2290 | 1 | Z9 | 1
3RT2025-2CL24-3MA0 |  | power contactor, AC-3e/AC-3, 17 A, 7.5 kW / 400 V, 3-pole, 230 V AC, 50/60 Hz, with plugged-in varistor, auxiliary contacts: 2 NO + 2 NC, spring-loaded terminal, size: S0, captive auxiliary switch | 2290 | 1 | Z9 | 1
3RT2025-2DB40 |  | power contactor, AC-3e/AC-3, 17 A, 7.5 kW / 400 V, 3-pole, 24 V DC, with plugged-in varistor, auxiliary contacts: 1 NO + 1 NC, spring-loaded terminal, size: S0 | 3310 | 1 | Z9 | 1
3RT2025-2DB44-3MA0 |  | power contactor, AC-3e/AC-3, 17 A, 7.5 kW / 400 V, 3-pole, 24 V DC, with plugged-in varistor, auxiliary contacts: 2 NO + 2 NC, spring-loaded terminal, size: S0, captive auxiliary switch | 3530 | 1 | Z9 | 1
3RT2025-2EL20 |  | power contactor, AC-3e/AC-3, 17 A, 7.5 kW / 400 V, 3-pole, 230 V AC, 50/60 Hz, with plugged-in RC element, auxiliary contacts: 1 NO + 1 NC, spring-loaded terminal, size: S0 | 2080 | 1 | Z9 | 1
3RT2025-2FB40 |  | power contactor, AC-3e/AC-3, 17 A, 7.5 kW / 400 V, 3-pole, 24 V DC, with plugged-in diode combination, auxiliary contacts: 1 NO + 1 NC, spring-loaded terminal, size: S0 | 3310 | 1 | Z9 | 1
3RT2025-2FB44-3MA0 |  | power contactor, AC-3e/AC-3, 17 A, 7.5 kW / 400 V, 3-pole, 24 V DC, with plugged-in diode combination, auxiliary contacts: 2 NO + 2 NC, spring-loaded terminal, size: S0, captive auxiliary switch | 3650 | 1 | Z9 | 1
3RT2025-2KB40 |  | power contactor, AC-3e/AC-3, 17 A, 7.5 kW / 400 V, 3-pole, 24 V DC, 0.7-1.25* Uc, with plugged-in varistor, auxiliary contacts: 1 NO + 1 NC, spring-loaded terminal, frame size: S0, suitable for PLC outputs, no auxiliary switch can be added | 3060 | 1 | Z9 | 1
3RT2025-2KC80 |  | power contactor, AC-3e/AC-3, 17 A, 7.5 kW / 400 V, 3-pole, 34 V DC, 0.7-1.25* Uc, with plugged-in varistor, auxiliary contacts: 1 NO + 1 NC, spring-loaded terminal, frame size: S0, suitable for PLC outputs, no auxiliary switch can be added | 3180 | 1 | Z9 | 1
3RT2025-2KF40 |  | power contactor, AC-3e/AC-3, 17 A, 7.5 kW / 400 V, 3-pole, 110 V DC, 0.7-1.25* Uc, with plugged-in varistor, auxiliary contacts: 1 NO + 1 NC, spring-loaded terminal, frame size: S0, suitable for PLC outputs, no auxiliary switch can be added | 3060 | 1 | Z9 | 1
3RT2025-2KG40 |  | power contactor, AC-3e/AC-3, 17 A, 7.5 kW / 400 V, 3-pole, 125 V DC, 0.7-1.25* Uc, with plugged-in varistor, auxiliary contacts: 1 NO + 1 NC, spring-loaded terminal, frame size: S0, suitable for PLC outputs, no auxiliary switch can be added | 3180 | 1 | Z9 | 1
3RT2025-2NB30 |  | power contactor, AC-3e/AC-3, 17 A, 7.5 kW / 400 V, 3-pole, 21-28 V AC/DC, 50/60 Hz, with integrated varistor, auxiliary contacts: 1 NO + 1 NC, spring-loaded terminal, size: S0 | 3230 | 1 | Z9 | 1
3RT2025-2NF30 |  | power contactor, AC-3e/AC-3, 17 A, 7.5 kW / 400 V, 3-pole, 95-130 V AC/DC, 50/60 Hz, with integrated varistor, auxiliary contacts: 1 NO + 1 NC, spring-loaded terminal, size: S0 | 3230 | 1 | Z9 | 1
3RT2025-2NP30 |  | power contactor, AC-3e/AC-3, 17 A, 7.5 kW / 400 V, 3-pole, 200-280 V AC/DC, 50/60 Hz, with integrated varistor, auxiliary contacts: 1 NO + 1 NC, spring-loaded terminal, size: S0 | 3230 | 1 | Z9 | 1
3RT2025-2XB40-0LA2 |  | traction contactor, AC-3e/AC-3, 17 A, 7.5 kW / 400 V, 3-pole, 24 V DC, 0.7-1.25* Uc, solid-state operating mechanism, with integrated varistor, auxiliary contacts: 1 NO + 1 NC, spring-loaded terminal, frame size: S0 | 3760 | 1 | Z9 | 1
3RT2025-2XF40-0LA2 |  | traction contactor, AC-3e/AC-3, 17 A, 7.5 kW / 400 V, 3-pole, 110 V DC, 0.7-1.25* Uc, solid-state operating mechanism, with integrated varistor, auxiliary contacts: 1 NO + 1 NC, spring-loaded terminal, frame size: S0 | 3760 | 1 | Z9 | 1
3RT2025-2XF40-1LA2 |  | traction contactor, AC-3e/AC-3, 17 A, 7.5 kW / 400 V, 3-pole, 110 V DC, 0.7-1.25* Uc, solid-state operating mechanism, with integrated varistor, auxiliary contacts: 1 NO + 1 NC, spring-loaded terminal, frame size: S0, upright mounting position | 4030 | 1 | Z9 | 1
3RT2025-2XJ40-0LA2 |  | traction contactor, AC-3e/AC-3, 17 A, 7.5 kW / 400 V, 3-pole, 72 V DC, 0.7-1.25* Uc, solid-state operating mechanism, with integrated varistor, auxiliary contacts: 1 NO + 1 NC, spring-loaded terminal, frame size: S0 | 3840 | 1 | Z9 | 1
3RT2025-4KJ40 |  | power contactor, AC-3e/AC-3, 17 A, 7.5 kW / 400 V, 3-pole, 72 V DC, 0.7-1.25* Uc, with plugged-in varistor, auxiliary contacts: 1 NO + 1 NC, ring cable lug connection, frame size: S0, suitable for PLC outputs, no auxiliary switch can be added | 4010 | 1 | Z9 | 1
3RT2026-1AB00 |  | power contactor, AC-3e/AC-3, 25 A, 11 kW / 400 V, 3-pole, 24 V AC, 50 Hz, auxiliary contacts: 1 NO + 1 NC, screw terminal, size: S0 | 2100 | 1 | Z9 | 1
3RT2026-1AB00-1AA0 |  | power contactor, AC-3e/AC-3, 25 A, 11 kW / 400 V, 3-pole, 24 V AC, 50 Hz, auxiliary contacts: 1 NO + 1 NC, screw terminal, size: S0, upright mounting position | 2340 | 1 | Z9 | 1
3RT2026-1AB04 |  | power contactor, AC-3e/AC-3, 25 A, 11 kW / 400 V, 3-pole, 24 V AC, 50 Hz, auxiliary contacts: 2 NO + 2 NC, screw terminal, size: S0, removable auxiliary switch | 2480 | 1 | Z9 | 1
3RT2026-1AC20 |  | power contactor, AC-3e/AC-3, 25 A, 11 kW / 400 V, 3-pole, 24 V AC, 50/60 Hz, auxiliary contacts: 1 NO + 1 NC, screw terminal, size: S0 | 2100 | 1 | Z9 | 1
3RT2026-1AC24 |  | power contactor, AC-3e/AC-3, 25 A, 11 kW / 400 V, 3-pole, 24 V AC, 50/60 Hz, auxiliary contacts: 2 NO + 2 NC, screw terminal, size: S0, removable auxiliary switch | 2480 | 1 | Z9 | 1
3RT2026-1AD00 |  | power contactor, AC-3e/AC-3, 25 A, 11 kW / 400 V, 3-pole, 42 V AC, 50 Hz, auxiliary contacts: 1 NO + 1 NC, screw terminal, size: S0 | 2170 | 1 | Z9 | 1
3RT2026-1AD04 |  | power contactor, AC-3e/AC-3, 25 A, 11 kW / 400 V, 3-pole, 42 V AC, 50 Hz, auxiliary contacts: 2 NO + 2 NC, screw terminal, size: S0, removable auxiliary switch | 2550 | 1 | Z9 | 1
3RT2026-1AD20 |  | power contactor, AC-3e/AC-3, 25 A, 11 kW / 400 V, 3-pole, 42 V AC, 50/60 Hz, auxiliary contacts: 1 NO + 1 NC, screw terminal, size: S0 | 2170 | 1 | Z9 | 1
3RT2026-1AF00 |  | power contactor, AC-3e/AC-3, 25 A, 11 kW / 400 V, 3-pole, 110 V AC, 50 Hz, auxiliary contacts: 1 NO + 1 NC, screw terminal, size: S0 | 2100 | 1 | Z9 | 1
3RT2026-1AF04 |  | power contactor, AC-3e/AC-3, 25 A, 11 kW / 400 V, 3-pole, 110 V AC, 50 Hz, auxiliary contacts: 2 NO + 2 NC, screw terminal, size: S0, removable auxiliary switch | 2480 | 1 | Z9 | 1
3RT2026-1AG20 |  | power contactor, AC-3e/AC-3, 25 A, 11 kW / 400 V, 3-pole, 110 V AC, 50/60 Hz, auxiliary contacts: 1 NO + 1 NC, screw terminal, size: S0 | 2100 | 1 | Z9 | 1
3RT2026-1AG24 |  | power contactor, AC-3e/AC-3, 25 A, 11 kW / 400 V, 3-pole, 110 V AC, 50/60 Hz, auxiliary contacts: 2 NO + 2 NC, screw terminal, size: S0, removable auxiliary switch | 2480 | 1 | Z9 | 1
3RT2026-1AG60 |  | power contactor, AC-3e/AC-3, 25 A, 11 kW / 400 V, 3-pole, 100 V AC, 50 Hz / 100-110 V, 60 Hz, auxiliary contacts: 1 NO + 1 NC, screw terminal, size: S0 | 2170 | 1 | Z9 | 1
3RT2026-1AH00 |  | power contactor, AC-3e/AC-3, 25 A, 11 kW / 400 V, 3-pole, 48 V AC, 50 Hz, auxiliary contacts: 1 NO + 1 NC, screw terminal, size: S0 | 2100 | 1 | Z9 | 1
3RT2026-1AH20 |  | power contactor, AC-3e/AC-3, 25 A, 11 kW / 400 V, 3-pole, 48 V AC, 50/60 Hz, auxiliary contacts: 1 NO + 1 NC, screw terminal, size: S0 | 2170 | 1 | Z9 | 1
3RT2026-1AK60 |  | power contactor, AC-3e/AC-3, 25 A, 11 kW / 400 V, 3-pole, 110 V AC, 50 Hz / 120 V, 60 Hz, auxiliary contacts: 1 NO + 1 NC, screw terminal, size: S0 | 2100 | 1 | Z9 | 1
3RT2026-1AK60-0UA0 |  | contactor, NEMA version, 5 HP, 460 / 575 V, 3-pole, 110 V AC, 50 Hz / 120 V, 60 Hz, auxiliary contacts: 1 NO + 1 NC, screw terminal, size: S0 | 2210 | 1 | Z9 | 1
3RT2026-1AK64 |  | power contactor, AC-3e/AC-3, 25 A, 11 kW / 400 V, 3-pole, 110 V AC, 50 Hz / 120 V, 60 Hz, auxiliary contacts: 2 NO + 2 NC, screw terminal, size: S0, removable auxiliary switch | 2480 | 1 | Z9 | 1
3RT2026-1AK64-3MA0 |  | power contactor, AC-3e/AC-3, 25 A, 11 kW / 400 V, 3-pole, 110 V AC, 50 Hz / 120 V, 60 Hz, auxiliary contacts: 2 NO + 2 NC, screw terminal, size: S0, captive auxiliary switch, no surge suppressor retrofittable | 2530 | 1 | Z9 | 1
3RT2026-1AL20 |  | power contactor, AC-3e/AC-3, 25 A, 11 kW / 400 V, 3-pole, 230 V AC, 50/60 Hz, auxiliary contacts: 1 NO + 1 NC, screw terminal, size: S0 | 2100 | 1 | Z9 | 1
3RT2026-1AL24 |  | power contactor, AC-3e/AC-3, 25 A, 11 kW / 400 V, 3-pole, 230 V AC, 50/60 Hz, auxiliary contacts: 2 NO + 2 NC, screw terminal, size: S0, removable auxiliary switch | 2480 | 1 | Z9 | 1
3RT2026-1AL24-3MA0 |  | power contactor, AC-3e/AC-3, 25 A, 11 kW / 400 V, 3-pole, 230 V AC, 50/60 Hz, auxiliary contacts: 2 NO + 2 NC, screw terminal, size: S0, captive auxiliary switch, no surge suppressor retrofittable | 2530 | 1 | Z9 | 1
3RT2026-1AM20 |  | power contactor, AC-3e/AC-3, 25 A, 11 kW / 400 V, 3-pole, 208 V AC, 50/60 Hz, auxiliary contacts: 1 NO + 1 NC, screw terminal, size: S0 | 2170 | 1 | Z9 | 1
3RT2026-1AM20-1AA0 |  | power contactor, AC-3e/AC-3, 25 A, 11 kW / 400 V, 3-pole, 208 V AC, 50/60 Hz, auxiliary contacts: 1 NO + 1 NC, screw terminal, size: S0, upright mounting position | 2420 | 1 | Z9 | 1
3RT2026-1AN10 |  | power contactor, AC-3e/AC-3, 25 A, 11 kW / 400 V, 3-pole, 220 V AC, 60 Hz, auxiliary contacts: 1 NO + 1 NC, screw terminal, size: S0 | 2170 | 1 | Z9 | 1
3RT2026-1AN20 |  | power contactor, AC-3e/AC-3, 25 A, 11 kW / 400 V, 3-pole, 220 V AC, 50/60 Hz, auxiliary contacts: 1 NO + 1 NC, screw terminal, size: S0 | 2100 | 1 | Z9 | 1
3RT2026-1AN24 |  | power contactor, AC-3e/AC-3, 25 A, 11 kW / 400 V, 3-pole, 220 V AC, 50/60 Hz, auxiliary contacts: 2 NO + 2 NC, screw terminal, size: S0, removable auxiliary switch | 2480 | 1 | Z9 | 1
3RT2026-1AN60 |  | power contactor, AC-3e/AC-3, 25 A, 11 kW / 400 V, 3-pole, 200 V AC, 50 Hz / 200-220 V, 60 Hz, auxiliary contacts: 1 NO + 1 NC, screw terminal, size: S0 | 2170 | 1 | Z9 | 1
3RT2026-1AP00 |  | power contactor, AC-3e/AC-3, 25 A, 11 kW / 400 V, 3-pole, 230 V AC, 50 Hz, auxiliary contacts: 1 NO + 1 NC, screw terminal, size: S0 | 2100 | 1 | Z9 | 1
3RT2026-1AP00-1AA0 |  | power contactor, AC-3e/AC-3, 25 A, 11 kW / 400 V, 3-pole, 230 V AC, 50 Hz, auxiliary contacts: 1 NO + 1 NC, screw terminal, size: S0, upright mounting position | 2340 | 1 | Z9 | 1
3RT2026-1AP00-2AA0 |  | power contactor, AC-3e/AC-3, 25 A, 11 kW / 400 V, 3-pole, 230 V AC, 50 Hz, auxiliary contacts: 1 NO + 1 NC, screw terminal, size: S0, suspended mounting position | 2340 | 1 | Z9 | 1
3RT2026-1AP04 |  | power contactor, AC-3e/AC-3, 25 A, 11 kW / 400 V, 3-pole, 230 V AC, 50 Hz, auxiliary contacts: 2 NO + 2 NC, screw terminal, size: S0, removable auxiliary switch | 2480 | 1 | Z9 | 1
3RT2026-1AP04-1AA0 |  | power contactor, AC-3e/AC-3, 25 A, 11 kW / 400 V, 3-pole, 230 V AC, 50 Hz, auxiliary contacts: 2 NO + 2 NC, screw terminal, size: S0, removable auxiliary switch, upright mounting position | 2720 | 1 | Z9 | 1
3RT2026-1AP60 |  | power contactor, AC-3e/AC-3, 25 A, 11 kW / 400 V, 3-pole, 220 V AC, 50 Hz / 240 V, 60 Hz, auxiliary contacts: 1 NO + 1 NC, screw terminal, size: S0 | 2100 | 1 | Z9 | 1
3RT2026-1AR60 |  | power contactor, AC-3e/AC-3, 25 A, 11 kW / 400 V, 3-pole, 400 V AC, 50 Hz / 400-440 V, 60 Hz, auxiliary contacts: 1 NO + 1 NC, screw terminal, size: S0 | 2170 | 1 | Z9 | 1
3RT2026-1AT60 |  | power contactor, AC-3e/AC-3, 25 A, 11 kW / 400 V, 3-pole, 600 V AC, 60 Hz, auxiliary contacts: 1 NO + 1 NC, screw terminal, size: S0 | 2170 | 1 | Z9 | 1
3RT2026-1AU00 |  | power contactor, AC-3e/AC-3, 25 A, 11 kW / 400 V, 3-pole, 240 V AC, 50 Hz, auxiliary contacts: 1 NO + 1 NC, screw terminal, size: S0 | 2100 | 1 | Z9 | 1
3RT2026-1AU20 |  | power contactor, AC-3e/AC-3, 25 A, 11 kW / 400 V, 3-pole, 380 V AC, 50/60 Hz, auxiliary contacts: 1 NO + 1 NC, screw terminal, size: S0 | 2170 | 1 | Z9 | 1
3RT2026-1AU60 |  | power contactor, AC-3e/AC-3, 25 A, 11 kW / 400 V, 3-pole, 277 V AC, 60 Hz, auxiliary contacts: 1 NO + 1 NC, screw terminal, size: S0 | 2170 | 1 | Z9 | 1
3RT2026-1AV00 |  | power contactor, AC-3e/AC-3, 25 A, 11 kW / 400 V, 3-pole, 400 V AC, 50 Hz, auxiliary contacts: 1 NO + 1 NC, screw terminal, size: S0 | 2170 | 1 | Z9 | 1
3RT2026-1AV04 |  | power contactor, AC-3e/AC-3, 25 A, 11 kW / 400 V, 3-pole, 400 V AC, 50 Hz, auxiliary contacts: 2 NO + 2 NC, screw terminal, size: S0, removable auxiliary switch | 2550 | 1 | Z9 | 1
3RT2026-1AV60 |  | power contactor, AC-3e/AC-3, 25 A, 11 kW / 400 V, 3-pole, 480 V AC, 60 Hz, auxiliary contacts: 1 NO + 1 NC, screw terminal, size: S0 | 2170 | 1 | Z9 | 1
3RT2026-1BA40 |  | power contactor, AC-3e/AC-3, 25 A, 11 kW / 400 V, 3-pole, 12 V DC, auxiliary contacts: 1 NO + 1 NC, screw terminal, size: S0 | 3440 | 1 | Z9 | 1
3RT2026-1BB40 |  | power contactor, AC-3e/AC-3, 25 A, 11 kW / 400 V, 3-pole, 24 V DC, auxiliary contacts: 1 NO + 1 NC, screw terminal, size: S0 | 3310 | 1 | Z9 | 1
3RT2026-1BB40-0CC0 |  | power contactor, AC-3e/AC-3, 25 A, 11 kW / 400 V, 3-pole, 24 V DC, auxiliary contacts: 1 NO + 1 NC, screw terminal, size: S0, communication-capable | 3460 | 1 | Z9 | 1
3RT2026-1BB40-1AA0 |  | power contactor, AC-3e/AC-3, 25 A, 11 kW / 400 V, 3-pole, 24 V DC, auxiliary contacts: 1 NO + 1 NC, screw terminal, size: S0, upright mounting position | 3590 | 1 | Z9 | 1
3RT2026-1BB44 |  | power contactor, AC-3e/AC-3, 25 A, 11 kW / 400 V, 3-pole, 24 V DC, auxiliary contacts: 2 NO + 2 NC, screw terminal, size: S0, removable auxiliary switch | 3700 | 1 | Z9 | 1
3RT2026-1BB44-3MA0 |  | power contactor, AC-3e/AC-3, 25 A, 11 kW / 400 V, 3-pole, 24 V DC, auxiliary contacts: 2 NO + 2 NC, screw terminal, size: S0, captive auxiliary switch, no surge suppressor retrofittable | 3760 | 1 | Z9 | 1
3RT2026-1BD40 |  | power contactor, AC-3e/AC-3, 25 A, 11 kW / 400 V, 3-pole, 42 V DC, auxiliary contacts: 1 NO + 1 NC, screw terminal, size: S0 | 3440 | 1 | Z9 | 1
3RT2026-1BE40 |  | power contactor, AC-3e/AC-3, 25 A, 11 kW / 400 V, 3-pole, 60 V DC, auxiliary contacts: 1 NO + 1 NC, screw terminal, size: S0 | 3440 | 1 | Z9 | 1
3RT2026-1BF40 |  | power contactor, AC-3e/AC-3, 25 A, 11 kW / 400 V, 3-pole, 110 V DC, auxiliary contacts: 1 NO + 1 NC, screw terminal, size: S0 | 3310 | 1 | Z9 | 1
3RT2026-1BF44 |  | power contactor, AC-3e/AC-3, 25 A, 11 kW / 400 V, 3-pole, 110 V DC, auxiliary contacts: 2 NO + 2 NC, screw terminal, size: S0, removable auxiliary switch | 3700 | 1 | Z9 | 1
3RT2026-1BG40 |  | power contactor, AC-3e/AC-3, 25 A, 11 kW / 400 V, 3-pole, 125 V DC, auxiliary contacts: 1 NO + 1 NC, screw terminal, size: S0 | 3440 | 1 | Z9 | 1
3RT2026-1BG44 |  | power contactor, AC-3e/AC-3, 25 A, 11 kW / 400 V, 3-pole, 125 V DC, auxiliary contacts: 2 NO + 2 NC, screw terminal, size: S0, removable auxiliary switch | 3820 | 1 | Z9 | 1
3RT2026-1BJ80 |  | power contactor, AC-3e/AC-3, 25 A, 11 kW / 400 V, 3-pole, 72 V DC, auxiliary contacts: 1 NO + 1 NC, screw terminal, size: S0 | 3440 | 1 | Z9 | 1
3RT2026-1BM40 |  | power contactor, AC-3e/AC-3, 25 A, 11 kW / 400 V, 3-pole, 220 V DC, auxiliary contacts: 1 NO + 1 NC, screw terminal, size: S0 | 3310 | 1 | Z9 | 1
3RT2026-1BP40 |  | power contactor, AC-3e/AC-3, 25 A, 11 kW / 400 V, 3-pole, 230 V DC, auxiliary contacts: 1 NO + 1 NC, screw terminal, size: S0 | 3440 | 1 | Z9 | 1
3RT2026-1BW40 |  | power contactor, AC-3e/AC-3, 25 A, 11 kW / 400 V, 3-pole, 48 V DC, auxiliary contacts: 1 NO + 1 NC, screw terminal, size: S0 | 3310 | 1 | Z9 | 1
3RT2026-1BW44 |  | power contactor, AC-3e/AC-3, 25 A, 11 kW / 400 V, 3-pole, 48 V DC, auxiliary contacts: 2 NO + 2 NC, screw terminal, size: S0, removable auxiliary switch | 3700 | 1 | Z9 | 1
3RT2026-1CK64-3MA0 |  | power contactor, AC-3e/AC-3, 25 A, 11 kW / 400 V, 3-pole, 110 V AC, 50 Hz / 120 V, 60 Hz, with plugged-in varistor, auxiliary contacts: 2 NO + 2 NC, screw terminal, size: S0, captive auxiliary switch | 2840 | 1 | Z9 | 1
3RT2026-1CL24-3MA0 |  | power contactor, AC-3e/AC-3, 25 A, 11 kW / 400 V, 3-pole, 230 V AC, 50/60 Hz, with plugged-in varistor, auxiliary contacts: 2 NO + 2 NC, screw terminal, size: S0, captive auxiliary switch | 2840 | 1 | Z9 | 1
3RT2026-1DB40 |  | power contactor, AC-3e/AC-3, 25 A, 11 kW / 400 V, 3-pole, 24 V DC, with plugged-in varistor, auxiliary contacts: 1 NO + 1 NC, screw terminal, size: S0 | 3820 | 1 | Z9 | 1
3RT2026-1DB44-3MA0 |  | power contactor, AC-3e/AC-3, 25 A, 11 kW / 400 V, 3-pole, 24 V DC, with plugged-in varistor, auxiliary contacts: 2 NO + 2 NC, screw terminal, size: S0, captive auxiliary switch | 4080 | 1 | Z9 | 1
3RT2026-1FB40 |  | power contactor, AC-3e/AC-3, 25 A, 11 kW / 400 V, 3-pole, 24 V DC, with plugged-in diode combination, auxiliary contacts: 1 NO + 1 NC, screw terminal, size: S0 | 3820 | 1 | Z9 | 1
3RT2026-1FB44-3MA0 |  | power contactor, AC-3e/AC-3, 25 A, 11 kW / 400 V, 3-pole, 24 V DC, with plugged-in diode combination, auxiliary contacts: 2 NO + 2 NC, screw terminal, size: S0, captive auxiliary switch | 4160 | 1 | Z9 | 1
3RT2026-1FB48-0ME2 |  | power contactor, AC-3e/AC-3, 25 A, 11 kW / 400 V, 3-pole, 24 V DC, with plugged-in diode combination, auxiliary contacts: 3 NO + 3 NC, screw terminal, size: S0, with 3RH2911-1XA22-0MA0 | 4140 | 1 | Z9 | 1
3RT2026-1KB40 |  | power contactor, AC-3e/AC-3, 25 A, 11 kW / 400 V, 3-pole, 24 V DC, 0.7-1.25* Uc, with plugged-in varistor, auxiliary contacts: 1 NO + 1 NC, screw terminal, frame size: S0, suitable for PLC outputs, no auxiliary switch can be added | 3590 | 1 | Z9 | 1
3RT2026-1NB30 |  | power contactor, AC-3e/AC-3, 25 A, 11 kW / 400 V, 3-pole, 21-28 V AC/DC, 50/60 Hz, with integrated varistor, auxiliary contacts: 1 NO + 1 NC, screw terminal, size: S0 | 3840 | 1 | Z9 | 1
3RT2026-1NF30 |  | power contactor, AC-3e/AC-3, 25 A, 11 kW / 400 V, 3-pole, 95-130 V AC/DC, 50/60 Hz, with integrated varistor, auxiliary contacts: 1 NO + 1 NC, screw terminal, size: S0 | 3840 | 1 | Z9 | 1
3RT2026-1NP30 |  | power contactor, AC-3e/AC-3, 25 A, 11 kW / 400 V, 3-pole, 200-280 V AC/DC, 50/60 Hz, with integrated varistor, auxiliary contacts: 1 NO + 1 NC, screw terminal, size: S0 | 3840 | 1 | Z9 | 1
3RT2026-2AB00 |  | power contactor, AC-3e/AC-3, 25 A, 11 kW / 400 V, 3-pole, 24 V AC, 50 Hz, auxiliary contacts: 1 NO + 1 NC, spring-loaded terminal, size: S0 | 2100 | 1 | Z9 | 1
3RT2026-2AB00-1AA0 |  | power contactor, AC-3e/AC-3, 25 A, 11 kW / 400 V, 3-pole, 24 V AC, 50 Hz, auxiliary contacts: 1 NO + 1 NC, spring-loaded terminal, size: S0, upright mounting position | 2340 | 1 | Z9 | 1
3RT2026-2AB04 |  | power contactor, AC-3e/AC-3, 25 A, 11 kW / 400 V, 3-pole, 24 V AC, 50 Hz, auxiliary contacts: 2 NO + 2 NC, spring-loaded terminal, size: S0, removable auxiliary switch | 2480 | 1 | Z9 | 1
3RT2026-2AC20 |  | power contactor, AC-3e/AC-3, 25 A, 11 kW / 400 V, 3-pole, 24 V AC, 50/60 Hz, auxiliary contacts: 1 NO + 1 NC, spring-loaded terminal, size: S0 | 2100 | 1 | Z9 | 1
3RT2026-2AC20-1AA0 |  | power contactor, AC-3e/AC-3, 25 A, 11 kW / 400 V, 3-pole, 24 V AC, 50/60 Hz, auxiliary contacts: 1 NO + 1 NC, spring-loaded terminal, size: S0, upright mounting position | 2340 | 1 | Z9 | 1
3RT2026-2AC24 |  | power contactor, AC-3e/AC-3, 25 A, 11 kW / 400 V, 3-pole, 24 V AC, 50/60 Hz, auxiliary contacts: 2 NO + 2 NC, spring-loaded terminal, size: S0, removable auxiliary switch | 2480 | 1 | Z9 | 1
3RT2026-2AF00 |  | power contactor, AC-3e/AC-3, 25 A, 11 kW / 400 V, 3-pole, 110 V AC, 50 Hz, auxiliary contacts: 1 NO + 1 NC, spring-loaded terminal, size: S0 | 2100 | 1 | Z9 | 1
3RT2026-2AF04 |  | power contactor, AC-3e/AC-3, 25 A, 11 kW / 400 V, 3-pole, 110 V AC, 50 Hz, auxiliary contacts: 2 NO + 2 NC, spring-loaded terminal, size: S0, removable auxiliary switch | 2480 | 1 | Z9 | 1
3RT2026-2AF08-0KT2 |  | power contactor, AC-3e/AC-3, 25 A, 11 kW / 400 V, 3-pole, 110 V AC, 50 Hz, auxiliary contacts: 2 NO + 2 NC, spring-loaded terminal, size: S0, removable auxiliary switch, fully labeled | 2480 | 1 | Z9 | 1
3RT2026-2AG20 |  | power contactor, AC-3e/AC-3, 25 A, 11 kW / 400 V, 3-pole, 110 V AC, 50/60 Hz, auxiliary contacts: 1 NO + 1 NC, spring-loaded terminal, size: S0 | 2100 | 1 | Z9 | 1
3RT2026-2AG24 |  | power contactor, AC-3e/AC-3, 25 A, 11 kW / 400 V, 3-pole, 110 V AC, 50/60 Hz, auxiliary contacts: 2 NO + 2 NC, spring-loaded terminal, size: S0, removable auxiliary switch | 2480 | 1 | Z9 | 1
3RT2026-2AG60 |  | power contactor, AC-3e/AC-3, 25 A, 11 kW / 400 V, 3-pole, 100 V AC, 50 Hz / 100-110 V, 60 Hz, auxiliary contacts: 1 NO + 1 NC, spring-loaded terminal, size: S0 | 2170 | 1 | Z9 | 1
3RT2026-2AH00 |  | power contactor, AC-3e/AC-3, 25 A, 11 kW / 400 V, 3-pole, 48 V AC, 50 Hz, auxiliary contacts: 1 NO + 1 NC, spring-loaded terminal, size: S0 | 2100 | 1 | Z9 | 1
3RT2026-2AK60 |  | power contactor, AC-3e/AC-3, 25 A, 11 kW / 400 V, 3-pole, 110 V AC, 50 Hz / 120 V, 60 Hz, auxiliary contacts: 1 NO + 1 NC, spring-loaded terminal, size: S0 | 2100 | 1 | Z9 | 1
3RT2026-2AK60-1AA0 |  | power contactor, AC-3e/AC-3, 25 A, 11 kW / 400 V, 3-pole, 110 V AC, 50 Hz / 120 V, 60 Hz, auxiliary contacts: 1 NO + 1 NC, spring-loaded terminal, size: S0, upright mounting position | 2340 | 1 | Z9 | 1
3RT2026-2AK64-3MA0 |  | power contactor, AC-3e/AC-3, 25 A, 11 kW / 400 V, 3-pole, 110 V AC, 50 Hz / 120 V, 60 Hz, auxiliary contacts: 2 NO + 2 NC, spring-loaded terminal, size: S0, captive auxiliary switch, no surge suppressor retrofittable | 2530 | 1 | Z9 | 1
3RT2026-2AL20 |  | power contactor, AC-3e/AC-3, 25 A, 11 kW / 400 V, 3-pole, 230 V AC, 50/60 Hz, auxiliary contacts: 1 NO + 1 NC, spring-loaded terminal, size: S0 | 2100 | 1 | Z9 | 1
3RT2026-2AL20-1AA0 |  | power contactor, AC-3e/AC-3, 25 A, 11 kW / 400 V, 3-pole, 230 V AC, 50/60 Hz, auxiliary contacts: 1 NO + 1 NC, spring-loaded terminal, size: S0, upright mounting position | 2340 | 1 | Z9 | 1
3RT2026-2AL24 |  | power contactor, AC-3e/AC-3, 25 A, 11 kW / 400 V, 3-pole, 230 V AC, 50/60 Hz, auxiliary contacts: 2 NO + 2 NC, spring-loaded terminal, size: S0, removable auxiliary switch | 2480 | 1 | Z9 | 1
3RT2026-2AL24-3MA0 |  | power contactor, AC-3e/AC-3, 25 A, 11 kW / 400 V, 3-pole, 230 V AC, 50/60 Hz, auxiliary contacts: 2 NO + 2 NC, spring-loaded terminal, size: S0, captive auxiliary switch, no surge suppressor retrofittable | 2530 | 1 | Z9 | 1
3RT2026-2AM20 |  | power contactor, AC-3e/AC-3, 25 A, 11 kW / 400 V, 3-pole, 208 V AC, 50/60 Hz, auxiliary contacts: 1 NO + 1 NC, spring-loaded terminal, size: S0 | 2170 | 1 | Z9 | 1
3RT2026-2AN20 |  | power contactor, AC-3e/AC-3, 25 A, 11 kW / 400 V, 3-pole, 220 V AC, 50/60 Hz, auxiliary contacts: 1 NO + 1 NC, spring-loaded terminal, size: S0 | 2100 | 1 | Z9 | 1
3RT2026-2AN24 |  | power contactor, AC-3e/AC-3, 25 A, 11 kW / 400 V, 3-pole, 220 V AC, 50/60 Hz, auxiliary contacts: 2 NO + 2 NC, spring-loaded terminal, size: S0, removable auxiliary switch | 2480 | 1 | Z9 | 1
3RT2026-2AP00 |  | power contactor, AC-3e/AC-3, 25 A, 11 kW / 400 V, 3-pole, 230 V AC, 50 Hz, auxiliary contacts: 1 NO + 1 NC, spring-loaded terminal, size: S0 | 2100 | 1 | Z9 | 1
3RT2026-2AP04 |  | power contactor, AC-3e/AC-3, 25 A, 11 kW / 400 V, 3-pole, 230 V AC, 50 Hz, auxiliary contacts: 2 NO + 2 NC, spring-loaded terminal, size: S0, removable auxiliary switch | 2480 | 1 | Z9 | 1
3RT2026-2AP60 |  | power contactor, AC-3e/AC-3, 25 A, 11 kW / 400 V, 3-pole, 220 V AC, 50 Hz / 240 V, 60 Hz, auxiliary contacts: 1 NO + 1 NC, spring-loaded terminal, size: S0 | 2100 | 1 | Z9 | 1
3RT2026-2AV00 |  | power contactor, AC-3e/AC-3, 25 A, 11 kW / 400 V, 3-pole, 400 V AC, 50 Hz, auxiliary contacts: 1 NO + 1 NC, spring-loaded terminal, size: S0 | 2170 | 1 | Z9 | 1
3RT2026-2AV04 |  | power contactor, AC-3e/AC-3, 25 A, 11 kW / 400 V, 3-pole, 400 V AC, 50 Hz, auxiliary contacts: 2 NO + 2 NC, spring-loaded terminal, size: S0, removable auxiliary switch | 2550 | 1 | Z9 | 1
3RT2026-2BB40 |  | power contactor, AC-3e/AC-3, 25 A, 11 kW / 400 V, 3-pole, 24 V DC, auxiliary contacts: 1 NO + 1 NC, spring-loaded terminal, size: S0 | 3310 | 1 | Z9 | 1
3RT2026-2BB40-0CC0 |  | power contactor, AC-3e/AC-3, 25 A, 11 kW / 400 V, 3-pole, 24 V DC, auxiliary contacts: 1 NO + 1 NC, spring-loaded terminal, size: S0, communication-capable | 3460 | 1 | Z9 | 1
3RT2026-2BB40-1AA0 |  | power contactor, AC-3e/AC-3, 25 A, 11 kW / 400 V, 3-pole, 24 V DC, auxiliary contacts: 1 NO + 1 NC, spring-loaded terminal, size: S0, upright mounting position | 3590 | 1 | Z9 | 1
3RT2026-2BB44 |  | power contactor, AC-3e/AC-3, 25 A, 11 kW / 400 V, 3-pole, 24 V DC, auxiliary contacts: 2 NO + 2 NC, spring-loaded terminal, size: S0, removable auxiliary switch | 3700 | 1 | Z9 | 1
3RT2026-2BB44-3MA0 |  | power contactor, AC-3e/AC-3, 25 A, 11 kW / 400 V, 3-pole, 24 V DC, auxiliary contacts: 2 NO + 2 NC, spring-loaded terminal, size: S0, captive auxiliary switch, no surge suppressor retrofittable | 3760 | 1 | Z9 | 1
3RT2026-2BF40 |  | power contactor, AC-3e/AC-3, 25 A, 11 kW / 400 V, 3-pole, 110 V DC, auxiliary contacts: 1 NO + 1 NC, spring-loaded terminal, size: S0 | 3310 | 1 | Z9 | 1
3RT2026-2BF44 |  | power contactor, AC-3e/AC-3, 25 A, 11 kW / 400 V, 3-pole, 110 V DC, auxiliary contacts: 2 NO + 2 NC, spring-loaded terminal, size: S0, removable auxiliary switch | 3700 | 1 | Z9 | 1
3RT2026-2BG40 |  | power contactor, AC-3e/AC-3, 25 A, 11 kW / 400 V, 3-pole, 125 V DC, auxiliary contacts: 1 NO + 1 NC, spring-loaded terminal, size: S0 | 3440 | 1 | Z9 | 1
3RT2026-2BM40 |  | power contactor, AC-3e/AC-3, 25 A, 11 kW / 400 V, 3-pole, 220 V DC, auxiliary contacts: 1 NO + 1 NC, spring-loaded terminal, size: S0 | 3310 | 1 | Z9 | 1
3RT2026-2BW40 |  | power contactor, AC-3e/AC-3, 25 A, 11 kW / 400 V, 3-pole, 48 V DC, auxiliary contacts: 1 NO + 1 NC, spring-loaded terminal, size: S0 | 3310 | 1 | Z9 | 1
3RT2026-2CK64-3MA0 |  | power contactor, AC-3e/AC-3, 25 A, 11 kW / 400 V, 3-pole, 110 V AC, 50 Hz / 120 V, 60 Hz, with plugged-in varistor, auxiliary contacts: 2 NO + 2 NC, spring-loaded terminal, size: S0, captive auxiliary switch | 2840 | 1 | Z9 | 1
3RT2026-2CL24-3MA0 |  | power contactor, AC-3e/AC-3, 25 A, 11 kW / 400 V, 3-pole, 230 V AC, 50/60 Hz, with plugged-in varistor, auxiliary contacts: 2 NO + 2 NC, spring-loaded terminal, size: S0, captive auxiliary switch | 2840 | 1 | Z9 | 1
3RT2026-2CV60 |  | power contactor, AC-3e/AC-3, 25 A, 11 kW / 400 V, 3-pole, 480 V AC, 60 Hz, with plugged-in varistor, auxiliary contacts: 1 NO + 1 NC, spring-loaded terminal, size: S0 | 2590 | 1 | Z9 | 1
3RT2026-2DB40 |  | power contactor, AC-3e/AC-3, 25 A, 11 kW / 400 V, 3-pole, 24 V DC, with plugged-in varistor, auxiliary contacts: 1 NO + 1 NC, spring-loaded terminal, size: S0 | 3820 | 1 | Z9 | 1
3RT2026-2DB44-3MA0 |  | power contactor, AC-3e/AC-3, 25 A, 11 kW / 400 V, 3-pole, 24 V DC, with plugged-in varistor, auxiliary contacts: 2 NO + 2 NC, spring-loaded terminal, size: S0, captive auxiliary switch | 4080 | 1 | Z9 | 1
3RT2026-2DM40 |  | power contactor, AC-3e/AC-3, 25 A, 11 kW / 400 V, 3-pole, 220 V DC, with plugged-in varistor, auxiliary contacts: 1 NO + 1 NC, spring-loaded terminal, size: S0 | 3760 | 1 | Z9 | 1
3RT2026-2EK60 |  | power contactor, AC-3e/AC-3, 25 A, 11 kW / 400 V, 3-pole, 110 V AC, 50 Hz / 120 V, 60 Hz, with plugged-in RC element, auxiliary contacts: 1 NO + 1 NC, spring-loaded terminal, size: S0 | 2570 | 1 | Z9 | 1
3RT2026-2EL20 |  | power contactor, AC-3e/AC-3, 25 A, 11 kW / 400 V, 3-pole, 230 V AC, 50/60 Hz, with plugged-in RC element, auxiliary contacts: 1 NO + 1 NC, spring-loaded terminal, size: S0 | 2570 | 1 | Z9 | 1
3RT2026-2FB40 |  | power contactor, AC-3e/AC-3, 25 A, 11 kW / 400 V, 3-pole, 24 V DC, with plugged-in diode combination, auxiliary contacts: 1 NO + 1 NC, spring-loaded terminal, size: S0 | 3820 | 1 | Z9 | 1
3RT2026-2FB44-3MA0 |  | power contactor, AC-3e/AC-3, 25 A, 11 kW / 400 V, 3-pole, 24 V DC, with plugged-in diode combination, auxiliary contacts: 2 NO + 2 NC, spring-loaded terminal, size: S0, captive auxiliary switch | 4160 | 1 | Z9 | 1
3RT2026-2KA40 |  | power contactor, AC-3e/AC-3, 25 A, 11 kW / 400 V, 3-pole, 12 V DC, 0.7-1.25* Uc, with plugged-in varistor, auxiliary contacts: 1 NO + 1 NC, spring-loaded terminal, frame size: S0, suitable for PLC outputs, no auxiliary switch can be added | 3690 | 1 | Z9 | 1
3RT2026-2KB40 |  | power contactor, AC-3e/AC-3, 25 A, 11 kW / 400 V, 3-pole, 24 V DC, 0.7-1.25* Uc, with plugged-in varistor, auxiliary contacts: 1 NO + 1 NC, spring-loaded terminal, frame size: S0, suitable for PLC outputs, no auxiliary switch can be added | 3590 | 1 | Z9 | 1
3RT2026-2KF40 |  | power contactor, AC-3e/AC-3, 25 A, 11 kW / 400 V, 3-pole, 110 V DC, 0.7-1.25* Uc, with plugged-in varistor, auxiliary contacts: 1 NO + 1 NC, spring-loaded terminal, frame size: S0, suitable for PLC outputs, no auxiliary switch can be added | 3630 | 1 | Z9 | 1
3RT2026-2KG40 |  | power contactor, AC-3e/AC-3, 25 A, 11 kW / 400 V, 3-pole, 125 V DC, 0.7-1.25* Uc, with plugged-in varistor, auxiliary contacts: 1 NO + 1 NC, spring-loaded terminal, frame size: S0, suitable for PLC outputs, no auxiliary switch can be added | 3690 | 1 | Z9 | 1
3RT2026-2NB30 |  | power contactor, AC-3e/AC-3, 25 A, 11 kW / 400 V, 3-pole, 21-28 V AC/DC, 50/60 Hz, with integrated varistor, auxiliary contacts: 1 NO + 1 NC, spring-loaded terminal, size: S0 | 3840 | 1 | Z9 | 1
3RT2026-2NF30 |  | power contactor, AC-3e/AC-3, 25 A, 11 kW / 400 V, 3-pole, 95-130 V AC/DC, 50/60 Hz, with integrated varistor, auxiliary contacts: 1 NO + 1 NC, spring-loaded terminal, size: S0 | 3840 | 1 | Z9 | 1
3RT2026-2NP30 |  | power contactor, AC-3e/AC-3, 25 A, 11 kW / 400 V, 3-pole, 200-280 V AC/DC, 50/60 Hz, with integrated varistor, auxiliary contacts: 1 NO + 1 NC, spring-loaded terminal, size: S0 | 3840 | 1 | Z9 | 1
3RT2026-2XB40-0LA2 |  | traction contactor, AC-3e/AC-3, 25 A, 11 kW / 400 V, 3-pole, 24 V DC, 0.7-1.25* Uc, solid-state operating mechanism, with integrated varistor, auxiliary contacts: 1 NO + 1 NC, spring-loaded terminal, frame size: S0 | 4420 | 1 | Z9 | 1
3RT2026-2XB40-1LA2 |  | traction contactor, AC-3e/AC-3, 25 A, 11 kW / 400 V, 3-pole, 24 V DC, 0.7-1.25* Uc, solid-state operating mechanism, with integrated varistor, auxiliary contacts: 1 NO + 1 NC, spring-loaded terminal, frame size: S0, upright mounting position | 4630 | 1 | Z9 | 1
3RT2026-2XF40-0LA2 |  | traction contactor, AC-3e/AC-3, 25 A, 11 kW / 400 V, 3-pole, 110 V DC, 0.7-1.25* Uc, solid-state operating mechanism, with integrated varistor, auxiliary contacts: 1 NO + 1 NC, spring-loaded terminal, frame size: S0 | 4420 | 1 | Z9 | 1
3RT2026-2XG40-0LA2 |  | traction contactor, AC-3e/AC-3, 25 A, 11 kW / 400 V, 3-pole, 125 V DC, 0.7-1.25* Uc, solid-state operating mechanism, with integrated varistor, auxiliary contacts: 1 NO + 1 NC, spring-loaded terminal, frame size: S0 | 4540 | 1 | Z9 | 1
3RT2026-2XJ40-0LA2 |  | traction contactor, AC-3e/AC-3, 25 A, 11 kW / 400 V, 3-pole, 72 V DC, 0.7-1.25* Uc, solid-state operating mechanism, with integrated varistor, auxiliary contacts: 1 NO + 1 NC, spring-loaded terminal, frame size: S0 | 4540 | 1 | Z9 | 1
3RT2026-4VB40 |  | power contactor, AC-3e/AC-3, 25 A, 11 kW / 400 V, 3-pole, 24 V DC, 0.7-1.25* Uc, with plugged-in diode assembly, auxiliary contacts: 1 NO + 1 NC, ring cable lug connection, frame size: S0 | 4500 | 1 | Z9 | 1
3RT2027-1AB00 |  | power contactor, AC-3e/AC-3, 32 A, 15 kW / 400 V, 3-pole, 24 V AC, 50 Hz, auxiliary contacts: 1 NO + 1 NC, screw terminal, size: S0 | 3010 | 1 | Z9 | 1
3RT2027-1AB04 |  | power contactor, AC-3e/AC-3, 32 A, 15 kW / 400 V, 3-pole, 24 V AC, 50 Hz, auxiliary contacts: 2 NO + 2 NC, screw terminal, size: S0, removable auxiliary switch | 3360 | 1 | Z9 | 1
3RT2027-1AC20 |  | power contactor, AC-3e/AC-3, 32 A, 15 kW / 400 V, 3-pole, 24 V AC, 50/60 Hz, auxiliary contacts: 1 NO + 1 NC, screw terminal, size: S0 | 3010 | 1 | Z9 | 1
3RT2027-1AC20-0UA0 |  | contactor, NEMA version, 10 hp, 460 / 575 V, 3-pole, 24 V AC, 50/60 Hz, auxiliary contacts: 1 NO + 1 NC, screw terminal, size: S0 | 3140 | 1 | Z9 | 1
3RT2027-1AC24 |  | power contactor, AC-3e/AC-3, 32 A, 15 kW / 400 V, 3-pole, 24 V AC, 50/60 Hz, auxiliary contacts: 2 NO + 2 NC, screw terminal, size: S0, removable auxiliary switch | 3360 | 1 | Z9 | 1
3RT2027-1AD00 |  | power contactor, AC-3e/AC-3, 32 A, 15 kW / 400 V, 3-pole, 42 V AC, 50 Hz, auxiliary contacts: 1 NO + 1 NC, screw terminal, size: S0 | 3100 | 1 | Z9 | 1
3RT2027-1AD20-1AA0 |  | power contactor, AC-3e/AC-3, 32 A, 15 kW / 400 V, 3-pole, 42 V AC, 50/60 Hz, auxiliary contacts: 1 NO + 1 NC, screw terminal, size: S0, upright mounting position | 3270 | 1 | Z9 | 1
3RT2027-1AF00 |  | power contactor, AC-3e/AC-3, 32 A, 15 kW / 400 V, 3-pole, 110 V AC, 50 Hz, auxiliary contacts: 1 NO + 1 NC, screw terminal, size: S0 | 3010 | 1 | Z9 | 1
3RT2027-1AF04 |  | power contactor, AC-3e/AC-3, 32 A, 15 kW / 400 V, 3-pole, 110 V AC, 50 Hz, auxiliary contacts: 2 NO + 2 NC, screw terminal, size: S0, removable auxiliary switch | 3360 | 1 | Z9 | 1
3RT2027-1AG20 |  | power contactor, AC-3e/AC-3, 32 A, 15 kW / 400 V, 3-pole, 110 V AC, 50/60 Hz, auxiliary contacts: 1 NO + 1 NC, screw terminal, size: S0 | 3010 | 1 | Z9 | 1
3RT2027-1AG24 |  | power contactor, AC-3e/AC-3, 32 A, 15 kW / 400 V, 3-pole, 110 V AC, 50/60 Hz, auxiliary contacts: 2 NO + 2 NC, screw terminal, size: S0, removable auxiliary switch | 3360 | 1 | Z9 | 1
3RT2027-1AG60 |  | power contactor, AC-3e/AC-3, 32 A, 15 kW / 400 V, 3-pole, 100 V AC, 50 Hz / 100-110 V, 60 Hz, auxiliary contacts: 1 NO + 1 NC, screw terminal, size: S0 | 3100 | 1 | Z9 | 1
3RT2027-1AH00 |  | power contactor, AC-3e/AC-3, 32 A, 15 kW / 400 V, 3-pole, 48 V AC, 50 Hz, auxiliary contacts: 1 NO + 1 NC, screw terminal, size: S0 | 3010 | 1 | Z9 | 1
3RT2027-1AH20 |  | power contactor, AC-3e/AC-3, 32 A, 15 kW / 400 V, 3-pole, 48 V AC, 50/60 Hz, auxiliary contacts: 1 NO + 1 NC, screw terminal, size: S0 | 3100 | 1 | Z9 | 1
3RT2027-1AK60 |  | power contactor, AC-3e/AC-3, 32 A, 15 kW / 400 V, 3-pole, 110 V AC, 50 Hz / 120 V, 60 Hz, auxiliary contacts: 1 NO + 1 NC, screw terminal, size: S0 | 3010 | 1 | Z9 | 1
3RT2027-1AK60-0UA0 |  | contactor, NEMA version, 10 hp, 460 / 575 V, 3-pole, 110 V AC, 50 Hz / 120 V, 60 Hz, auxiliary contacts: 1 NO + 1 NC, screw terminal, size: S0 | 3140 | 1 | Z9 | 1
3RT2027-1AK64-3MA0 |  | power contactor, AC-3e/AC-3, 32 A, 15 kW / 400 V, 3-pole, 110 V AC, 50 Hz / 120 V, 60 Hz, auxiliary contacts: 2 NO + 2 NC, screw terminal, size: S0, captive auxiliary switch, no surge suppressor retrofittable | 3440 | 1 | Z9 | 1
3RT2027-1AL20 |  | power contactor, AC-3e/AC-3, 32 A, 15 kW / 400 V, 3-pole, 230 V AC, 50/60 Hz, auxiliary contacts: 1 NO + 1 NC, screw terminal, size: S0 | 3010 | 1 | Z9 | 1
3RT2027-1AL20-1AA0 |  | power contactor, AC-3e/AC-3, 32 A, 15 kW / 400 V, 3-pole, 230 V AC, 50/60 Hz, auxiliary contacts: 1 NO + 1 NC, screw terminal, size: S0, upright mounting position | 3270 | 1 | Z9 | 1
3RT2027-1AL24 |  | power contactor, AC-3e/AC-3, 32 A, 15 kW / 400 V, 3-pole, 230 V AC, 50/60 Hz, auxiliary contacts: 2 NO + 2 NC, screw terminal, size: S0, removable auxiliary switch | 3360 | 1 | Z9 | 1
3RT2027-1AL24-3MA0 |  | power contactor, AC-3e/AC-3, 32 A, 15 kW / 400 V, 3-pole, 230 V AC, 50/60 Hz, auxiliary contacts: 2 NO + 2 NC, screw terminal, size: S0, captive auxiliary switch, no surge suppressor retrofittable | 3440 | 1 | Z9 | 1
3RT2027-1AM20 |  | power contactor, AC-3e/AC-3, 32 A, 15 kW / 400 V, 3-pole, 208 V AC, 50/60 Hz, auxiliary contacts: 1 NO + 1 NC, screw terminal, size: S0 | 3100 | 1 | Z9 | 1
3RT2027-1AM20-1AA0 |  | power contactor, AC-3e/AC-3, 32 A, 15 kW / 400 V, 3-pole, 208 V AC, 50/60 Hz, auxiliary contacts: 1 NO + 1 NC, screw terminal, size: S0, upright mounting position | 3330 | 1 | Z9 | 1
3RT2027-1AN20 |  | power contactor, AC-3e/AC-3, 32 A, 15 kW / 400 V, 3-pole, 220 V AC, 50/60 Hz, auxiliary contacts: 1 NO + 1 NC, screw terminal, size: S0 | 3010 | 1 | Z9 | 1
3RT2027-1AN24 |  | power contactor, AC-3e/AC-3, 32 A, 15 kW / 400 V, 3-pole, 220 V AC, 50/60 Hz, auxiliary contacts: 2 NO + 2 NC, screw terminal, size: S0, removable auxiliary switch | 3360 | 1 | Z9 | 1
3RT2027-1AN60 |  | power contactor, AC-3e/AC-3, 32 A, 15 kW / 400 V, 3-pole, 200 V AC, 50 Hz / 200-220 V, 60 Hz, auxiliary contacts: 1 NO + 1 NC, screw terminal, size: S0 | 3100 | 1 | Z9 | 1
3RT2027-1AP00 |  | power contactor, AC-3e/AC-3, 32 A, 15 kW / 400 V, 3-pole, 230 V AC, 50 Hz, auxiliary contacts: 1 NO + 1 NC, screw terminal, size: S0 | 3010 | 1 | Z9 | 1
3RT2027-1AP00-1AA0 |  | power contactor, AC-3e/AC-3, 32 A, 15 kW / 400 V, 3-pole, 230 V AC, 50 Hz, auxiliary contacts: 1 NO + 1 NC, screw terminal, size: S0, upright mounting position | 3270 | 1 | Z9 | 1
3RT2027-1AP04 |  | power contactor, AC-3e/AC-3, 32 A, 15 kW / 400 V, 3-pole, 230 V AC, 50 Hz, auxiliary contacts: 2 NO + 2 NC, screw terminal, size: S0, removable auxiliary switch | 3360 | 1 | Z9 | 1
3RT2027-1AP60 |  | power contactor, AC-3e/AC-3, 32 A, 15 kW / 400 V, 3-pole, 220 V AC, 50 Hz / 240 V, 60 Hz, auxiliary contacts: 1 NO + 1 NC, screw terminal, size: S0 | 3010 | 1 | Z9 | 1
3RT2027-1AP60-0UA0 |  | contactor, NEMA version, 10 hp, 460 / 575 V, 3-pole, 220 V AC, 50 Hz / 240 V, 60 Hz, auxiliary contacts: 1 NO + 1 NC, screw terminal, size: S0 | 3140 | 1 | Z9 | 1
3RT2027-1AR60 |  | power contactor, AC-3e/AC-3, 32 A, 15 kW / 400 V, 3-pole, 400 V AC, 50 Hz / 400-440 V, 60 Hz, auxiliary contacts: 1 NO + 1 NC, screw terminal, size: S0 | 3100 | 1 | Z9 | 1
3RT2027-1AT60 |  | power contactor, AC-3e/AC-3, 32 A, 15 kW / 400 V, 3-pole, 600 V AC, 60 Hz, auxiliary contacts: 1 NO + 1 NC, screw terminal, size: S0 | 3100 | 1 | Z9 | 1
3RT2027-1AU00 |  | power contactor, AC-3e/AC-3, 32 A, 15 kW / 400 V, 3-pole, 240 V AC, 50 Hz, auxiliary contacts: 1 NO + 1 NC, screw terminal, size: S0 | 3010 | 1 | Z9 | 1
3RT2027-1AU20 |  | power contactor, AC-3e/AC-3, 32 A, 15 kW / 400 V, 3-pole, 380 V AC, 50/60 Hz, auxiliary contacts: 1 NO + 1 NC, screw terminal, size: S0 | 3100 | 1 | Z9 | 1
3RT2027-1AU60 |  | power contactor, AC-3e/AC-3, 32 A, 15 kW / 400 V, 3-pole, 277 V AC, 60 Hz, auxiliary contacts: 1 NO + 1 NC, screw terminal, size: S0 | 3100 | 1 | Z9 | 1
3RT2027-1AV00 |  | power contactor, AC-3e/AC-3, 32 A, 15 kW / 400 V, 3-pole, 400 V AC, 50 Hz, auxiliary contacts: 1 NO + 1 NC, screw terminal, size: S0 | 3100 | 1 | Z9 | 1
3RT2027-1AV04 |  | power contactor, AC-3e/AC-3, 32 A, 15 kW / 400 V, 3-pole, 400 V AC, 50 Hz, auxiliary contacts: 2 NO + 2 NC, screw terminal, size: S0, removable auxiliary switch | 3460 | 1 | Z9 | 1
3RT2027-1AV60 |  | power contactor, AC-3e/AC-3, 32 A, 15 kW / 400 V, 3-pole, 480 V AC, 60 Hz, auxiliary contacts: 1 NO + 1 NC, screw terminal, size: S0 | 3100 | 1 | Z9 | 1
3RT2027-1BA40 |  | power contactor, AC-3e/AC-3, 32 A, 15 kW / 400 V, 3-pole, 12 V DC, auxiliary contacts: 1 NO + 1 NC, screw terminal, size: S0 | 4630 | 1 | Z9 | 1
3RT2027-1BB40 |  | power contactor, AC-3e/AC-3, 32 A, 15 kW / 400 V, 3-pole, 24 V DC, auxiliary contacts: 1 NO + 1 NC, screw terminal, size: S0 | 4520 | 1 | Z9 | 1
3RT2027-1BB40-0CC0 |  | power contactor, AC-3e/AC-3, 32 A, 15 kW / 400 V, 3-pole, 24 V DC, auxiliary contacts: 1 NO + 1 NC, screw terminal, size: S0, communication-capable | 4690 | 1 | Z9 | 1
3RT2027-1BB40-0UA0 |  | contactor, NEMA version, 10 hp, 460 / 575 V, 3-pole, 24 V DC, auxiliary contacts: 1 NO + 1 NC, screw terminal, size: S0 | 4630 | 1 | Z9 | 1
3RT2027-1BB40-1AA0 |  | power contactor, AC-3e/AC-3, 32 A, 15 kW / 400 V, 3-pole, 24 V DC, auxiliary contacts: 1 NO + 1 NC, screw terminal, size: S0, upright mounting position | 4760 | 1 | Z9 | 1
3RT2027-1BB44 |  | power contactor, AC-3e/AC-3, 32 A, 15 kW / 400 V, 3-pole, 24 V DC, auxiliary contacts: 2 NO + 2 NC, screw terminal, size: S0, removable auxiliary switch | 4860 | 1 | Z9 | 1
3RT2027-1BB44-3MA0 |  | power contactor, AC-3e/AC-3, 32 A, 15 kW / 400 V, 3-pole, 24 V DC, auxiliary contacts: 2 NO + 2 NC, screw terminal, size: S0, captive auxiliary switch, no surge suppressor retrofittable | 4950 | 1 | Z9 | 1
3RT2027-1BE40 |  | power contactor, AC-3e/AC-3, 32 A, 15 kW / 400 V, 3-pole, 60 V DC, auxiliary contacts: 1 NO + 1 NC, screw terminal, size: S0 | 4630 | 1 | Z9 | 1
3RT2027-1BF40 |  | power contactor, AC-3e/AC-3, 32 A, 15 kW / 400 V, 3-pole, 110 V DC, auxiliary contacts: 1 NO + 1 NC, screw terminal, size: S0 | 4520 | 1 | Z9 | 1
3RT2027-1BF44 |  | power contactor, AC-3e/AC-3, 32 A, 15 kW / 400 V, 3-pole, 110 V DC, auxiliary contacts: 2 NO + 2 NC, screw terminal, size: S0, removable auxiliary switch | 4860 | 1 | Z9 | 1
3RT2027-1BG40 |  | power contactor, AC-3e/AC-3, 32 A, 15 kW / 400 V, 3-pole, 125 V DC, auxiliary contacts: 1 NO + 1 NC, screw terminal, size: S0 | 4630 | 1 | Z9 | 1
3RT2027-1BJ80 |  | power contactor, AC-3e/AC-3, 32 A, 15 kW / 400 V, 3-pole, 72 V DC, auxiliary contacts: 1 NO + 1 NC, screw terminal, size: S0 | 4630 | 1 | Z9 | 1
3RT2027-1BM40 |  | power contactor, AC-3e/AC-3, 32 A, 15 kW / 400 V, 3-pole, 220 V DC, auxiliary contacts: 1 NO + 1 NC, screw terminal, size: S0 | 4520 | 1 | Z9 | 1
3RT2027-1BP40 |  | power contactor, AC-3e/AC-3, 32 A, 15 kW / 400 V, 3-pole, 230 V DC, auxiliary contacts: 1 NO + 1 NC, screw terminal, size: S0 | 4630 | 1 | Z9 | 1
3RT2027-1BW40 |  | power contactor, AC-3e/AC-3, 32 A, 15 kW / 400 V, 3-pole, 48 V DC, auxiliary contacts: 1 NO + 1 NC, screw terminal, size: S0 | 4520 | 1 | Z9 | 1
3RT2027-1CK64-3MA0 |  | power contactor, AC-3e/AC-3, 32 A, 15 kW / 400 V, 3-pole, 110 V AC, 50 Hz / 120 V, 60 Hz, with plugged-in varistor, auxiliary contacts: 2 NO + 2 NC, screw terminal, size: S0, captive auxiliary switch | 3720 | 1 | Z9 | 1
3RT2027-1CL24-3MA0 |  | power contactor, AC-3e/AC-3, 32 A, 15 kW / 400 V, 3-pole, 230 V AC, 50/60 Hz, with plugged-in varistor, auxiliary contacts: 2 NO + 2 NC, screw terminal, size: S0, captive auxiliary switch | 3720 | 1 | Z9 | 1
3RT2027-1DB40 |  | power contactor, AC-3e/AC-3, 32 A, 15 kW / 400 V, 3-pole, 24 V DC, with plugged-in varistor, auxiliary contacts: 1 NO + 1 NC, screw terminal, size: S0 | 4990 | 1 | Z9 | 1
3RT2027-1DB44-3MA0 |  | power contactor, AC-3e/AC-3, 32 A, 15 kW / 400 V, 3-pole, 24 V DC, with plugged-in varistor, auxiliary contacts: 2 NO + 2 NC, screw terminal, size: S0, captive auxiliary switch | 5310 | 1 | Z9 | 1
3RT2027-1FB40 |  | power contactor, AC-3e/AC-3, 32 A, 15 kW / 400 V, 3-pole, 24 V DC, with plugged-in diode combination, auxiliary contacts: 1 NO + 1 NC, screw terminal, size: S0 | 4990 | 1 | Z9 | 1
3RT2027-1FB44-3MA0 |  | power contactor, AC-3e/AC-3, 32 A, 15 kW / 400 V, 3-pole, 24 V DC, with plugged-in diode combination, auxiliary contacts: 2 NO + 2 NC, screw terminal, size: S0, captive auxiliary switch | 5370 | 1 | Z9 | 1
3RT2027-1KA40 |  | power contactor, AC-3e/AC-3, 32 A, 15 kW / 400 V, 3-pole, 12 V DC, 0.7-1.25* Uc, with plugged-in varistor, auxiliary contacts: 1 NO + 1 NC, screw terminal, frame size: S0, suitable for PLC outputs, no auxiliary switch can be added | 4840 | 1 | Z9 | 1
3RT2027-1KB40 |  | power contactor, AC-3e/AC-3, 32 A, 15 kW / 400 V, 3-pole, 24 V DC, 0.7-1.25* Uc, with plugged-in varistor, auxiliary contacts: 1 NO + 1 NC, screw terminal, frame size: S0, suitable for PLC outputs, no auxiliary switch can be added | 4690 | 1 | Z9 | 1
3RT2027-1NB30 |  | power contactor, AC-3e/AC-3, 32 A, 15 kW / 400 V, 3-pole, 21-28 V AC/DC, 50/60 Hz, with integrated varistor, auxiliary contacts: 1 NO + 1 NC, screw terminal, size: S0 | 5270 | 1 | Z9 | 1
3RT2027-1NF30 |  | power contactor, AC-3e/AC-3, 32 A, 15 kW / 400 V, 3-pole, 95-130 V AC/DC, 50/60 Hz, with integrated varistor, auxiliary contacts: 1 NO + 1 NC, screw terminal, size: S0 | 5270 | 1 | Z9 | 1
3RT2027-1NP30 |  | power contactor, AC-3e/AC-3, 32 A, 15 kW / 400 V, 3-pole, 200-280 V AC/DC, 50/60 Hz, with integrated varistor, auxiliary contacts: 1 NO + 1 NC, screw terminal, size: S0 | 5270 | 1 | Z9 | 1
3RT2027-2AB00 |  | power contactor, AC-3e/AC-3, 32 A, 15 kW / 400 V, 3-pole, 24 V AC, 50 Hz, auxiliary contacts: 1 NO + 1 NC, spring-loaded terminal, size: S0 | 3010 | 1 | Z9 | 1
3RT2027-2AB04 |  | power contactor, AC-3e/AC-3, 32 A, 15 kW / 400 V, 3-pole, 24 V AC, 50 Hz, auxiliary contacts: 2 NO + 2 NC, spring-loaded terminal, size: S0, removable auxiliary switch | 3360 | 1 | Z9 | 1
3RT2027-2AC20 |  | power contactor, AC-3e/AC-3, 32 A, 15 kW / 400 V, 3-pole, 24 V AC, 50/60 Hz, auxiliary contacts: 1 NO + 1 NC, spring-loaded terminal, size: S0 | 3010 | 1 | Z9 | 1
3RT2027-2AC24 |  | power contactor, AC-3e/AC-3, 32 A, 15 kW / 400 V, 3-pole, 24 V AC, 50/60 Hz, auxiliary contacts: 2 NO + 2 NC, spring-loaded terminal, size: S0, removable auxiliary switch | 3360 | 1 | Z9 | 1
3RT2027-2AD20-1AA0 |  | power contactor, AC-3e/AC-3, 32 A, 15 kW / 400 V, 3-pole, 42 V AC, 50/60 Hz, auxiliary contacts: 1 NO + 1 NC, spring-loaded terminal, size: S0, upright mounting position | 3330 | 1 | Z9 | 1
3RT2027-2AF00 |  | power contactor, AC-3e/AC-3, 32 A, 15 kW / 400 V, 3-pole, 110 V AC, 50 Hz, auxiliary contacts: 1 NO + 1 NC, spring-loaded terminal, size: S0 | 3010 | 1 | Z9 | 1
3RT2027-2AF04 |  | power contactor, AC-3e/AC-3, 32 A, 15 kW / 400 V, 3-pole, 110 V AC, 50 Hz, auxiliary contacts: 2 NO + 2 NC, spring-loaded terminal, size: S0, removable auxiliary switch | 3360 | 1 | Z9 | 1
3RT2027-2AG20 |  | power contactor, AC-3e/AC-3, 32 A, 15 kW / 400 V, 3-pole, 110 V AC, 50/60 Hz, auxiliary contacts: 1 NO + 1 NC, spring-loaded terminal, size: S0 | 3010 | 1 | Z9 | 1
3RT2027-2AG24 |  | power contactor, AC-3e/AC-3, 32 A, 15 kW / 400 V, 3-pole, 110 V AC, 50/60 Hz, auxiliary contacts: 2 NO + 2 NC, spring-loaded terminal, size: S0, removable auxiliary switch | 3360 | 1 | Z9 | 1
3RT2027-2AH00 |  | power contactor, AC-3e/AC-3, 32 A, 15 kW / 400 V, 3-pole, 48 V AC, 50 Hz, auxiliary contacts: 1 NO + 1 NC, spring-loaded terminal, size: S0 | 3010 | 1 | Z9 | 1
3RT2027-2AK60 |  | power contactor, AC-3e/AC-3, 32 A, 15 kW / 400 V, 3-pole, 110 V AC, 50 Hz / 120 V, 60 Hz, auxiliary contacts: 1 NO + 1 NC, spring-loaded terminal, size: S0 | 3010 | 1 | Z9 | 1
3RT2027-2AK60-1AA0 |  | power contactor, AC-3e/AC-3, 32 A, 15 kW / 400 V, 3-pole, 110 V AC, 50 Hz / 120 V, 60 Hz, auxiliary contacts: 1 NO + 1 NC, spring-loaded terminal, size: S0, upright mounting position | 3270 | 1 | Z9 | 1
3RT2027-2AK64-3MA0 |  | power contactor, AC-3e/AC-3, 32 A, 15 kW / 400 V, 3-pole, 110 V AC, 50 Hz / 120 V, 60 Hz, auxiliary contacts: 2 NO + 2 NC, spring-loaded terminal, size: S0, captive auxiliary switch, no surge suppressor retrofittable | 3440 | 1 | Z9 | 1
3RT2027-2AL20 |  | power contactor, AC-3e/AC-3, 32 A, 15 kW / 400 V, 3-pole, 230 V AC, 50/60 Hz, auxiliary contacts: 1 NO + 1 NC, spring-loaded terminal, size: S0 | 3010 | 1 | Z9 | 1
3RT2027-2AL20-1AA0 |  | power contactor, AC-3e/AC-3, 32 A, 15 kW / 400 V, 3-pole, 230 V AC, 50/60 Hz, auxiliary contacts: 1 NO + 1 NC, spring-loaded terminal, size: S0, upright mounting position | 3270 | 1 | Z9 | 1
3RT2027-2AL24 |  | power contactor, AC-3e/AC-3, 32 A, 15 kW / 400 V, 3-pole, 230 V AC, 50/60 Hz, auxiliary contacts: 2 NO + 2 NC, spring-loaded terminal, size: S0, removable auxiliary switch | 3360 | 1 | Z9 | 1
3RT2027-2AL24-3MA0 |  | power contactor, AC-3e/AC-3, 32 A, 15 kW / 400 V, 3-pole, 230 V AC, 50/60 Hz, auxiliary contacts: 2 NO + 2 NC, spring-loaded terminal, size: S0, captive auxiliary switch, no surge suppressor retrofittable | 3440 | 1 | Z9 | 1
3RT2027-2AM20 |  | power contactor, AC-3e/AC-3, 32 A, 15 kW / 400 V, 3-pole, 208 V AC, 50/60 Hz, auxiliary contacts: 1 NO + 1 NC, spring-loaded terminal, size: S0 | 3100 | 1 | Z9 | 1
3RT2027-2AN20 |  | power contactor, AC-3e/AC-3, 32 A, 15 kW / 400 V, 3-pole, 220 V AC, 50/60 Hz, auxiliary contacts: 1 NO + 1 NC, spring-loaded terminal, size: S0 | 3010 | 1 | Z9 | 1
3RT2027-2AN24 |  | power contactor, AC-3e/AC-3, 32 A, 15 kW / 400 V, 3-pole, 220 V AC, 50/60 Hz, auxiliary contacts: 2 NO + 2 NC, spring-loaded terminal, size: S0, removable auxiliary switch | 3360 | 1 | Z9 | 1
3RT2027-2AP00 |  | power contactor, AC-3e/AC-3, 32 A, 15 kW / 400 V, 3-pole, 230 V AC, 50 Hz, auxiliary contacts: 1 NO + 1 NC, spring-loaded terminal, size: S0 | 3010 | 1 | Z9 | 1
3RT2027-2AP04 |  | power contactor, AC-3e/AC-3, 32 A, 15 kW / 400 V, 3-pole, 230 V AC, 50 Hz, auxiliary contacts: 2 NO + 2 NC, spring-loaded terminal, size: S0, removable auxiliary switch | 3360 | 1 | Z9 | 1
3RT2027-2AP60 |  | power contactor, AC-3e/AC-3, 32 A, 15 kW / 400 V, 3-pole, 220 V AC, 50 Hz / 240 V, 60 Hz, auxiliary contacts: 1 NO + 1 NC, spring-loaded terminal, size: S0 | 3010 | 1 | Z9 | 1
3RT2027-2AR60 |  | power contactor, AC-3e/AC-3, 32 A, 15 kW / 400 V, 3-pole, 400 V AC, 50 Hz / 400-440 V, 60 Hz, auxiliary contacts: 1 NO + 1 NC, spring-loaded terminal, size: S0 | 3100 | 1 | Z9 | 1
3RT2027-2AV00 |  | power contactor, AC-3e/AC-3, 32 A, 15 kW / 400 V, 3-pole, 400 V AC, 50 Hz, auxiliary contacts: 1 NO + 1 NC, spring-loaded terminal, size: S0 | 3100 | 1 | Z9 | 1
3RT2027-2AV04 |  | power contactor, AC-3e/AC-3, 32 A, 15 kW / 400 V, 3-pole, 400 V AC, 50 Hz, auxiliary contacts: 2 NO + 2 NC, spring-loaded terminal, size: S0, removable auxiliary switch | 3460 | 1 | Z9 | 1
3RT2027-2BB40 |  | power contactor, AC-3e/AC-3, 32 A, 15 kW / 400 V, 3-pole, 24 V DC, auxiliary contacts: 1 NO + 1 NC, spring-loaded terminal, size: S0 | 4520 | 1 | Z9 | 1
3RT2027-2BB40-0CC0 |  | power contactor, AC-3e/AC-3, 32 A, 15 kW / 400 V, 3-pole, 24 V DC, auxiliary contacts: 1 NO + 1 NC, spring-loaded terminal, size: S0, communication-capable | 4690 | 1 | Z9 | 1
3RT2027-2BB44 |  | power contactor, AC-3e/AC-3, 32 A, 15 kW / 400 V, 3-pole, 24 V DC, auxiliary contacts: 2 NO + 2 NC, spring-loaded terminal, size: S0, removable auxiliary switch | 4860 | 1 | Z9 | 1
3RT2027-2BB44-3MA0 |  | power contactor, AC-3e/AC-3, 32 A, 15 kW / 400 V, 3-pole, 24 V DC, auxiliary contacts: 2 NO + 2 NC, spring-loaded terminal, size: S0, captive auxiliary switch, no surge suppressor retrofittable | 4950 | 1 | Z9 | 1
3RT2027-2BF40 |  | power contactor, AC-3e/AC-3, 32 A, 15 kW / 400 V, 3-pole, 110 V DC, auxiliary contacts: 1 NO + 1 NC, spring-loaded terminal, size: S0 | 4520 | 1 | Z9 | 1
3RT2027-2BF44 |  | power contactor, AC-3e/AC-3, 32 A, 15 kW / 400 V, 3-pole, 110 V DC, auxiliary contacts: 2 NO + 2 NC, spring-loaded terminal, size: S0, removable auxiliary switch | 4860 | 1 | Z9 | 1
3RT2027-2BG40 |  | power contactor, AC-3e/AC-3, 32 A, 15 kW / 400 V, 3-pole, 125 V DC, auxiliary contacts: 1 NO + 1 NC, spring-loaded terminal, size: S0 | 4630 | 1 | Z9 | 1
3RT2027-2BM40 |  | power contactor, AC-3e/AC-3, 32 A, 15 kW / 400 V, 3-pole, 220 V DC, auxiliary contacts: 1 NO + 1 NC, spring-loaded terminal, size: S0 | 4520 | 1 | Z9 | 1
3RT2027-2BW40 |  | power contactor, AC-3e/AC-3, 32 A, 15 kW / 400 V, 3-pole, 48 V DC, auxiliary contacts: 1 NO + 1 NC, spring-loaded terminal, size: S0 | 4520 | 1 | Z9 | 1
3RT2027-2CK64-3MA0 |  | power contactor, AC-3e/AC-3, 32 A, 15 kW / 400 V, 3-pole, 110 V AC, 50 Hz / 120 V, 60 Hz, with plugged-in varistor, auxiliary contacts: 2 NO + 2 NC, spring-loaded terminal, size: S0, captive auxiliary switch | 3720 | 1 | Z9 | 1
3RT2027-2CL24-3MA0 |  | power contactor, AC-3e/AC-3, 32 A, 15 kW / 400 V, 3-pole, 230 V AC, 50/60 Hz, with plugged-in varistor, auxiliary contacts: 2 NO + 2 NC, spring-loaded terminal, size: S0, captive auxiliary switch | 3720 | 1 | Z9 | 1
3RT2027-2DB40 |  | power contactor, AC-3e/AC-3, 32 A, 15 kW / 400 V, 3-pole, 24 V DC, with plugged-in varistor, auxiliary contacts: 1 NO + 1 NC, spring-loaded terminal, size: S0 | 4990 | 1 | Z9 | 1
3RT2027-2DB44-3MA0 |  | power contactor, AC-3e/AC-3, 32 A, 15 kW / 400 V, 3-pole, 24 V DC, with plugged-in varistor, auxiliary contacts: 2 NO + 2 NC, spring-loaded terminal, size: S0, captive auxiliary switch | 5310 | 1 | Z9 | 1
3RT2027-2EL20 |  | power contactor, AC-3e/AC-3, 32 A, 15 kW / 400 V, 3-pole, 230 V AC, 50/60 Hz, with plugged-in RC element, auxiliary contacts: 1 NO + 1 NC, spring-loaded terminal, size: S0 | 3500 | 1 | Z9 | 1
3RT2027-2EP00 |  | power contactor, AC-3e/AC-3, 32 A, 15 kW / 400 V, 3-pole, 230 V AC, 50 Hz, with plugged-in RC element, auxiliary contacts: 1 NO + 1 NC, spring-loaded terminal, size: S0 | 3530 | 1 | Z9 | 1
3RT2027-2FB40 |  | power contactor, AC-3e/AC-3, 32 A, 15 kW / 400 V, 3-pole, 24 V DC, with plugged-in diode combination, auxiliary contacts: 1 NO + 1 NC, spring-loaded terminal, size: S0 | 4990 | 1 | Z9 | 1
3RT2027-2FB44-3MA0 |  | power contactor, AC-3e/AC-3, 32 A, 15 kW / 400 V, 3-pole, 24 V DC, with plugged-in diode combination, auxiliary contacts: 2 NO + 2 NC, spring-loaded terminal, size: S0, captive auxiliary switch | 5370 | 1 | Z9 | 1
3RT2027-2KA40 |  | power contactor, AC-3e/AC-3, 32 A, 15 kW / 400 V, 3-pole, 12 V DC, 0.7-1.25* Uc, with plugged-in varistor, auxiliary contacts: 1 NO + 1 NC, spring-loaded terminal, frame size: S0, suitable for PLC outputs, no auxiliary switch can be added | 4840 | 1 | Z9 | 1
3RT2027-2KB40 |  | power contactor, AC-3e/AC-3, 32 A, 15 kW / 400 V, 3-pole, 24 V DC, 0.7-1.25* Uc, with plugged-in varistor, auxiliary contacts: 1 NO + 1 NC, spring-loaded terminal, frame size: S0, suitable for PLC outputs, no auxiliary switch can be added | 4690 | 1 | Z9 | 1
3RT2027-2KF40 |  | power contactor, AC-3e/AC-3, 32 A, 15 kW / 400 V, 3-pole, 110 V DC, 0.7-1.25* Uc, with plugged-in varistor, auxiliary contacts: 1 NO + 1 NC, spring-loaded terminal, frame size: S0, suitable for PLC outputs, no auxiliary switch can be added | 4800 | 1 | Z9 | 1
3RT2027-2KG40 |  | power contactor, AC-3e/AC-3, 32 A, 15 kW / 400 V, 3-pole, 125 V DC, 0.7-1.25* Uc, with plugged-in varistor, auxiliary contacts: 1 NO + 1 NC, spring-loaded terminal, frame size: S0, suitable for PLC outputs, no auxiliary switch can be added | 4840 | 1 | Z9 | 1
3RT2027-2NB30 |  | power contactor, AC-3e/AC-3, 32 A, 15 kW / 400 V, 3-pole, 21-28 V AC/DC, 50/60 Hz, with integrated varistor, auxiliary contacts: 1 NO + 1 NC, spring-loaded terminal, size: S0 | 5270 | 1 | Z9 | 1
3RT2027-2NF30 |  | power contactor, AC-3e/AC-3, 32 A, 15 kW / 400 V, 3-pole, 95-130 V AC/DC, 50/60 Hz, with integrated varistor, auxiliary contacts: 1 NO + 1 NC, spring-loaded terminal, size: S0 | 5270 | 1 | Z9 | 1
3RT2027-2NP30 |  | power contactor, AC-3e/AC-3, 32 A, 15 kW / 400 V, 3-pole, 200-280 V AC/DC, 50/60 Hz, with integrated varistor, auxiliary contacts: 1 NO + 1 NC, spring-loaded terminal, size: S0 | 5270 | 1 | Z9 | 1
3RT2027-2XB40-0LA2 |  | traction contactor, AC-3e/AC-3, 32 A, 15 kW / 400 V, 3-pole, 24 V DC, 0.7-1.25* Uc, solid-state operating mechanism, with integrated varistor, auxiliary contacts: 1 NO + 1 NC, spring-loaded terminal, frame size: S0 | 6050 | 1 | Z9 | 1
3RT2027-2XF40-0LA2 |  | traction contactor, AC-3e/AC-3, 32 A, 15 kW / 400 V, 3-pole, 110 V DC, 0.7-1.25* Uc, solid-state operating mechanism, with integrated varistor, auxiliary contacts: 1 NO + 1 NC, spring-loaded terminal, frame size: S0 | 6050 | 1 | Z9 | 1
3RT2027-2XG40-0LA2 |  | traction contactor, AC-3e/AC-3, 32 A, 15 kW / 400 V, 3-pole, 125 V DC, 0.7-1.25* Uc, solid-state operating mechanism, with integrated varistor, auxiliary contacts: 1 NO + 1 NC, spring-loaded terminal, frame size: S0 | 6140 | 1 | Z9 | 1
3RT2027-2XJ40-0LA2 |  | traction contactor, AC-3e/AC-3, 32 A, 15 kW / 400 V, 3-pole, 72 V DC, 0.7-1.25* Uc, solid-state operating mechanism, with integrated varistor, auxiliary contacts: 1 NO + 1 NC, spring-loaded terminal, frame size: S0 | 6140 | 1 | Z9 | 1
3RT2027-4VB40 |  | power contactor, AC-3e/AC-3, 32 A, 15 kW / 400 V, 3-pole, 24 V DC, 0.7-1.25* Uc, with plugged-in diode assembly, auxiliary contacts: 1 NO + 1 NC, ring cable lug connection, frame size: S0 | 5900 | 1 | Z9 | 1
3RT2028-1AB00 |  | power contactor, AC-3e/AC-3, 38 A, 18.5 kW / 400 V, 3-pole, 24 V AC, 50 Hz, auxiliary contacts: 1 NO + 1 NC, screw terminal, size: S0 | 3350 | 1 | Z9 | 1
3RT2028-1AB04 |  | power contactor, AC-3e/AC-3, 38 A, 18.5 kW / 400 V, 3-pole, 24 V AC, 50 Hz, auxiliary contacts: 2 NO + 2 NC, screw terminal, size: S0, removable auxiliary switch | 3760 | 1 | Z9 | 1
3RT2028-1AC20 |  | power contactor, AC-3e/AC-3, 38 A, 18.5 kW / 400 V, 3-pole, 24 V AC, 50/60 Hz, auxiliary contacts: 1 NO + 1 NC, screw terminal, size: S0 | 3350 | 1 | Z9 | 1
3RT2028-1AC20-0JA0 |  | power contactor, AC-3e/AC-3, 38 A, 18.5 kW / 400 V, 3-pole, 24 V AC, 50/60 Hz, auxiliary contacts: 1 NO + 1 NC, screw terminal, size: S0, India 40 A, Tu max. 50 Â°C | 3400 | 1 | Z9 | 1
3RT2028-1AC24 |  | power contactor, AC-3e/AC-3, 38 A, 18.5 kW / 400 V, 3-pole, 24 V AC, 50/60 Hz, auxiliary contacts: 2 NO + 2 NC, screw terminal, size: S0, removable auxiliary switch | 3760 | 1 | Z9 | 1
3RT2028-1AD00 |  | power contactor, AC-3e/AC-3, 38 A, 18.5 kW / 400 V, 3-pole, 42 V AC, 50 Hz, auxiliary contacts: 1 NO + 1 NC, screw terminal, size: S0 | 3460 | 1 | Z9 | 1
3RT2028-1AD20-0JA0 |  | power contactor, AC-3e/AC-3, 38 A, 18.5 kW / 400 V, 3-pole, 42 V AC, 50/60 Hz, auxiliary contacts: 1 NO + 1 NC, screw terminal, size: S0, India 40 A, Tu max. 50 Â°C | 3460 | 1 | Z9 | 1
3RT2028-1AF00 |  | power contactor, AC-3e/AC-3, 38 A, 18.5 kW / 400 V, 3-pole, 110 V AC, 50 Hz, auxiliary contacts: 1 NO + 1 NC, screw terminal, size: S0 | 3350 | 1 | Z9 | 1
3RT2028-1AF04 |  | power contactor, AC-3e/AC-3, 38 A, 18.5 kW / 400 V, 3-pole, 110 V AC, 50 Hz, auxiliary contacts: 2 NO + 2 NC, screw terminal, size: S0, removable auxiliary switch | 3760 | 1 | Z9 | 1
3RT2028-1AG20 |  | power contactor, AC-3e/AC-3, 38 A, 18.5 kW / 400 V, 3-pole, 110 V AC, 50/60 Hz, auxiliary contacts: 1 NO + 1 NC, screw terminal, size: S0 | 3350 | 1 | Z9 | 1
3RT2028-1AG20-0JA0 |  | power contactor, AC-3e/AC-3, 38 A, 18.5 kW / 400 V, 3-pole, 110 V AC, 50/60 Hz, auxiliary contacts: 1 NO + 1 NC, screw terminal, size: S0, India 40 A, Tu max. 50 Â°C | 3400 | 1 | Z9 | 1
3RT2028-1AG24 |  | power contactor, AC-3e/AC-3, 38 A, 18.5 kW / 400 V, 3-pole, 110 V AC, 50/60 Hz, auxiliary contacts: 2 NO + 2 NC, screw terminal, size: S0, removable auxiliary switch | 3760 | 1 | Z9 | 1
3RT2028-1AG60 |  | power contactor, AC-3e/AC-3, 38 A, 18.5 kW / 400 V, 3-pole, 100 V AC, 50 Hz / 100-110 V, 60 Hz, auxiliary contacts: 1 NO + 1 NC, screw terminal, size: S0 | 3460 | 1 | Z9 | 1
3RT2028-1AH00 |  | power contactor, AC-3e/AC-3, 38 A, 18.5 kW / 400 V, 3-pole, 48 V AC, 50 Hz, auxiliary contacts: 1 NO + 1 NC, screw terminal, size: S0 | 3350 | 1 | Z9 | 1
3RT2028-1AH20 |  | power contactor, AC-3e/AC-3, 38 A, 18.5 kW / 400 V, 3-pole, 48 V AC, 50/60 Hz, auxiliary contacts: 1 NO + 1 NC, screw terminal, size: S0 | 3460 | 1 | Z9 | 1
3RT2028-1AK60 |  | power contactor, AC-3e/AC-3, 38 A, 18.5 kW / 400 V, 3-pole, 110 V AC, 50 Hz / 120 V, 60 Hz, auxiliary contacts: 1 NO + 1 NC, screw terminal, size: S0 | 3350 | 1 | Z9 | 1
3RT2028-1AK64-3MA0 |  | power contactor, AC-3e/AC-3, 38 A, 18.5 kW / 400 V, 3-pole, 110 V AC, 50 Hz / 120 V, 60 Hz, auxiliary contacts: 2 NO + 2 NC, screw terminal, size: S0, captive auxiliary switch, no surge suppressor retrofittable | 3800 | 1 | Z9 | 1
3RT2028-1AL20 |  | power contactor, AC-3e/AC-3, 38 A, 18.5 kW / 400 V, 3-pole, 230 V AC, 50/60 Hz, auxiliary contacts: 1 NO + 1 NC, screw terminal, size: S0 | 3350 | 1 | Z9 | 1
3RT2028-1AL24 |  | power contactor, AC-3e/AC-3, 38 A, 18.5 kW / 400 V, 3-pole, 230 V AC, 50/60 Hz, auxiliary contacts: 2 NO + 2 NC, screw terminal, size: S0, removable auxiliary switch | 3760 | 1 | Z9 | 1
3RT2028-1AL24-3MA0 |  | power contactor, AC-3e/AC-3, 38 A, 18.5 kW / 400 V, 3-pole, 230 V AC, 50/60 Hz, auxiliary contacts: 2 NO + 2 NC, screw terminal, size: S0, captive auxiliary switch, no surge suppressor retrofittable | 3800 | 1 | Z9 | 1
3RT2028-1AM20 |  | power contactor, AC-3e/AC-3, 38 A, 18.5 kW / 400 V, 3-pole, 208 V AC, 50/60 Hz, auxiliary contacts: 1 NO + 1 NC, screw terminal, size: S0 | 3440 | 1 | Z9 | 1
3RT2028-1AN20 |  | power contactor, AC-3e/AC-3, 38 A, 18.5 kW / 400 V, 3-pole, 220 V AC, 50/60 Hz, auxiliary contacts: 1 NO + 1 NC, screw terminal, size: S0 | 3350 | 1 | Z9 | 1
3RT2028-1AN24 |  | power contactor, AC-3e/AC-3, 38 A, 18.5 kW / 400 V, 3-pole, 220 V AC, 50/60 Hz, auxiliary contacts: 2 NO + 2 NC, screw terminal, size: S0, removable auxiliary switch | 3760 | 1 | Z9 | 1
3RT2028-1AN60 |  | power contactor, AC-3e/AC-3, 38 A, 18.5 kW / 400 V, 3-pole, 200 V AC, 50 Hz / 200-220 V, 60 Hz, auxiliary contacts: 1 NO + 1 NC, screw terminal, size: S0 | 3460 | 1 | Z9 | 1
3RT2028-1AP00 |  | power contactor, AC-3e/AC-3, 38 A, 18.5 kW / 400 V, 3-pole, 230 V AC, 50 Hz, auxiliary contacts: 1 NO + 1 NC, screw terminal, size: S0 | 3350 | 1 | Z9 | 1
3RT2028-1AP00-1AA0 |  | power contactor, AC-3e/AC-3, 38 A, 18.5 kW / 400 V, 3-pole, 230 V AC, 50 Hz, auxiliary contacts: 1 NO + 1 NC, screw terminal, size: S0, upright mounting position | 3650 | 1 | Z9 | 1
3RT2028-1AP04 |  | power contactor, AC-3e/AC-3, 38 A, 18.5 kW / 400 V, 3-pole, 230 V AC, 50 Hz, auxiliary contacts: 2 NO + 2 NC, screw terminal, size: S0, removable auxiliary switch | 3760 | 1 | Z9 | 1
3RT2028-1AP60 |  | power contactor, AC-3e/AC-3, 38 A, 18.5 kW / 400 V, 3-pole, 220 V AC, 50 Hz / 240 V, 60 Hz, auxiliary contacts: 1 NO + 1 NC, screw terminal, size: S0 | 3350 | 1 | Z9 | 1
3RT2028-1AR60 |  | power contactor, AC-3e/AC-3, 38 A, 18.5 kW / 400 V, 3-pole, 400 V AC, 50 Hz / 400-440 V, 60 Hz, auxiliary contacts: 1 NO + 1 NC, screw terminal, size: S0 | 3460 | 1 | Z9 | 1
3RT2028-1AS00 |  | power contactor, AC-3e/AC-3, 38 A, 18.5 kW / 400 V, 3-pole, 500 V AC, 50 Hz, auxiliary contacts: 1 NO + 1 NC, screw terminal, size: S0 | 3460 | 1 | Z9 | 1
3RT2028-1AT60 |  | power contactor, AC-3e/AC-3, 38 A, 18.5 kW / 400 V, 3-pole, 600 V AC, 60 Hz, auxiliary contacts: 1 NO + 1 NC, screw terminal, size: S0 | 3460 | 1 | Z9 | 1
3RT2028-1AU00 |  | power contactor, AC-3e/AC-3, 38 A, 18.5 kW / 400 V, 3-pole, 240 V AC, 50 Hz, auxiliary contacts: 1 NO + 1 NC, screw terminal, size: S0 | 3350 | 1 | Z9 | 1
3RT2028-1AU20 |  | power contactor, AC-3e/AC-3, 38 A, 18.5 kW / 400 V, 3-pole, 380 V AC, 50/60 Hz, auxiliary contacts: 1 NO + 1 NC, screw terminal, size: S0 | 3460 | 1 | Z9 | 1
3RT2028-1AU60 |  | power contactor, AC-3e/AC-3, 38 A, 18.5 kW / 400 V, 3-pole, 277 V AC, 60 Hz, auxiliary contacts: 1 NO + 1 NC, screw terminal, size: S0 | 3460 | 1 | Z9 | 1
3RT2028-1AV00 |  | power contactor, AC-3e/AC-3, 38 A, 18.5 kW / 400 V, 3-pole, 400 V AC, 50 Hz, auxiliary contacts: 1 NO + 1 NC, screw terminal, size: S0 | 3460 | 1 | Z9 | 1
3RT2028-1AV00-0JA0 |  | power contactor, AC-3e/AC-3, 38 A, 18.5 kW / 400 V, 3-pole, 400 V AC, 50 Hz, auxiliary contacts: 1 NO + 1 NC, screw terminal, size: S0, India 40 A, Tu max. 50 Â°C | 3460 | 1 | Z9 | 1
3RT2028-1AV04 |  | power contactor, AC-3e/AC-3, 38 A, 18.5 kW / 400 V, 3-pole, 400 V AC, 50 Hz, auxiliary contacts: 2 NO + 2 NC, screw terminal, size: S0, removable auxiliary switch | 3840 | 1 | Z9 | 1
3RT2028-1AV60 |  | power contactor, AC-3e/AC-3, 38 A, 18.5 kW / 400 V, 3-pole, 480 V AC, 60 Hz, auxiliary contacts: 1 NO + 1 NC, screw terminal, size: S0 | 3460 | 1 | Z9 | 1
3RT2028-1BB40 |  | power contactor, AC-3e/AC-3, 38 A, 18.5 kW / 400 V, 3-pole, 24 V DC, auxiliary contacts: 1 NO + 1 NC, screw terminal, size: S0 | 4910 | 1 | Z9 | 1
3RT2028-1BB40-0CC0 |  | power contactor, AC-3e/AC-3, 38 A, 18.5 kW / 400 V, 3-pole, 24 V DC, auxiliary contacts: 1 NO + 1 NC, screw terminal, size: S0, communication-capable | 5240 | 1 | Z9 | 1
3RT2028-1BB40-1AA0 |  | power contactor, AC-3e/AC-3, 38 A, 18.5 kW / 400 V, 3-pole, 24 V DC, auxiliary contacts: 1 NO + 1 NC, screw terminal, size: S0, upright mounting position | 5270 | 1 | Z9 | 1
3RT2028-1BB44 |  | power contactor, AC-3e/AC-3, 38 A, 18.5 kW / 400 V, 3-pole, 24 V DC, auxiliary contacts: 2 NO + 2 NC, screw terminal, size: S0, removable auxiliary switch | 5370 | 1 | Z9 | 1
3RT2028-1BB44-3MA0 |  | power contactor, AC-3e/AC-3, 38 A, 18.5 kW / 400 V, 3-pole, 24 V DC, auxiliary contacts: 2 NO + 2 NC, screw terminal, size: S0, captive auxiliary switch, no surge suppressor retrofittable | 5410 | 1 | Z9 | 1
3RT2028-1BE40 |  | power contactor, AC-3e/AC-3, 38 A, 18.5 kW / 400 V, 3-pole, 60 V DC, auxiliary contacts: 1 NO + 1 NC, screw terminal, size: S0 | 5100 | 1 | Z9 | 1
3RT2028-1BE80 |  | power contactor, AC-3e/AC-3, 38 A, 18.5 kW / 400 V, 3-pole, 80 V DC, auxiliary contacts: 1 NO + 1 NC, screw terminal, size: S0 | 5100 | 1 | Z9 | 1
3RT2028-1BF40 |  | power contactor, AC-3e/AC-3, 38 A, 18.5 kW / 400 V, 3-pole, 110 V DC, auxiliary contacts: 1 NO + 1 NC, screw terminal, size: S0 | 4910 | 1 | Z9 | 1
3RT2028-1BF40-0JA0 |  | power contactor, AC-3e/AC-3, 38 A, 18.5 kW / 400 V, 3-pole, 110 V DC, auxiliary contacts: 1 NO + 1 NC, screw terminal, size: S0, India 40 A, Tu max. 50 Â°C | 4990 | 1 | Z9 | 1
3RT2028-1BF44 |  | power contactor, AC-3e/AC-3, 38 A, 18.5 kW / 400 V, 3-pole, 110 V DC, auxiliary contacts: 2 NO + 2 NC, screw terminal, size: S0, removable auxiliary switch | 5370 | 1 | Z9 | 1
3RT2028-1BG40 |  | power contactor, AC-3e/AC-3, 38 A, 18.5 kW / 400 V, 3-pole, 125 V DC, auxiliary contacts: 1 NO + 1 NC, screw terminal, size: S0 | 5100 | 1 | Z9 | 1
3RT2028-1BJ80 |  | power contactor, AC-3e/AC-3, 38 A, 18.5 kW / 400 V, 3-pole, 72 V DC, auxiliary contacts: 1 NO + 1 NC, screw terminal, size: S0 | 5100 | 1 | Z9 | 1
3RT2028-1BM40 |  | power contactor, AC-3e/AC-3, 38 A, 18.5 kW / 400 V, 3-pole, 220 V DC, auxiliary contacts: 1 NO + 1 NC, screw terminal, size: S0 | 4910 | 1 | Z9 | 1
3RT2028-1BM40-0JA0 |  | power contactor, AC-3e/AC-3, 38 A, 18.5 kW / 400 V, 3-pole, 220 V DC, auxiliary contacts: 1 NO + 1 NC, screw terminal, size: S0, India 40 A, Tu max. 50 Â°C | 4990 | 1 | Z9 | 1
3RT2028-1BP40 |  | power contactor, AC-3e/AC-3, 38 A, 18.5 kW / 400 V, 3-pole, 230 V DC, auxiliary contacts: 1 NO + 1 NC, screw terminal, size: S0 | 5100 | 1 | Z9 | 1
3RT2028-1BW40 |  | power contactor, AC-3e/AC-3, 38 A, 18.5 kW / 400 V, 3-pole, 48 V DC, auxiliary contacts: 1 NO + 1 NC, screw terminal, size: S0 | 4910 | 1 | Z9 | 1
3RT2028-1CK64-3MA0 |  | power contactor, AC-3e/AC-3, 38 A, 18.5 kW / 400 V, 3-pole, 110 V AC, 50 Hz / 120 V, 60 Hz, with plugged-in varistor, auxiliary contacts: 2 NO + 2 NC, screw terminal, size: S0, captive auxiliary switch | 4140 | 1 | Z9 | 1
3RT2028-1CL24-3MA0 |  | power contactor, AC-3e/AC-3, 38 A, 18.5 kW / 400 V, 3-pole, 230 V AC, 50/60 Hz, with plugged-in varistor, auxiliary contacts: 2 NO + 2 NC, screw terminal, size: S0, captive auxiliary switch | 4140 | 1 | Z9 | 1
3RT2028-1DB40 |  | power contactor, AC-3e/AC-3, 38 A, 18.5 kW / 400 V, 3-pole, 24 V DC, with plugged-in varistor, auxiliary contacts: 1 NO + 1 NC, screw terminal, size: S0 | 5460 | 1 | Z9 | 1
3RT2028-1FB40 |  | power contactor, AC-3e/AC-3, 38 A, 18.5 kW / 400 V, 3-pole, 24 V DC, with plugged-in diode combination, auxiliary contacts: 1 NO + 1 NC, screw terminal, size: S0 | 5460 | 1 | Z9 | 1
3RT2028-1FB44-3MA0 |  | power contactor, AC-3e/AC-3, 38 A, 18.5 kW / 400 V, 3-pole, 24 V DC, with plugged-in diode combination, auxiliary contacts: 2 NO + 2 NC, screw terminal, size: S0, captive auxiliary switch | 5780 | 1 | Z9 | 1
3RT2028-1NB30 |  | power contactor, AC-3e/AC-3, 38 A, 18.5 kW / 400 V, 3-pole, 21-28 V AC/DC, 50/60 Hz, with integrated varistor, auxiliary contacts: 1 NO + 1 NC, screw terminal, size: S0 | 5750 | 1 | Z9 | 1
3RT2028-1NF30 |  | power contactor, AC-3e/AC-3, 38 A, 18.5 kW / 400 V, 3-pole, 95-130 V AC/DC, 50/60 Hz, with integrated varistor, auxiliary contacts: 1 NO + 1 NC, screw terminal, size: S0 | 5750 | 1 | Z9 | 1
3RT2028-1NP30 |  | power contactor, AC-3e/AC-3, 38 A, 18.5 kW / 400 V, 3-pole, 200-280 V AC/DC, 50/60 Hz, with integrated varistor, auxiliary contacts: 1 NO + 1 NC, screw terminal, size: S0 | 5750 | 1 | Z9 | 1
3RT2028-2AB00 |  | power contactor, AC-3e/AC-3, 38 A, 18.5 kW / 400 V, 3-pole, 24 V AC, 50 Hz, auxiliary contacts: 1 NO + 1 NC, spring-loaded terminal, size: S0 | 3350 | 1 | Z9 | 1
3RT2028-2AB04 |  | power contactor, AC-3e/AC-3, 38 A, 18.5 kW / 400 V, 3-pole, 24 V AC, 50 Hz, auxiliary contacts: 2 NO + 2 NC, spring-loaded terminal, size: S0, removable auxiliary switch | 3760 | 1 | Z9 | 1
3RT2028-2AC20 |  | power contactor, AC-3e/AC-3, 38 A, 18.5 kW / 400 V, 3-pole, 24 V AC, 50/60 Hz, auxiliary contacts: 1 NO + 1 NC, spring-loaded terminal, size: S0 | 3350 | 1 | Z9 | 1
3RT2028-2AC20-1AA0 |  | power contactor, AC-3e/AC-3, 38 A, 18.5 kW / 400 V, 3-pole, 24 V AC, 50/60 Hz, auxiliary contacts: 1 NO + 1 NC, spring-loaded terminal, size: S0, upright mounting position | 3650 | 1 | Z9 | 1
3RT2028-2AC24 |  | power contactor, AC-3e/AC-3, 38 A, 18.5 kW / 400 V, 3-pole, 24 V AC, 50/60 Hz, auxiliary contacts: 2 NO + 2 NC, spring-loaded terminal, size: S0, removable auxiliary switch | 3760 | 1 | Z9 | 1
3RT2028-2AF00 |  | power contactor, AC-3e/AC-3, 38 A, 18.5 kW / 400 V, 3-pole, 110 V AC, 50 Hz, auxiliary contacts: 1 NO + 1 NC, spring-loaded terminal, size: S0 | 3350 | 1 | Z9 | 1
3RT2028-2AF04 |  | power contactor, AC-3e/AC-3, 38 A, 18.5 kW / 400 V, 3-pole, 110 V AC, 50 Hz, auxiliary contacts: 2 NO + 2 NC, spring-loaded terminal, size: S0, removable auxiliary switch | 3760 | 1 | Z9 | 1
3RT2028-2AG20 |  | power contactor, AC-3e/AC-3, 38 A, 18.5 kW / 400 V, 3-pole, 110 V AC, 50/60 Hz, auxiliary contacts: 1 NO + 1 NC, spring-loaded terminal, size: S0 | 3350 | 1 | Z9 | 1
3RT2028-2AG24 |  | power contactor, AC-3e/AC-3, 38 A, 18.5 kW / 400 V, 3-pole, 110 V AC, 50/60 Hz, auxiliary contacts: 2 NO + 2 NC, spring-loaded terminal, size: S0, removable auxiliary switch | 3760 | 1 | Z9 | 1
3RT2028-2AH00 |  | power contactor, AC-3e/AC-3, 38 A, 18.5 kW / 400 V, 3-pole, 48 V AC, 50 Hz, auxiliary contacts: 1 NO + 1 NC, spring-loaded terminal, size: S0 | 3350 | 1 | Z9 | 1
3RT2028-2AK60 |  | power contactor, AC-3e/AC-3, 38 A, 18.5 kW / 400 V, 3-pole, 110 V AC, 50 Hz / 120 V, 60 Hz, auxiliary contacts: 1 NO + 1 NC, spring-loaded terminal, size: S0 | 3350 | 1 | Z9 | 1
3RT2028-2AK64-3MA0 |  | power contactor, AC-3e/AC-3, 38 A, 18.5 kW / 400 V, 3-pole, 110 V AC, 50 Hz / 120 V, 60 Hz, auxiliary contacts: 2 NO + 2 NC, spring-loaded terminal, size: S0, captive auxiliary switch, no surge suppressor retrofittable | 3800 | 1 | Z9 | 1
3RT2028-2AL20 |  | power contactor, AC-3e/AC-3, 38 A, 18.5 kW / 400 V, 3-pole, 230 V AC, 50/60 Hz, auxiliary contacts: 1 NO + 1 NC, spring-loaded terminal, size: S0 | 3350 | 1 | Z9 | 1
3RT2028-2AL20-1AA0 |  | power contactor, AC-3e/AC-3, 38 A, 18.5 kW / 400 V, 3-pole, 230 V AC, 50/60 Hz, auxiliary contacts: 1 NO + 1 NC, spring-loaded terminal, size: S0, upright mounting position | 3650 | 1 | Z9 | 1
3RT2028-2AL24 |  | power contactor, AC-3e/AC-3, 38 A, 18.5 kW / 400 V, 3-pole, 230 V AC, 50/60 Hz, auxiliary contacts: 2 NO + 2 NC, spring-loaded terminal, size: S0, removable auxiliary switch | 3760 | 1 | Z9 | 1
3RT2028-2AL24-3MA0 |  | power contactor, AC-3e/AC-3, 38 A, 18.5 kW / 400 V, 3-pole, 230 V AC, 50/60 Hz, auxiliary contacts: 2 NO + 2 NC, spring-loaded terminal, size: S0, captive auxiliary switch, no surge suppressor retrofittable | 3800 | 1 | Z9 | 1
3RT2028-2AM20 |  | power contactor, AC-3e/AC-3, 38 A, 18.5 kW / 400 V, 3-pole, 208 V AC, 50/60 Hz, auxiliary contacts: 1 NO + 1 NC, spring-loaded terminal, size: S0 | 3440 | 1 | Z9 | 1
3RT2028-2AN20 |  | power contactor, AC-3e/AC-3, 38 A, 18.5 kW / 400 V, 3-pole, 220 V AC, 50/60 Hz, auxiliary contacts: 1 NO + 1 NC, spring-loaded terminal, size: S0 | 3350 | 1 | Z9 | 1
3RT2028-2AN24 |  | power contactor, AC-3e/AC-3, 38 A, 18.5 kW / 400 V, 3-pole, 220 V AC, 50/60 Hz, auxiliary contacts: 2 NO + 2 NC, spring-loaded terminal, size: S0, removable auxiliary switch | 3760 | 1 | Z9 | 1
3RT2028-2AP00 |  | power contactor, AC-3e/AC-3, 38 A, 18.5 kW / 400 V, 3-pole, 230 V AC, 50 Hz, auxiliary contacts: 1 NO + 1 NC, spring-loaded terminal, size: S0 | 3350 | 1 | Z9 | 1
3RT2028-2AP04 |  | power contactor, AC-3e/AC-3, 38 A, 18.5 kW / 400 V, 3-pole, 230 V AC, 50 Hz, auxiliary contacts: 2 NO + 2 NC, spring-loaded terminal, size: S0, removable auxiliary switch | 3760 | 1 | Z9 | 1
3RT2028-2AP60 |  | power contactor, AC-3e/AC-3, 38 A, 18.5 kW / 400 V, 3-pole, 220 V AC, 50 Hz / 240 V, 60 Hz, auxiliary contacts: 1 NO + 1 NC, spring-loaded terminal, size: S0 | 3350 | 1 | Z9 | 1
3RT2028-2AV00 |  | power contactor, AC-3e/AC-3, 38 A, 18.5 kW / 400 V, 3-pole, 400 V AC, 50 Hz, auxiliary contacts: 1 NO + 1 NC, spring-loaded terminal, size: S0 | 3460 | 1 | Z9 | 1
3RT2028-2AV04 |  | power contactor, AC-3e/AC-3, 38 A, 18.5 kW / 400 V, 3-pole, 400 V AC, 50 Hz, auxiliary contacts: 2 NO + 2 NC, spring-loaded terminal, size: S0, removable auxiliary switch | 3840 | 1 | Z9 | 1
3RT2028-2BB40 |  | power contactor, AC-3e/AC-3, 38 A, 18.5 kW / 400 V, 3-pole, 24 V DC, auxiliary contacts: 1 NO + 1 NC, spring-loaded terminal, size: S0 | 4910 | 1 | Z9 | 1
3RT2028-2BB40-0CC0 |  | power contactor, AC-3e/AC-3, 38 A, 18.5 kW / 400 V, 3-pole, 24 V DC, auxiliary contacts: 1 NO + 1 NC, spring-loaded terminal, size: S0, communication-capable | 5240 | 1 | Z9 | 1
3RT2028-2BB44 |  | power contactor, AC-3e/AC-3, 38 A, 18.5 kW / 400 V, 3-pole, 24 V DC, auxiliary contacts: 2 NO + 2 NC, spring-loaded terminal, size: S0, removable auxiliary switch | 5370 | 1 | Z9 | 1
3RT2028-2BB44-3MA0 |  | power contactor, AC-3e/AC-3, 38 A, 18.5 kW / 400 V, 3-pole, 24 V DC, auxiliary contacts: 2 NO + 2 NC, spring-loaded terminal, size: S0, captive auxiliary switch, no surge suppressor retrofittable | 5410 | 1 | Z9 | 1
3RT2028-2BF40 |  | power contactor, AC-3e/AC-3, 38 A, 18.5 kW / 400 V, 3-pole, 110 V DC, auxiliary contacts: 1 NO + 1 NC, spring-loaded terminal, size: S0 | 4910 | 1 | Z9 | 1
3RT2028-2BF44 |  | power contactor, AC-3e/AC-3, 38 A, 18.5 kW / 400 V, 3-pole, 110 V DC, auxiliary contacts: 2 NO + 2 NC, spring-loaded terminal, size: S0, removable auxiliary switch | 5370 | 1 | Z9 | 1
3RT2028-2BG40 |  | power contactor, AC-3e/AC-3, 38 A, 18.5 kW / 400 V, 3-pole, 125 V DC, auxiliary contacts: 1 NO + 1 NC, spring-loaded terminal, size: S0 | 5100 | 1 | Z9 | 1
3RT2028-2BM40 |  | power contactor, AC-3e/AC-3, 38 A, 18.5 kW / 400 V, 3-pole, 220 V DC, auxiliary contacts: 1 NO + 1 NC, spring-loaded terminal, size: S0 | 4910 | 1 | Z9 | 1
3RT2028-2BW40 |  | power contactor, AC-3e/AC-3, 38 A, 18.5 kW / 400 V, 3-pole, 48 V DC, auxiliary contacts: 1 NO + 1 NC, spring-loaded terminal, size: S0 | 4910 | 1 | Z9 | 1
3RT2028-2CK64-3MA0 |  | power contactor, AC-3e/AC-3, 38 A, 18.5 kW / 400 V, 3-pole, 110 V AC, 50 Hz / 120 V, 60 Hz, with plugged-in varistor, auxiliary contacts: 2 NO + 2 NC, spring-loaded terminal, size: S0, captive auxiliary switch | 4140 | 1 | Z9 | 1
3RT2028-2CL24-3MA0 |  | power contactor, AC-3e/AC-3, 38 A, 18.5 kW / 400 V, 3-pole, 230 V AC, 50/60 Hz, with plugged-in varistor, auxiliary contacts: 2 NO + 2 NC, spring-loaded terminal, size: S0, captive auxiliary switch | 4140 | 1 | Z9 | 1
3RT2028-2DB40 |  | power contactor, AC-3e/AC-3, 38 A, 18.5 kW / 400 V, 3-pole, 24 V DC, with plugged-in varistor, auxiliary contacts: 1 NO + 1 NC, spring-loaded terminal, size: S0 | 5460 | 1 | Z9 | 1
3RT2028-2FB40 |  | power contactor, AC-3e/AC-3, 38 A, 18.5 kW / 400 V, 3-pole, 24 V DC, with plugged-in diode combination, auxiliary contacts: 1 NO + 1 NC, spring-loaded terminal, size: S0 | 5460 | 1 | Z9 | 1
3RT2028-2FB44-3MA0 |  | power contactor, AC-3e/AC-3, 38 A, 18.5 kW / 400 V, 3-pole, 24 V DC, with plugged-in diode combination, auxiliary contacts: 2 NO + 2 NC, spring-loaded terminal, size: S0, captive auxiliary switch | 5780 | 1 | Z9 | 1
3RT2028-2NB30 |  | power contactor, AC-3e/AC-3, 38 A, 18.5 kW / 400 V, 3-pole, 21-28 V AC/DC, 50/60 Hz, with integrated varistor, auxiliary contacts: 1 NO + 1 NC, spring-loaded terminal, size: S0 | 5750 | 1 | Z9 | 1
3RT2028-2NF30 |  | power contactor, AC-3e/AC-3, 38 A, 18.5 kW / 400 V, 3-pole, 95-130 V AC/DC, 50/60 Hz, with integrated varistor, auxiliary contacts: 1 NO + 1 NC, spring-loaded terminal, size: S0 | 5750 | 1 | Z9 | 1
3RT2028-2NP30 |  | power contactor, AC-3e/AC-3, 38 A, 18.5 kW / 400 V, 3-pole, 200-280 V AC/DC, 50/60 Hz, with integrated varistor, auxiliary contacts: 1 NO + 1 NC, spring-loaded terminal, size: S0 | 5750 | 1 | Z9 | 1
3RT2028-2XB40-0LA2 |  | traction contactor, AC-3e/AC-3, 38 A, 18.5 kW / 400 V, 3-pole, 24 V DC, 0.7-1.25* Uc, solid-state operating mechanism, with integrated varistor, auxiliary contacts: 1 NO + 1 NC, spring-loaded terminal, frame size: S0 | 6560 | 1 | Z9 | 1
3RT2028-2XF40-0LA2 |  | traction contactor, AC-3e/AC-3, 38 A, 18.5 kW / 400 V, 3-pole, 110 V DC, 0.7-1.25* Uc, solid-state operating mechanism, with integrated varistor, auxiliary contacts: 1 NO + 1 NC, spring-loaded terminal, frame size: S0 | 6560 | 1 | Z9 | 1
3RT2028-2XG40-0LA2 |  | traction contactor, AC-3e/AC-3, 38 A, 18.5 kW / 400 V, 3-pole, 125 V DC, 0.7-1.25* Uc, solid-state operating mechanism, with integrated varistor, auxiliary contacts: 1 NO + 1 NC, spring-loaded terminal, frame size: S0 | 6730 | 1 | Z9 | 1
3RT2028-2XJ40-0LA2 |  | traction contactor, AC-3e/AC-3, 38 A, 18.5 kW / 400 V, 3-pole, 72 V DC, 0.7-1.25* Uc, solid-state operating mechanism, with integrated varistor, auxiliary contacts: 1 NO + 1 NC, spring-loaded terminal, frame size: S0 | 6730 | 1 | Z9 | 1
3RT2028-2XL40-0LA2 |  | traction contactor, AC-3e/AC-3, 38 A, 18.5 kW / 400 V, 3-pole, 36 V DC, 0.7-1.25* Uc, solid-state operating mechanism, with integrated varistor, auxiliary contacts: 1 NO + 1 NC, spring-loaded terminal, frame size: S0 | 6770 | 1 | Z9 | 1
3RT2028-4AQ10 |  | power contactor, AC-3e/AC-3, 38 A, 18.5 kW / 400 V, 3-pole, 460 V AC, 60 Hz, auxiliary contacts: 1 NO + 1 NC, ring cable lug connection, size: S0 | 4370 | 1 | Z9 | 1
3RT2035-1AB00 |  | power contactor, AC-3e/AC-3, 41 A, 18.5 kW / 400 V, 3-pole, 24 V AC, 50 Hz, auxiliary contacts: 1 NO + 1 NC, screw terminal, size: S2 | 3530 | 1 | Z9 | 1
3RT2035-1AB00-1AA0 |  | power contactor, AC-3e/AC-3, 41 A, 18.5 kW / 400 V, 3-pole, 24 V AC, 50 Hz, auxiliary contacts: 1 NO + 1 NC, screw terminal, size: S2, upright mounting position | 4040 | 1 | Z9 | 1
3RT2035-1AB04 |  | power contactor, AC-3e/AC-3, 41 A, 18.5 kW / 400 V, 3-pole, 24 V AC, 50 Hz, auxiliary contacts: 2 NO + 2 NC, screw terminal, size: S2, removable auxiliary switch | 3860 | 1 | Z9 | 1
3RT2035-1AC10 |  | power contactor, AC-3e/AC-3, 41 A, 18.5 kW / 400 V, 3-pole, 24 V AC, 60 Hz, auxiliary contacts: 1 NO + 1 NC, screw terminal, size: S2 | 3670 | 1 | Z9 | 1
3RT2035-1AC20 |  | power contactor, AC-3e/AC-3, 41 A, 18.5 kW / 400 V, 3-pole, 24 V AC, 50/60 Hz, auxiliary contacts: 1 NO + 1 NC, screw terminal, size: S2 | 3530 | 1 | Z9 | 1
3RT2035-1AC24 |  | power contactor, AC-3e/AC-3, 41 A, 18.5 kW / 400 V, 3-pole, 24 V AC, 50/60 Hz, auxiliary contacts: 2 NO + 2 NC, screw terminal, size: S2, removable auxiliary switch | 3860 | 1 | Z9 | 1
3RT2035-1AD00 |  | power contactor, AC-3e/AC-3, 41 A, 18.5 kW / 400 V, 3-pole, 42 V AC, 50 Hz, auxiliary contacts: 1 NO + 1 NC, screw terminal, size: S2 | 3670 | 1 | Z9 | 1
3RT2035-1AD04 |  | power contactor, AC-3e/AC-3, 41 A, 18.5 kW / 400 V, 3-pole, 42 V AC, 50 Hz, auxiliary contacts: 2 NO + 2 NC, screw terminal, size: S2, removable auxiliary switch | 4030 | 1 | Z9 | 1
3RT2035-1AF00 |  | power contactor, AC-3e/AC-3, 41 A, 18.5 kW / 400 V, 3-pole, 110 V AC, 50 Hz, auxiliary contacts: 1 NO + 1 NC, screw terminal, size: S2 | 3530 | 1 | Z9 | 1
3RT2035-1AF04 |  | power contactor, AC-3e/AC-3, 41 A, 18.5 kW / 400 V, 3-pole, 110 V AC, 50 Hz, auxiliary contacts: 2 NO + 2 NC, screw terminal, size: S2, removable auxiliary switch | 3860 | 1 | Z9 | 1
3RT2035-1AG20 |  | power contactor, AC-3e/AC-3, 41 A, 18.5 kW / 400 V, 3-pole, 110 V AC, 50/60 Hz, auxiliary contacts: 1 NO + 1 NC, screw terminal, size: S2 | 3530 | 1 | Z9 | 1
3RT2035-1AG24 |  | power contactor, AC-3e/AC-3, 41 A, 18.5 kW / 400 V, 3-pole, 110 V AC, 50/60 Hz, auxiliary contacts: 2 NO + 2 NC, screw terminal, size: S2, removable auxiliary switch | 3860 | 1 | Z9 | 1
3RT2035-1AG60 |  | power contactor, AC-3e/AC-3, 41 A, 18.5 kW / 400 V, 3-pole, 100 V AC, 50 Hz / 100-110 V, 60 Hz, auxiliary contacts: 1 NO + 1 NC, screw terminal, size: S2 | 3670 | 1 | Z9 | 1
3RT2035-1AH00 |  | power contactor, AC-3e/AC-3, 41 A, 18.5 kW / 400 V, 3-pole, 48 V AC, 50 Hz, auxiliary contacts: 1 NO + 1 NC, screw terminal, size: S2 | 3530 | 1 | Z9 | 1
3RT2035-1AH04 |  | power contactor, AC-3e/AC-3, 41 A, 18.5 kW / 400 V, 3-pole, 48 V AC, 50 Hz, auxiliary contacts: 2 NO + 2 NC, screw terminal, size: S2, removable auxiliary switch | 3860 | 1 | Z9 | 1
3RT2035-1AH20 |  | power contactor, AC-3e/AC-3, 41 A, 18.5 kW / 400 V, 3-pole, 48 V AC, 50/60 Hz, auxiliary contacts: 1 NO + 1 NC, screw terminal, size: S2 | 3670 | 1 | Z9 | 1
3RT2035-1AK60 |  | power contactor, AC-3e/AC-3, 41 A, 18.5 kW / 400 V, 3-pole, 110 V AC, 50 Hz / 120 V, 60 Hz, auxiliary contacts: 1 NO + 1 NC, screw terminal, size: S2 | 3530 | 1 | Z9 | 1
3RT2035-1AK60-1AA0 |  | power contactor, AC-3e/AC-3, 41 A, 18.5 kW / 400 V, 3-pole, 110 V AC, 50 Hz / 120 V, 60 Hz, auxiliary contacts: 1 NO + 1 NC, screw terminal, size: S2, upright mounting position | 4040 | 1 | Z9 | 1
3RT2035-1AK64 |  | power contactor, AC-3e/AC-3, 41 A, 18.5 kW / 400 V, 3-pole, 110 V AC, 50 Hz / 120 V, 60 Hz, auxiliary contacts: 2 NO + 2 NC, screw terminal, size: S2, removable auxiliary switch | 3860 | 1 | Z9 | 1
3RT2035-1AK64-3MA0 |  | power contactor, AC-3e/AC-3, 41 A, 18.5 kW / 400 V, 3-pole, 110 V AC, 50 Hz / 120 V, 60 Hz, auxiliary contacts: 2 NO + 2 NC, screw terminal, size: S2, captive auxiliary switch | 3990 | 1 | Z9 | 1
3RT2035-1AL20 |  | power contactor, AC-3e/AC-3, 41 A, 18.5 kW / 400 V, 3-pole, 230 V AC, 50/60 Hz, auxiliary contacts: 1 NO + 1 NC, screw terminal, size: S2 | 3530 | 1 | Z9 | 1
3RT2035-1AL20-1AA0 |  | power contactor, AC-3e/AC-3, 41 A, 18.5 kW / 400 V, 3-pole, 230 V AC, 50/60 Hz, auxiliary contacts: 1 NO + 1 NC, screw terminal, size: S2, upright mounting position | 4080 | 1 | Z9 | 1
3RT2035-1AL24 |  | power contactor, AC-3e/AC-3, 41 A, 18.5 kW / 400 V, 3-pole, 230 V AC, 50/60 Hz, auxiliary contacts: 2 NO + 2 NC, screw terminal, size: S2, removable auxiliary switch | 3860 | 1 | Z9 | 1
3RT2035-1AM20 |  | power contactor, AC-3e/AC-3, 41 A, 18.5 kW / 400 V, 3-pole, 208 V AC, 50/60 Hz, auxiliary contacts: 1 NO + 1 NC, screw terminal, size: S2 | 3670 | 1 | Z9 | 1
3RT2035-1AN20 |  | power contactor, AC-3e/AC-3, 41 A, 18.5 kW / 400 V, 3-pole, 220 V AC, 50/60 Hz, auxiliary contacts: 1 NO + 1 NC, screw terminal, size: S2 | 3530 | 1 | Z9 | 1
3RT2035-1AN24 |  | power contactor, AC-3e/AC-3, 41 A, 18.5 kW / 400 V, 3-pole, 220 V AC, 50/60 Hz, auxiliary contacts: 2 NO + 2 NC, screw terminal, size: S2, removable auxiliary switch | 3860 | 1 | Z9 | 1
3RT2035-1AN60 |  | power contactor, AC-3e/AC-3, 41 A, 18.5 kW / 400 V, 3-pole, 200 V AC, 50 Hz / 200-220 V, 60 Hz, auxiliary contacts: 1 NO + 1 NC, screw terminal, size: S2 | 3670 | 1 | Z9 | 1
3RT2035-1AP00 |  | power contactor, AC-3e/AC-3, 41 A, 18.5 kW / 400 V, 3-pole, 230 V AC, 50 Hz, auxiliary contacts: 1 NO + 1 NC, screw terminal, size: S2 | 3530 | 1 | Z9 | 1
3RT2035-1AP00-1AA0 |  | power contactor, AC-3e/AC-3, 41 A, 18.5 kW / 400 V, 3-pole, 230 V AC, 50 Hz, auxiliary contacts: 1 NO + 1 NC, screw terminal, size: S2, upright mounting position | 4040 | 1 | Z9 | 1
3RT2035-1AP04 |  | power contactor, AC-3e/AC-3, 41 A, 18.5 kW / 400 V, 3-pole, 230 V AC, 50 Hz, auxiliary contacts: 2 NO + 2 NC, screw terminal, size: S2, removable auxiliary switch | 3860 | 1 | Z9 | 1
3RT2035-1AP04-3MA0 |  | power contactor, AC-3e/AC-3, 41 A, 18.5 kW / 400 V, 3-pole, 230 V AC, 50 Hz, auxiliary contacts: 2 NO + 2 NC, screw terminal, size: S2, captive auxiliary switch | 3950 | 1 | Z9 | 1
3RT2035-1AP60 |  | power contactor, AC-3e/AC-3, 41 A, 18.5 kW / 400 V, 3-pole, 220 V AC, 50 Hz / 240 V, 60 Hz, auxiliary contacts: 1 NO + 1 NC, screw terminal, size: S2 | 3530 | 1 | Z9 | 1
3RT2035-1AP64 |  | power contactor, AC-3e/AC-3, 41 A, 18.5 kW / 400 V, 3-pole, 220 V AC, 50 Hz / 240 V, 60 Hz, auxiliary contacts: 2 NO + 2 NC, screw terminal, size: S2, removable auxiliary switch | 3860 | 1 | Z9 | 1
3RT2035-1AQ20 |  | power contactor, AC-3e/AC-3, 41 A, 18.5 kW / 400 V, 3-pole, 500 V AC, 50/60 Hz, auxiliary contacts: 1 NO + 1 NC, screw terminal, size: S2 | 3670 | 1 | Z9 | 1
3RT2035-1AR60 |  | power contactor, AC-3e/AC-3, 41 A, 18.5 kW / 400 V, 3-pole, 400 V AC, 50 Hz / 400-440 V, 60 Hz, auxiliary contacts: 1 NO + 1 NC, screw terminal, size: S2 | 3670 | 1 | Z9 | 1
3RT2035-1AR64 |  | power contactor, AC-3e/AC-3, 41 A, 18.5 kW / 400 V, 3-pole, 400 V AC, 50 Hz / 400-440 V, 60 Hz, auxiliary contacts: 2 NO + 2 NC, screw terminal, size: S2, removable auxiliary switch | 4030 | 1 | Z9 | 1
3RT2035-1AT60 |  | power contactor, AC-3e/AC-3, 41 A, 18.5 kW / 400 V, 3-pole, 600 V AC, 60 Hz, auxiliary contacts: 1 NO + 1 NC, screw terminal, size: S2 | 3670 | 1 | Z9 | 1
3RT2035-1AU00 |  | power contactor, AC-3e/AC-3, 41 A, 18.5 kW / 400 V, 3-pole, 240 V AC, 50 Hz, auxiliary contacts: 1 NO + 1 NC, screw terminal, size: S2 | 3530 | 1 | Z9 | 1
3RT2035-1AU04 |  | power contactor, AC-3e/AC-3, 41 A, 18.5 kW / 400 V, 3-pole, 240 V AC, 50 Hz, auxiliary contacts: 2 NO + 2 NC, screw terminal, size: S2, removable auxiliary switch | 3860 | 1 | Z9 | 1
3RT2035-1AV00 |  | power contactor, AC-3e/AC-3, 41 A, 18.5 kW / 400 V, 3-pole, 400 V AC, 50 Hz, auxiliary contacts: 1 NO + 1 NC, screw terminal, size: S2 | 3670 | 1 | Z9 | 1
3RT2035-1AV04 |  | power contactor, AC-3e/AC-3, 41 A, 18.5 kW / 400 V, 3-pole, 400 V AC, 50 Hz, auxiliary contacts: 2 NO + 2 NC, screw terminal, size: S2, removable auxiliary switch | 4030 | 1 | Z9 | 1
3RT2035-1AV60 |  | power contactor, AC-3e/AC-3, 41 A, 18.5 kW / 400 V, 3-pole, 480 V AC, 60 Hz, auxiliary contacts: 1 NO + 1 NC, screw terminal, size: S2 | 3670 | 1 | Z9 | 1
3RT2035-1CK64-3MA0 |  | power contactor, AC-3e/AC-3, 41 A, 18.5 kW / 400 V, 3-pole, 110 V AC, 50 Hz / 120 V, 60 Hz, with plugged-in varistor, auxiliary contacts: 2 NO + 2 NC, screw terminal, size: S2, captive auxiliary switch | 4310 | 1 | Z9 | 1
3RT2035-1CL24-3MA0 |  | power contactor, AC-3e/AC-3, 41 A, 18.5 kW / 400 V, 3-pole, 230 V AC, 50/60 Hz, with plugged-in varistor, auxiliary contacts: 2 NO + 2 NC, screw terminal, size: S2, captive auxiliary switch | 4310 | 1 | Z9 | 1
3RT2035-1CP04 |  | power contactor, AC-3e/AC-3, 41 A, 18.5 kW / 400 V, 3-pole, 230 V AC, 50 Hz, with plugged-in varistor, auxiliary contacts: 2 NO + 2 NC, screw terminal, size: S2, removable auxiliary switch | 4270 | 1 | Z9 | 1
3RT2035-1KB40 |  | power contactor, AC-3e/AC-3, 41 A, 18.5 kW / 400 V, 3-pole, 24 V DC, 0.8-1.2* Uc, with integrated varistor, auxiliary contacts: 1 NO + 1 NC, screw terminal, frame size: S2, suitable for PLC outputs | 5390 | 1 | Z9 | 1
3RT2035-1KB40-1AA0 |  | power contactor, AC-3e/AC-3, 41 A, 18.5 kW / 400 V, 3-pole, 24 V DC, 0.8-1.2* Uc, with integrated varistor, auxiliary contacts: 1 NO + 1 NC, screw terminal, frame size: S2, suitable for PLC outputs, upright mounting position | 5920 | 1 | Z9 | 1
3RT2035-1KB44 |  | power contactor, AC-3e/AC-3, 41 A, 18.5 kW / 400 V, 3-pole, 24 V DC, 0.8-1.2* Uc, with integrated varistor, auxiliary contacts: 2 NO + 2 NC, screw terminal, frame size: S2, suitable for PLC outputs, removable auxiliary switch | 5780 | 1 | Z9 | 1
3RT2035-1KB44-3MA0 |  | power contactor, AC-3e/AC-3, 41 A, 18.5 kW / 400 V, 3-pole, 24 V DC, 0.8-1.2* Uc, with integrated varistor, auxiliary contacts: 2 NO + 2 NC, screw terminal, frame size: S2, suitable for PLC outputs, captive auxiliary switch | 5840 | 1 | Z9 | 1
3RT2035-1NB30 |  | power contactor, AC-3e/AC-3, 41 A, 18.5 kW / 400 V, 3-pole, 20-33 V AC/DC, 50/60 Hz, with integrated varistor, auxiliary contacts: 1 NO + 1 NC, screw terminal, size: S2 | 5390 | 1 | Z9 | 1
3RT2035-1NB30-0CC0 |  | power contactor, AC-3e/AC-3, 41 A, 18.5 kW / 400 V, 3-pole, 20-33 V AC/DC, 50/60 Hz, with integrated varistor, auxiliary contacts: 1 NO + 1 NC, screw terminal, size: S2, communication-capable | 6160 | 1 | Z9 | 1
3RT2035-1NB30-1AA0 |  | power contactor, AC-3e/AC-3, 41 A, 18.5 kW / 400 V, 3-pole, 20-33 V AC/DC, 50/60 Hz, with integrated varistor, auxiliary contacts: 1 NO + 1 NC, screw terminal, size: S2, upright mounting position | 5920 | 1 | Z9 | 1
3RT2035-1NB34 |  | power contactor, AC-3e/AC-3, 41 A, 18.5 kW / 400 V, 3-pole, 20-33 V AC/DC, 50/60 Hz, with integrated varistor, auxiliary contacts: 2 NO + 2 NC, screw terminal, size: S2, removable auxiliary switch | 5750 | 1 | Z9 | 1
3RT2035-1NB34-3MA0 |  | power contactor, AC-3e/AC-3, 41 A, 18.5 kW / 400 V, 3-pole, 20-33 V AC/DC, 50/60 Hz, with integrated varistor, auxiliary contacts: 2 NO + 2 NC, screw terminal, size: S2, captive auxiliary switch | 5820 | 1 | Z9 | 1
3RT2035-1NE30 |  | power contactor, AC-3e/AC-3, 41 A, 18.5 kW / 400 V, 3-pole, 48-80 V AC/DC, 50/60 Hz, with integrated varistor, auxiliary contacts: 1 NO + 1 NC, screw terminal, size: S2 | 5520 | 1 | Z9 | 1
3RT2035-1NF30 |  | power contactor, AC-3e/AC-3, 41 A, 18.5 kW / 400 V, 3-pole, 83-155 V AC/DC, 50/60 Hz, with integrated varistor, auxiliary contacts: 1 NO + 1 NC, screw terminal, size: S2 | 5390 | 1 | Z9 | 1
3RT2035-1NF34 |  | power contactor, AC-3e/AC-3, 41 A, 18.5 kW / 400 V, 3-pole, 83-155 V AC/DC, 50/60 Hz, with integrated varistor, auxiliary contacts: 2 NO + 2 NC, screw terminal, size: S2, removable auxiliary switch | 5750 | 1 | Z9 | 1
3RT2035-1NP30 |  | power contactor, AC-3e/AC-3, 41 A, 18.5 kW / 400 V, 3-pole, 175-280 V AC/DC, 50/60 Hz, with integrated varistor, auxiliary contacts: 1 NO + 1 NC, screw terminal, size: S2 | 5390 | 1 | Z9 | 1
3RT2035-1NP34 |  | power contactor, AC-3e/AC-3, 41 A, 18.5 kW / 400 V, 3-pole, 175-280 V AC/DC, 50/60 Hz, with integrated varistor, auxiliary contacts: 2 NO + 2 NC, screw terminal, size: S2, removable auxiliary switch | 5750 | 1 | Z9 | 1
3RT2035-1SB30 |  | power contactor, AC-3e/AC-3, 41 A, 18.5 kW / 400 V, 3-pole, 21-33 V AC/DC, 50/60 Hz, with integrated varistor, auxiliary contacts: 1 NC, screw terminal, size: S2, F-PLC-IN | 7110 | 1 | Z9 | 1
3RT2035-1XB40-0LA2 |  | traction contactor, AC-3e/AC-3, 41 A, 18.5 kW / 400 V, 3-pole, 24 V DC, 0.7-1.25* Uc, solid-state operating mechanism, with integrated varistor, auxiliary contacts: 1 NO + 1 NC, screw terminal, frame size: S2 | 6860 | 1 | Z9 | 1
3RT2035-1XF40-0LA2 |  | traction contactor, AC-3e/AC-3, 41 A, 18.5 kW / 400 V, 3-pole, 110 V DC, 0.7-1.25* Uc, solid-state operating mechanism, with integrated varistor, auxiliary contacts: 1 NO + 1 NC, screw terminal, frame size: S2 | 6860 | 1 | Z9 | 1
3RT2035-3AB00 |  | power contactor, AC-3e/AC-3, 41 A, 18.5 kW / 400 V, 3-pole, 24 V AC, 50 Hz, auxiliary contacts: 1 NO + 1 NC, main circuit: screw terminal, control and auxiliary circuit: spring-loaded terminal, size: S2 | 3530 | 1 | Z9 | 1
3RT2035-3AB00-1AA0 |  | power contactor, AC-3e/AC-3, 41 A, 18.5 kW / 400 V, 3-pole, 24 V AC, 50 Hz, auxiliary contacts: 1 NO + 1 NC, main circuit: screw terminal, control and auxiliary circuit: spring-loaded terminal, size: S2, upright mounting position | 4080 | 1 | Z9 | 1
3RT2035-3AC20 |  | power contactor, AC-3e/AC-3, 41 A, 18.5 kW / 400 V, 3-pole, 24 V AC, 50/60 Hz, auxiliary contacts: 1 NO + 1 NC, main circuit: screw terminal, control and auxiliary circuit: spring-loaded terminal, size: S2 | 3530 | 1 | Z9 | 1
3RT2035-3AF00 |  | power contactor, AC-3e/AC-3, 41 A, 18.5 kW / 400 V, 3-pole, 110 V AC, 50 Hz, auxiliary contacts: 1 NO + 1 NC, main circuit: screw terminal, control and auxiliary circuit: spring-loaded terminal, size: S2 | 3530 | 1 | Z9 | 1
3RT2035-3AF04 |  | power contactor, AC-3e/AC-3, 41 A, 18.5 kW / 400 V, 3-pole, 110 V AC, 50 Hz, auxiliary contacts: 2 NO + 2 NC, main circuit: screw terminal, control and auxiliary circuit: spring-loaded terminal, size: S2, removable auxiliary switch | 3860 | 1 | Z9 | 1
3RT2035-3AF06 |  | power contactor, AC-3e/AC-3, 41 A, 18.5 kW / 400 V, 3-pole, 110 V AC, 50 Hz, auxiliary contacts: 2 NO + 2 NC, main circuit: screw terminal, control and auxiliary circuit: spring-loaded terminal, size: S2, lateral auxiliary switch | 4040 | 1 | Z9 | 1
3RT2035-3AG20 |  | power contactor, AC-3e/AC-3, 41 A, 18.5 kW / 400 V, 3-pole, 110 V AC, 50/60 Hz, auxiliary contacts: 1 NO + 1 NC, main circuit: screw terminal, control and auxiliary circuit: spring-loaded terminal, size: S2 | 3530 | 1 | Z9 | 1
3RT2035-3AG60 |  | power contactor, AC-3e/AC-3, 41 A, 18.5 kW / 400 V, 3-pole, 100 V AC, 50 Hz / 100-110 V, 60 Hz, auxiliary contacts: 1 NO + 1 NC, main circuit: screw terminal, control and auxiliary circuit: spring-loaded terminal, size: S2, | 3670 | 1 | Z9 | 1
3RT2035-3AH00 |  | power contactor, AC-3e/AC-3, 41 A, 18.5 kW / 400 V, 3-pole, 48 V AC, 50 Hz, auxiliary contacts: 1 NO + 1 NC, main circuit: screw terminal, control and auxiliary circuit: spring-loaded terminal, size: S2 | 3530 | 1 | Z9 | 1
3RT2035-3AK60 |  | power contactor, AC-3e/AC-3, 41 A, 18.5 kW / 400 V, 3-pole, 110 V AC, 50 Hz / 120 V, 60 Hz, auxiliary contacts: 1 NO + 1 NC, main circuit: screw terminal, control and auxiliary circuit: spring-loaded terminal, size: S2 | 3530 | 1 | Z9 | 1
3RT2035-3AK64-3MA0 |  | power contactor, AC-3e/AC-3, 41 A, 18.5 kW / 400 V, 3-pole, 110 V AC, 50 Hz / 120 V, 60 Hz, auxiliary contacts: 2 NO + 2 NC, main circuit: screw terminal, control and auxiliary circuit: spring-loaded terminal, size: S2, captive auxiliary switch | 3990 | 1 | Z9 | 1
3RT2035-3AL16 |  | power contactor, AC-3e/AC-3, 41 A, 18.5 kW / 400 V, 3-pole, 230 V AC, 60 Hz, auxiliary contacts: 2 NO + 2 NC, main circuit: screw terminal, control and auxiliary circuit: spring-loaded terminal, size: S2, lateral auxiliary switch | 4160 | 1 | Z9 | 1
3RT2035-3AL20 |  | power contactor, AC-3e/AC-3, 41 A, 18.5 kW / 400 V, 3-pole, 230 V AC, 50/60 Hz, auxiliary contacts: 1 NO + 1 NC, main circuit: screw terminal, control and auxiliary circuit: spring-loaded terminal, size: S2 | 3530 | 1 | Z9 | 1
3RT2035-3AL20-1AA0 |  | power contactor, AC-3e/AC-3, 41 A, 18.5 kW / 400 V, 3-pole, 230 V AC, 50/60 Hz, auxiliary contacts: 1 NO + 1 NC, main circuit: screw terminal, control and auxiliary circuit: spring-loaded terminal, size: S2, upright mounting position | 4040 | 1 | Z9 | 1
3RT2035-3AN20 |  | power contactor, AC-3e/AC-3, 41 A, 18.5 kW / 400 V, 3-pole, 220 V AC, 50/60 Hz, auxiliary contacts: 1 NO + 1 NC, main circuit: screw terminal, control and auxiliary circuit: spring-loaded terminal, size: S2 | 3530 | 1 | Z9 | 1
3RT2035-3AP00 |  | power contactor, AC-3e/AC-3, 41 A, 18.5 kW / 400 V, 3-pole, 230 V AC, 50 Hz, auxiliary contacts: 1 NO + 1 NC, main circuit: screw terminal, control and auxiliary circuit: spring-loaded terminal, size: S2 | 3530 | 1 | Z9 | 1
3RT2035-3AP06 |  | power contactor, AC-3e/AC-3, 41 A, 18.5 kW / 400 V, 3-pole, 230 V AC, 50 Hz, auxiliary contacts: 2 NO + 2 NC, main circuit: screw terminal, control and auxiliary circuit: spring-loaded terminal, size: S2, lateral auxiliary switch | 4040 | 1 | Z9 | 1
3RT2035-3AP60 |  | power contactor, AC-3e/AC-3, 41 A, 18.5 kW / 400 V, 3-pole, 220 V AC, 50 Hz / 240 V, 60 Hz, auxiliary contacts: 1 NO + 1 NC, main circuit: screw terminal, control and auxiliary circuit: spring-loaded terminal, size: S2 | 3530 | 1 | Z9 | 1
3RT2035-3AR60 |  | power contactor, AC-3e/AC-3, 41 A, 18.5 kW / 400 V, 3-pole, 400 V AC, 50 Hz / 400-440 V, 60 Hz, auxiliary contacts: 1 NO + 1 NC, main circuit: screw terminal, control and auxiliary circuit: spring-loaded terminal, size: S2, | 3670 | 1 | Z9 | 1
3RT2035-3AV00 |  | power contactor, AC-3e/AC-3, 41 A, 18.5 kW / 400 V, 3-pole, 400 V AC, 50 Hz, auxiliary contacts: 1 NO + 1 NC, main circuit: screw terminal, control and auxiliary circuit: spring-loaded terminal, size: S2 | 3670 | 1 | Z9 | 1
3RT2035-3CL24-3MA0 |  | power contactor, AC-3e/AC-3, 41 A, 18.5 kW / 400 V, 3-pole, 230 V AC, 50/60 Hz, with plugged-in varistor, auxiliary contacts: 2 NO + 2 NC, main circuit: screw terminal, control and auxiliary circuit: spring-loaded terminal, size: S2, captive auxiliary switch | 4310 | 1 | Z9 | 1
3RT2035-3KB40 |  | power contactor, AC-3e/AC-3, 41 A, 18.5 kW / 400 V, 3-pole, 24 V DC, 0.8-1.2* Uc, with integrated varistor, auxiliary contacts: 1 NO + 1 NC, main circuit: screw terminal, control and auxiliary circuit: spring-loaded terminal, frame size: S2, suitable for PLC outputs | 5390 | 1 | Z9 | 1
3RT2035-3KB44-3MA0 |  | power contactor, AC-3e/AC-3, 41 A, 18.5 kW / 400 V, 3-pole, 24 V DC, 0.8-1.2* Uc, with integrated varistor, auxiliary contacts: 2 NO + 2 NC, main circuit: screw terminal, control and auxiliary circuit: spring-loaded terminal, frame size: S2, suitable for PLC outputs, captive auxiliary switch | 5840 | 1 | Z9 | 1
3RT2035-3NB30 |  | power contactor, AC-3e/AC-3, 41 A, 18.5 kW / 400 V, 3-pole, 20-33 V AC/DC, 50/60 Hz, with integrated varistor, auxiliary contacts: 1 NO + 1 NC, main circuit: screw terminal, control and auxiliary circuit: spring-loaded terminal, size: S2, | 5390 | 1 | Z9 | 1
3RT2035-3NB30-0CC0 |  | power contactor, AC-3e/AC-3, 41 A, 18.5 kW / 400 V, 3-pole, 20-33 V AC/DC, 50/60 Hz, with integrated varistor, auxiliary contacts: 1 NO + 1 NC, main circuit: screw terminal, control and auxiliary circuit: spring-loaded terminal, size: S2, communication-capable | 6160 | 1 | Z9 | 1
3RT2035-3NB34-3MA0 |  | power contactor, AC-3e/AC-3, 41 A, 18.5 kW / 400 V, 3-pole, 20-33 V AC/DC, 50/60 Hz, with integrated varistor, auxiliary contacts: 2 NO + 2 NC, main circuit: screw terminal, control and auxiliary circuit: spring-loaded terminal, size: S2, captive auxiliary switch | 5820 | 1 | Z9 | 1
3RT2035-3NE34 |  | power contactor, AC-3e/AC-3, 41 A, 18.5 kW / 400 V, 3-pole, 48-80 V AC/DC, 50/60 Hz, with integrated varistor, auxiliary contacts: 2 NO + 2 NC, main circuit: screw terminal, control and auxiliary circuit: spring-loaded terminal, size: S2, removable auxiliary switch | 5970 | 1 | Z9 | 1
3RT2035-3NF30 |  | power contactor, AC-3e/AC-3, 41 A, 18.5 kW / 400 V, 3-pole, 83-155 V AC/DC, 50/60 Hz, with integrated varistor, auxiliary contacts: 1 NO + 1 NC, main circuit: screw terminal, control and auxiliary circuit: spring-loaded terminal, size: S2, | 5390 | 1 | Z9 | 1
3RT2035-3NP30 |  | power contactor, AC-3e/AC-3, 41 A, 18.5 kW / 400 V, 3-pole, 175-280 V AC/DC, 50/60 Hz, with integrated varistor, auxiliary contacts: 1 NO + 1 NC, main circuit: screw terminal, control and auxiliary circuit: spring-loaded terminal, size: S2, | 5390 | 1 | Z9 | 1
3RT2035-3XB40-0LA2 |  | traction contactor, AC-3e/AC-3, 41 A, 18.5 kW / 400 V, 3-pole, 24 V DC, 0.7-1.25* Uc, solid-state operating mechanism, with integrated varistor, auxiliary contacts: 1 NO + 1 NC, main circuit: screw terminal, control and auxiliary circuit: spring-loaded terminal, frame size: S2 | 6860 | 1 | Z9 | 1
3RT2035-3XB44-0LA2 |  | traction contactor, AC-3e/AC-3, 41 A, 18.5 kW / 400 V, 3-pole, 24 V DC, 0.7-1.25* Uc, solid-state operating mechanism, with integrated varistor, auxiliary contacts: 2 NO + 2 NC, main circuit: screw terminal, control and auxiliary circuit: spring-loaded terminal, frame size: S2, removable auxiliary switch | 7180 | 1 | Z9 | 1
3RT2035-3XF40-0LA2 |  | traction contactor, AC-3e/AC-3, 41 A, 18.5 kW / 400 V, 3-pole, 110 V DC, 0.7-1.25* Uc, solid-state operating mechanism, with integrated varistor, auxiliary contacts: 1 NO + 1 NC, main circuit: screw terminal, control and auxiliary circuit: spring-loaded terminal, frame size: S2 | 6860 | 1 | Z9 | 1
3RT2035-3XF44-0LA2 |  | traction contactor, AC-3e/AC-3, 41 A, 18.5 kW / 400 V, 3-pole, 110 V DC, 0.7-1.25* Uc, solid-state operating mechanism, with integrated varistor, auxiliary contacts: 2 NO + 2 NC, main circuit: screw terminal, control and auxiliary circuit: spring-loaded terminal, frame size: S2, removable auxiliary switch | 7180 | 1 | Z9 | 1
3RT2035-3XJ40-0LA2 |  | traction contactor, AC-3e/AC-3, 41 A, 18.5 kW / 400 V, 3-pole, 72 V DC, 0.7-1.25* Uc, solid-state operating mechanism, with integrated varistor, auxiliary contacts: 1 NO + 1 NC, main circuit: screw terminal, control and auxiliary circuit: spring-loaded terminal, frame size: S2 | 7030 | 1 | Z9 | 1
3RT2035-3XJ44-0LA2 |  | traction contactor, AC-3e/AC-3, 41 A, 18.5 kW / 400 V, 3-pole, 72 V DC, 0.7-1.25* Uc, solid-state operating mechanism, with integrated varistor, auxiliary contacts: 2 NO + 2 NC, main circuit: screw terminal, control and auxiliary circuit: spring-loaded terminal, frame size: S2, removable auxiliary switch | 7430 | 1 | Z9 | 1
3RT2036-1AB00 |  | power contactor, AC-3e/AC-3, 51 A, 22 kW / 400 V, 3-pole, 24 V AC, 50 Hz, auxiliary contacts: 1 NO + 1 NC, screw terminal, size: S2 | 4500 | 1 | Z9 | 1
3RT2036-1AB00-1AA0 |  | power contactor, AC-3e/AC-3, 51 A, 22 kW / 400 V, 3-pole, 24 V AC, 50 Hz, auxiliary contacts: 1 NO + 1 NC, screw terminal, size: S2, upright mounting position | 4970 | 1 | Z9 | 1
3RT2036-1AB04 |  | power contactor, AC-3e/AC-3, 51 A, 22 kW / 400 V, 3-pole, 24 V AC, 50 Hz, auxiliary contacts: 2 NO + 2 NC, screw terminal, size: S2, removable auxiliary switch | 4840 | 1 | Z9 | 1
3RT2036-1AC20 |  | power contactor, AC-3e/AC-3, 51 A, 22 kW / 400 V, 3-pole, 24 V AC, 50/60 Hz, auxiliary contacts: 1 NO + 1 NC, screw terminal, size: S2 | 4500 | 1 | Z9 | 1
3RT2036-1AC20-0UA0 |  | contactor, NEMA version, 25 HP, 460 / 575 V, 3-pole, 24 V AC, 50/60 Hz, auxiliary contacts: 1 NO + 1 NC, screw terminal, size: S2 | 4610 | 1 | Z9 | 1
3RT2036-1AC24 |  | power contactor, AC-3e/AC-3, 51 A, 22 kW / 400 V, 3-pole, 24 V AC, 50/60 Hz, auxiliary contacts: 2 NO + 2 NC, screw terminal, size: S2, removable auxiliary switch | 4840 | 1 | Z9 | 1
3RT2036-1AD00 |  | power contactor, AC-3e/AC-3, 51 A, 22 kW / 400 V, 3-pole, 42 V AC, 50 Hz, auxiliary contacts: 1 NO + 1 NC, screw terminal, size: S2 | 4570 | 1 | Z9 | 1
3RT2036-1AD04 |  | power contactor, AC-3e/AC-3, 51 A, 22 kW / 400 V, 3-pole, 42 V AC, 50 Hz, auxiliary contacts: 2 NO + 2 NC, screw terminal, size: S2, removable auxiliary switch | 4950 | 1 | Z9 | 1
3RT2036-1AF00 |  | power contactor, AC-3e/AC-3, 51 A, 22 kW / 400 V, 3-pole, 110 V AC, 50 Hz, auxiliary contacts: 1 NO + 1 NC, screw terminal, size: S2 | 4500 | 1 | Z9 | 1
3RT2036-1AF00-1AA0 |  | power contactor, AC-3e/AC-3, 51 A, 22 kW / 400 V, 3-pole, 110 V AC, 50 Hz, auxiliary contacts: 1 NO + 1 NC, screw terminal, size: S2, upright mounting position | 4970 | 1 | Z9 | 1
3RT2036-1AF04 |  | power contactor, AC-3e/AC-3, 51 A, 22 kW / 400 V, 3-pole, 110 V AC, 50 Hz, auxiliary contacts: 2 NO + 2 NC, screw terminal, size: S2, removable auxiliary switch | 4840 | 1 | Z9 | 1
3RT2036-1AG20 |  | power contactor, AC-3e/AC-3, 51 A, 22 kW / 400 V, 3-pole, 110 V AC, 50/60 Hz, auxiliary contacts: 1 NO + 1 NC, screw terminal, size: S2 | 4500 | 1 | Z9 | 1
3RT2036-1AG24 |  | power contactor, AC-3e/AC-3, 51 A, 22 kW / 400 V, 3-pole, 110 V AC, 50/60 Hz, auxiliary contacts: 2 NO + 2 NC, screw terminal, size: S2, removable auxiliary switch | 4840 | 1 | Z9 | 1
3RT2036-1AG60 |  | power contactor, AC-3e/AC-3, 51 A, 22 kW / 400 V, 3-pole, 100 V AC, 50 Hz / 100-110 V, 60 Hz, auxiliary contacts: 1 NO + 1 NC, screw terminal, size: S2 | 4570 | 1 | Z9 | 1
3RT2036-1AG64 |  | power contactor, AC-3e/AC-3, 51 A, 22 kW / 400 V, 3-pole, 100 V AC, 50 Hz / 100-110 V, 60 Hz, auxiliary contacts: 2 NO + 2 NC, screw terminal, size: S2, removable auxiliary switch | 4950 | 1 | Z9 | 1
3RT2036-1AH00 |  | power contactor, AC-3e/AC-3, 51 A, 22 kW / 400 V, 3-pole, 48 V AC, 50 Hz, auxiliary contacts: 1 NO + 1 NC, screw terminal, size: S2 | 4500 | 1 | Z9 | 1
3RT2036-1AH04 |  | power contactor, AC-3e/AC-3, 51 A, 22 kW / 400 V, 3-pole, 48 V AC, 50 Hz, auxiliary contacts: 2 NO + 2 NC, screw terminal, size: S2, removable auxiliary switch | 4840 | 1 | Z9 | 1
3RT2036-1AH20 |  | power contactor, AC-3e/AC-3, 51 A, 22 kW / 400 V, 3-pole, 48 V AC, 50/60 Hz, auxiliary contacts: 1 NO + 1 NC, screw terminal, size: S2 | 4570 | 1 | Z9 | 1
3RT2036-1AJ60 |  | power contactor, AC-3e/AC-3, 51 A, 22 kW / 400 V, 3-pole, 92 V AC, 50 Hz / 110 V, 60 Hz, auxiliary contacts: 1 NO + 1 NC, screw terminal, size: S2 | 4570 | 1 | Z9 | 1
3RT2036-1AK60 |  | power contactor, AC-3e/AC-3, 51 A, 22 kW / 400 V, 3-pole, 110 V AC, 50 Hz / 120 V, 60 Hz, auxiliary contacts: 1 NO + 1 NC, screw terminal, size: S2 | 4500 | 1 | Z9 | 1
3RT2036-1AK60-0UA0 |  | contactor, NEMA version, 25 HP, 460 / 575 V, 3-pole, 110 V AC, 50 Hz / 120 V, 60 Hz, auxiliary contacts: 1 NO + 1 NC, screw terminal, size: S2 | 4610 | 1 | Z9 | 1
3RT2036-1AK60-1AA0 |  | power contactor, AC-3e/AC-3, 51 A, 22 kW / 400 V, 3-pole, 110 V AC, 50 Hz / 120 V, 60 Hz, auxiliary contacts: 1 NO + 1 NC, screw terminal, size: S2, upright mounting position | 4970 | 1 | Z9 | 1
3RT2036-1AK64 |  | power contactor, AC-3e/AC-3, 51 A, 22 kW / 400 V, 3-pole, 110 V AC, 50 Hz / 120 V, 60 Hz, auxiliary contacts: 2 NO + 2 NC, screw terminal, size: S2, removable auxiliary switch | 4840 | 1 | Z9 | 1
3RT2036-1AK64-3MA0 |  | power contactor, AC-3e/AC-3, 51 A, 22 kW / 400 V, 3-pole, 110 V AC, 50 Hz / 120 V, 60 Hz, auxiliary contacts: 2 NO + 2 NC, screw terminal, size: S2, captive auxiliary switch | 4900 | 1 | Z9 | 1
3RT2036-1AL20 |  | power contactor, AC-3e/AC-3, 51 A, 22 kW / 400 V, 3-pole, 230 V AC, 50/60 Hz, auxiliary contacts: 1 NO + 1 NC, screw terminal, size: S2 | 4500 | 1 | Z9 | 1
3RT2036-1AL20-1AA0 |  | power contactor, AC-3e/AC-3, 51 A, 22 kW / 400 V, 3-pole, 230 V AC, 50/60 Hz, auxiliary contacts: 1 NO + 1 NC, screw terminal, size: S2, upright mounting position | 4970 | 1 | Z9 | 1
3RT2036-1AL24 |  | power contactor, AC-3e/AC-3, 51 A, 22 kW / 400 V, 3-pole, 230 V AC, 50/60 Hz, auxiliary contacts: 2 NO + 2 NC, screw terminal, size: S2, removable auxiliary switch | 4840 | 1 | Z9 | 1
3RT2036-1AM20 |  | power contactor, AC-3e/AC-3, 51 A, 22 kW / 400 V, 3-pole, 208 V AC, 50/60 Hz, auxiliary contacts: 1 NO + 1 NC, screw terminal, size: S2 | 4570 | 1 | Z9 | 1
3RT2036-1AM20-0UA0 |  | contactor, NEMA version, 25 HP, 460 / 575 V, 3-pole, 208 V AC, 50/60 Hz, auxiliary contacts: 1 NO + 1 NC, screw terminal, size: S2 | 4690 | 1 | Z9 | 1
3RT2036-1AN00 |  | power contactor, AC-3e/AC-3, 51 A, 22 kW / 400 V, 3-pole, 220 V AC, 50 Hz, auxiliary contacts: 1 NO + 1 NC, screw terminal, size: S2 | 4570 | 1 | Z9 | 1
3RT2036-1AN20 |  | power contactor, AC-3e/AC-3, 51 A, 22 kW / 400 V, 3-pole, 220 V AC, 50/60 Hz, auxiliary contacts: 1 NO + 1 NC, screw terminal, size: S2 | 4500 | 1 | Z9 | 1
3RT2036-1AN24 |  | power contactor, AC-3e/AC-3, 51 A, 22 kW / 400 V, 3-pole, 220 V AC, 50/60 Hz, auxiliary contacts: 2 NO + 2 NC, screw terminal, size: S2, removable auxiliary switch | 4840 | 1 | Z9 | 1
3RT2036-1AN60 |  | power contactor, AC-3e/AC-3, 51 A, 22 kW / 400 V, 3-pole, 200 V AC, 50 Hz / 200-220 V, 60 Hz, auxiliary contacts: 1 NO + 1 NC, screw terminal, size: S2 | 4570 | 1 | Z9 | 1
3RT2036-1AP00 |  | power contactor, AC-3e/AC-3, 51 A, 22 kW / 400 V, 3-pole, 230 V AC, 50 Hz, auxiliary contacts: 1 NO + 1 NC, screw terminal, size: S2 | 4500 | 1 | Z9 | 1
3RT2036-1AP00-1AA0 |  | power contactor, AC-3e/AC-3, 51 A, 22 kW / 400 V, 3-pole, 230 V AC, 50 Hz, auxiliary contacts: 1 NO + 1 NC, screw terminal, size: S2, upright mounting position | 4970 | 1 | Z9 | 1
3RT2036-1AP04 |  | power contactor, AC-3e/AC-3, 51 A, 22 kW / 400 V, 3-pole, 230 V AC, 50 Hz, auxiliary contacts: 2 NO + 2 NC, screw terminal, size: S2, removable auxiliary switch | 4840 | 1 | Z9 | 1
3RT2036-1AP04-3MA0 |  | power contactor, AC-3e/AC-3, 51 A, 22 kW / 400 V, 3-pole, 230 V AC, 50 Hz, auxiliary contacts: 2 NO + 2 NC, screw terminal, size: S2, captive auxiliary switch | 4900 | 1 | Z9 | 1
3RT2036-1AP60 |  | power contactor, AC-3e/AC-3, 51 A, 22 kW / 400 V, 3-pole, 220 V AC, 50 Hz / 240 V, 60 Hz, auxiliary contacts: 1 NO + 1 NC, screw terminal, size: S2 | 4500 | 1 | Z9 | 1
3RT2036-1AP60-0UA0 |  | contactor, NEMA version, 25 HP, 460 / 575 V, 3-pole, 220 V AC, 50 Hz / 240 V, 60 Hz, auxiliary contacts: 1 NO + 1 NC, screw terminal, size: S2 | 4610 | 1 | Z9 | 1
3RT2036-1AP64 |  | power contactor, AC-3e/AC-3, 51 A, 22 kW / 400 V, 3-pole, 220 V AC, 50 Hz / 240 V, 60 Hz, auxiliary contacts: 2 NO + 2 NC, screw terminal, size: S2, removable auxiliary switch | 4840 | 1 | Z9 | 1
3RT2036-1AQ20 |  | power contactor, AC-3e/AC-3, 51 A, 22 kW / 400 V, 3-pole, 500 V AC, 50/60 Hz, auxiliary contacts: 1 NO + 1 NC, screw terminal, size: S2 | 4570 | 1 | Z9 | 1
3RT2036-1AR60 |  | power contactor, AC-3e/AC-3, 51 A, 22 kW / 400 V, 3-pole, 400 V AC, 50 Hz / 400-440 V, 60 Hz, auxiliary contacts: 1 NO + 1 NC, screw terminal, size: S2 | 4570 | 1 | Z9 | 1
3RT2036-1AR64 |  | power contactor, AC-3e/AC-3, 51 A, 22 kW / 400 V, 3-pole, 400 V AC, 50 Hz / 400-440 V, 60 Hz, auxiliary contacts: 2 NO + 2 NC, screw terminal, size: S2, removable auxiliary switch | 4950 | 1 | Z9 | 1
3RT2036-1AT60 |  | power contactor, AC-3e/AC-3, 51 A, 22 kW / 400 V, 3-pole, 600 V AC, 60 Hz, auxiliary contacts: 1 NO + 1 NC, screw terminal, size: S2 | 4570 | 1 | Z9 | 1
3RT2036-1AU00 |  | power contactor, AC-3e/AC-3, 51 A, 22 kW / 400 V, 3-pole, 240 V AC, 50 Hz, auxiliary contacts: 1 NO + 1 NC, screw terminal, size: S2 | 4500 | 1 | Z9 | 1
3RT2036-1AU60 |  | power contactor, AC-3e/AC-3, 51 A, 22 kW / 400 V, 3-pole, 277 V AC, 60 Hz, auxiliary contacts: 1 NO + 1 NC, screw terminal, size: S2 | 4570 | 1 | Z9 | 1
3RT2036-1AV00 |  | power contactor, AC-3e/AC-3, 51 A, 22 kW / 400 V, 3-pole, 400 V AC, 50 Hz, auxiliary contacts: 1 NO + 1 NC, screw terminal, size: S2 | 4570 | 1 | Z9 | 1
3RT2036-1AV04 |  | power contactor, AC-3e/AC-3, 51 A, 22 kW / 400 V, 3-pole, 400 V AC, 50 Hz, auxiliary contacts: 2 NO + 2 NC, screw terminal, size: S2, removable auxiliary switch | 4950 | 1 | Z9 | 1
3RT2036-1AV60 |  | power contactor, AC-3e/AC-3, 51 A, 22 kW / 400 V, 3-pole, 480 V AC, 60 Hz, auxiliary contacts: 1 NO + 1 NC, screw terminal, size: S2 | 4570 | 1 | Z9 | 1
3RT2036-1AV60-0UA0 |  | contactor, NEMA version, 25 HP, 460 / 575 V, 3-pole, 480 V AC, 60 Hz, auxiliary contacts: 1 NO + 1 NC, screw terminal, size: S2 | 4690 | 1 | Z9 | 1
3RT2036-1CK64-3MA0 |  | power contactor, AC-3e/AC-3, 51 A, 22 kW / 400 V, 3-pole, 110 V AC, 50 Hz / 120 V, 60 Hz, with plugged-in varistor, auxiliary contacts: 2 NO + 2 NC, screw terminal, size: S2, captive auxiliary switch | 5220 | 1 | Z9 | 1
3RT2036-1CL24-3MA0 |  | power contactor, AC-3e/AC-3, 51 A, 22 kW / 400 V, 3-pole, 230 V AC, 50/60 Hz, with plugged-in varistor, auxiliary contacts: 2 NO + 2 NC, screw terminal, size: S2, captive auxiliary switch | 5310 | 1 | Z9 | 1
3RT2036-1CP04 |  | power contactor, AC-3e/AC-3, 51 A, 22 kW / 400 V, 3-pole, 230 V AC, 50 Hz, with plugged-in varistor, auxiliary contacts: 2 NO + 2 NC, screw terminal, size: S2, removable auxiliary switch | 5270 | 1 | Z9 | 1
3RT2036-1KB40 |  | power contactor, AC-3e/AC-3, 51 A, 22 kW / 400 V, 3-pole, 24 V DC, 0.8-1.2* Uc, with integrated varistor, auxiliary contacts: 1 NO + 1 NC, screw terminal, frame size: S2, suitable for PLC outputs | 6990 | 1 | Z9 | 1
3RT2036-1KB40-1AA0 |  | power contactor, AC-3e/AC-3, 51 A, 22 kW / 400 V, 3-pole, 24 V DC, 0.8-1.2* Uc, with integrated varistor, auxiliary contacts: 1 NO + 1 NC, screw terminal, frame size: S2, suitable for PLC outputs, upright mounting position | 7480 | 1 | Z9 | 1
3RT2036-1KB44 |  | power contactor, AC-3e/AC-3, 51 A, 22 kW / 400 V, 3-pole, 24 V DC, 0.8-1.2* Uc, with integrated varistor, auxiliary contacts: 2 NO + 2 NC, screw terminal, frame size: S2, suitable for PLC outputs, removable auxiliary switch | 7370 | 1 | Z9 | 1
3RT2036-1KB44-3MA0 |  | power contactor, AC-3e/AC-3, 51 A, 22 kW / 400 V, 3-pole, 24 V DC, 0.8-1.2* Uc, with integrated varistor, auxiliary contacts: 2 NO + 2 NC, screw terminal, frame size: S2, suitable for PLC outputs, captive auxiliary switch | 7450 | 1 | Z9 | 1
3RT2036-1NB30 |  | power contactor, AC-3e/AC-3, 51 A, 22 kW / 400 V, 3-pole, 20-33 V AC/DC, 50/60 Hz, with integrated varistor, auxiliary contacts: 1 NO + 1 NC, screw terminal, size: S2 | 6990 | 1 | Z9 | 1
3RT2036-1NB30-0CC0 |  | power contactor, AC-3e/AC-3, 51 A, 22 kW / 400 V, 3-pole, 20-33 V AC/DC, 50/60 Hz, with integrated varistor, auxiliary contacts: 1 NO + 1 NC, screw terminal, size: S2, communication-capable | 7770 | 1 | Z9 | 1
3RT2036-1NB30-0UA0 |  | contactor, NEMA version, 25 HP, 460 / 575 V, 3-pole, 20-33 V AC/DC, 50/60 Hz, with integrated varistor, auxiliary contacts: 1 NO + 1 NC, screw terminal, size: S2 | 7090 | 1 | Z9 | 1
3RT2036-1NB30-1AA0 |  | power contactor, AC-3e/AC-3, 51 A, 22 kW / 400 V, 3-pole, 20-33 V AC/DC, 50/60 Hz, with integrated varistor, auxiliary contacts: 1 NO + 1 NC, screw terminal, size: S2, upright mounting position | 7560 | 1 | Z9 | 1
3RT2036-1NB34 |  | power contactor, AC-3e/AC-3, 51 A, 22 kW / 400 V, 3-pole, 20-33 V AC/DC, 50/60 Hz, with integrated varistor, auxiliary contacts: 2 NO + 2 NC, screw terminal, size: S2, removable auxiliary switch | 7430 | 1 | Z9 | 1
3RT2036-1NB34-3MA0 |  | power contactor, AC-3e/AC-3, 51 A, 22 kW / 400 V, 3-pole, 20-33 V AC/DC, 50/60 Hz, with integrated varistor, auxiliary contacts: 2 NO + 2 NC, screw terminal, size: S2, captive auxiliary switch | 7450 | 1 | Z9 | 1
3RT2036-1NE30 |  | power contactor, AC-3e/AC-3, 51 A, 22 kW / 400 V, 3-pole, 48-80 V AC/DC, 50/60 Hz, with integrated varistor, auxiliary contacts: 1 NO + 1 NC, screw terminal, size: S2 | 7130 | 1 | Z9 | 1
3RT2036-1NE34 |  | power contactor, AC-3e/AC-3, 51 A, 22 kW / 400 V, 3-pole, 48-80 V AC/DC, 50/60 Hz, with integrated varistor, auxiliary contacts: 2 NO + 2 NC, screw terminal, size: S2, removable auxiliary switch | 7600 | 1 | Z9 | 1
3RT2036-1NF30 |  | power contactor, AC-3e/AC-3, 51 A, 22 kW / 400 V, 3-pole, 83-155 V AC/DC, 50/60 Hz, with integrated varistor, auxiliary contacts: 1 NO + 1 NC, screw terminal, size: S2 | 6990 | 1 | Z9 | 1
3RT2036-1NF34 |  | power contactor, AC-3e/AC-3, 51 A, 22 kW / 400 V, 3-pole, 83-155 V AC/DC, 50/60 Hz, with integrated varistor, auxiliary contacts: 2 NO + 2 NC, screw terminal, size: S2, removable auxiliary switch | 7430 | 1 | Z9 | 1
3RT2036-1NP30 |  | power contactor, AC-3e/AC-3, 51 A, 22 kW / 400 V, 3-pole, 175-280 V AC/DC, 50/60 Hz, with integrated varistor, auxiliary contacts: 1 NO + 1 NC, screw terminal, size: S2 | 6990 | 1 | Z9 | 1
3RT2036-1NP34 |  | power contactor, AC-3e/AC-3, 51 A, 22 kW / 400 V, 3-pole, 175-280 V AC/DC, 50/60 Hz, with integrated varistor, auxiliary contacts: 2 NO + 2 NC, screw terminal, size: S2, removable auxiliary switch | 7430 | 1 | Z9 | 1
3RT2036-1XB40-0LA2 |  | traction contactor, AC-3e/AC-3, 51 A, 22 kW / 400 V, 3-pole, 24 V DC, 0.7-1.25* Uc, solid-state operating mechanism, with integrated varistor, auxiliary contacts: 1 NO + 1 NC, screw terminal, frame size: S2 | 10400 | 1 | Z9 | 1
3RT2036-1XF40-0LA2 |  | traction contactor, AC-3e/AC-3, 51 A, 22 kW / 400 V, 3-pole, 110 V DC, 0.7-1.25* Uc, solid-state operating mechanism, with integrated varistor, auxiliary contacts: 1 NO + 1 NC, screw terminal, frame size: S2 | 10400 | 1 | Z9 | 1
3RT2036-3AB00 |  | power contactor, AC-3e/AC-3, 51 A, 22 kW / 400 V, 3-pole, 24 V AC, 50 Hz, auxiliary contacts: 1 NO + 1 NC, main circuit: screw terminal, control and auxiliary circuit: spring-loaded terminal, size: S2 | 4500 | 1 | Z9 | 1
3RT2036-3AC20 |  | power contactor, AC-3e/AC-3, 51 A, 22 kW / 400 V, 3-pole, 24 V AC, 50/60 Hz, auxiliary contacts: 1 NO + 1 NC, main circuit: screw terminal, control and auxiliary circuit: spring-loaded terminal, size: S2 | 4500 | 1 | Z9 | 1
3RT2036-3AC20-1AA0 |  | power contactor, AC-3e/AC-3, 51 A, 22 kW / 400 V, 3-pole, 24 V AC, 50/60 Hz, auxiliary contacts: 1 NO + 1 NC, main circuit: screw terminal, control and auxiliary circuit: spring-loaded terminal, size: S2, upright mounting position | 4970 | 1 | Z9 | 1
3RT2036-3AF00 |  | power contactor, AC-3e/AC-3, 51 A, 22 kW / 400 V, 3-pole, 110 V AC, 50 Hz, auxiliary contacts: 1 NO + 1 NC, main circuit: screw terminal, control and auxiliary circuit: spring-loaded terminal, size: S2 | 4500 | 1 | Z9 | 1
3RT2036-3AF04 |  | power contactor, AC-3e/AC-3, 51 A, 22 kW / 400 V, 3-pole, 110 V AC, 50 Hz, auxiliary contacts: 2 NO + 2 NC, main circuit: screw terminal, control and auxiliary circuit: spring-loaded terminal, size: S2, removable auxiliary switch | 4840 | 1 | Z9 | 1
3RT2036-3AF06 |  | power contactor, AC-3e/AC-3, 51 A, 22 kW / 400 V, 3-pole, 110 V AC, 50 Hz, auxiliary contacts: 2 NO + 2 NC, main circuit: screw terminal, control and auxiliary circuit: spring-loaded terminal, size: S2, lateral auxiliary switch | 4970 | 1 | Z9 | 1
3RT2036-3AG20 |  | power contactor, AC-3e/AC-3, 51 A, 22 kW / 400 V, 3-pole, 110 V AC, 50/60 Hz, auxiliary contacts: 1 NO + 1 NC, main circuit: screw terminal, control and auxiliary circuit: spring-loaded terminal, size: S2 | 4500 | 1 | Z9 | 1
3RT2036-3AH00 |  | power contactor, AC-3e/AC-3, 51 A, 22 kW / 400 V, 3-pole, 48 V AC, 50 Hz, auxiliary contacts: 1 NO + 1 NC, main circuit: screw terminal, control and auxiliary circuit: spring-loaded terminal, size: S2 | 4500 | 1 | Z9 | 1
3RT2036-3AK60 |  | power contactor, AC-3e/AC-3, 51 A, 22 kW / 400 V, 3-pole, 110 V AC, 50 Hz / 120 V, 60 Hz, auxiliary contacts: 1 NO + 1 NC, main circuit: screw terminal, control and auxiliary circuit: spring-loaded terminal, size: S2 | 4500 | 1 | Z9 | 1
3RT2036-3AL16 |  | power contactor, AC-3e/AC-3, 51 A, 22 kW / 400 V, 3-pole, 230 V AC, 60 Hz, auxiliary contacts: 2 NO + 2 NC, main circuit: screw terminal, control and auxiliary circuit: spring-loaded terminal, size: S2, lateral auxiliary switch | 5220 | 1 | Z9 | 1
3RT2036-3AL20 |  | power contactor, AC-3e/AC-3, 51 A, 22 kW / 400 V, 3-pole, 230 V AC, 50/60 Hz, auxiliary contacts: 1 NO + 1 NC, main circuit: screw terminal, control and auxiliary circuit: spring-loaded terminal, size: S2 | 4500 | 1 | Z9 | 1
3RT2036-3AN20 |  | power contactor, AC-3e/AC-3, 51 A, 22 kW / 400 V, 3-pole, 220 V AC, 50/60 Hz, auxiliary contacts: 1 NO + 1 NC, main circuit: screw terminal, control and auxiliary circuit: spring-loaded terminal, size: S2 | 4500 | 1 | Z9 | 1
3RT2036-3AP00 |  | power contactor, AC-3e/AC-3, 51 A, 22 kW / 400 V, 3-pole, 230 V AC, 50 Hz, auxiliary contacts: 1 NO + 1 NC, main circuit: screw terminal, control and auxiliary circuit: spring-loaded terminal, size: S2 | 4500 | 1 | Z9 | 1
3RT2036-3AP00-1AA0 |  | power contactor, AC-3e/AC-3, 51 A, 22 kW / 400 V, 3-pole, 230 V AC, 50 Hz, auxiliary contacts: 1 NO + 1 NC, main circuit: screw terminal, control and auxiliary circuit: spring-loaded terminal, size: S2, upright mounting position | 4970 | 1 | Z9 | 1
3RT2036-3AP06 |  | power contactor, AC-3e/AC-3, 51 A, 22 kW / 400 V, 3-pole, 230 V AC, 50 Hz, auxiliary contacts: 2 NO + 2 NC, main circuit: screw terminal, control and auxiliary circuit: spring-loaded terminal, size: S2, lateral auxiliary switch | 4970 | 1 | Z9 | 1
3RT2036-3AP60 |  | power contactor, AC-3e/AC-3, 51 A, 22 kW / 400 V, 3-pole, 220 V AC, 50 Hz / 240 V, 60 Hz, auxiliary contacts: 1 NO + 1 NC, main circuit: screw terminal, control and auxiliary circuit: spring-loaded terminal, size: S2 | 4500 | 1 | Z9 | 1
3RT2036-3AR60 |  | power contactor, AC-3e/AC-3, 51 A, 22 kW / 400 V, 3-pole, 400 V AC, 50 Hz / 400-440 V, 60 Hz, auxiliary contacts: 1 NO + 1 NC, main circuit: screw terminal, control and auxiliary circuit: spring-loaded terminal, size: S2, | 4570 | 1 | Z9 | 1
3RT2036-3AV00 |  | power contactor, AC-3e/AC-3, 51 A, 22 kW / 400 V, 3-pole, 400 V AC, 50 Hz, auxiliary contacts: 1 NO + 1 NC, main circuit: screw terminal, control and auxiliary circuit: spring-loaded terminal, size: S2 | 4570 | 1 | Z9 | 1
3RT2036-3CL24-3MA0 |  | power contactor, AC-3e/AC-3, 51 A, 22 kW / 400 V, 3-pole, 230 V AC, 50/60 Hz, with plugged-in varistor, auxiliary contacts: 2 NO + 2 NC, main circuit: screw terminal, control and auxiliary circuit: spring-loaded terminal, size: S2, captive auxiliary switch | 5310 | 1 | Z9 | 1
3RT2036-3EL20 |  | power contactor, AC-3e/AC-3, 51 A, 22 kW / 400 V, 3-pole, 230 V AC, 50/60 Hz, with plugged-in RC element, auxiliary contacts: 1 NO + 1 NC, main circuit: screw terminal, control and auxiliary circuit: spring-loaded terminal, size: S2, | 4990 | 1 | Z9 | 1
3RT2036-3KB40 |  | power contactor, AC-3e/AC-3, 51 A, 22 kW / 400 V, 3-pole, 24 V DC, 0.8-1.2* Uc, with integrated varistor, auxiliary contacts: 1 NO + 1 NC, main circuit: screw terminal, control and auxiliary circuit: spring-loaded terminal, frame size: S2, suitable for PLC outputs | 6990 | 1 | Z9 | 1
3RT2036-3KB44-3MA0 |  | power contactor, AC-3e/AC-3, 51 A, 22 kW / 400 V, 3-pole, 24 V DC, 0.8-1.2* Uc, with integrated varistor, auxiliary contacts: 2 NO + 2 NC, main circuit: screw terminal, control and auxiliary circuit: spring-loaded terminal, frame size: S2, suitable for PLC outputs, captive auxiliary switch | 7450 | 1 | Z9 | 1
3RT2036-3NB30 |  | power contactor, AC-3e/AC-3, 51 A, 22 kW / 400 V, 3-pole, 20-33 V AC/DC, 50/60 Hz, with integrated varistor, auxiliary contacts: 1 NO + 1 NC, main circuit: screw terminal, control and auxiliary circuit: spring-loaded terminal, size: S2, | 6990 | 1 | Z9 | 1
3RT2036-3NB30-0CC0 |  | power contactor, AC-3e/AC-3, 51 A, 22 kW / 400 V, 3-pole, 20-33 V AC/DC, 50/60 Hz, with integrated varistor, auxiliary contacts: 1 NO + 1 NC, main circuit: screw terminal, control and auxiliary circuit: spring-loaded terminal, size: S2, communication-capable | 7770 | 1 | Z9 | 1
3RT2036-3NB34-3MA0 |  | power contactor, AC-3e/AC-3, 51 A, 22 kW / 400 V, 3-pole, 20-33 V AC/DC, 50/60 Hz, with integrated varistor, auxiliary contacts: 2 NO + 2 NC, main circuit: screw terminal, control and auxiliary circuit: spring-loaded terminal, size: S2, captive auxiliary switch | 7450 | 1 | Z9 | 1
3RT2036-3NF30 |  | power contactor, AC-3e/AC-3, 51 A, 22 kW / 400 V, 3-pole, 83-155 V AC/DC, 50/60 Hz, with integrated varistor, auxiliary contacts: 1 NO + 1 NC, main circuit: screw terminal, control and auxiliary circuit: spring-loaded terminal, size: S2, | 6990 | 1 | Z9 | 1
3RT2036-3NP30 |  | power contactor, AC-3e/AC-3, 51 A, 22 kW / 400 V, 3-pole, 175-280 V AC/DC, 50/60 Hz, with integrated varistor, auxiliary contacts: 1 NO + 1 NC, main circuit: screw terminal, control and auxiliary circuit: spring-loaded terminal, size: S2, | 6990 | 1 | Z9 | 1
3RT2036-3XB40-0LA2 |  | traction contactor, AC-3e/AC-3, 51 A, 22 kW / 400 V, 3-pole, 24 V DC, 0.7-1.25* Uc, solid-state operating mechanism, with integrated varistor, auxiliary contacts: 1 NO + 1 NC, main circuit: screw terminal, control and auxiliary circuit: spring-loaded terminal, frame size: S2 | 10400 | 1 | Z9 | 1
3RT2036-3XB44-0LA2 |  | traction contactor, AC-3e/AC-3, 51 A, 22 kW / 400 V, 3-pole, 24 V DC, 0.7-1.25* Uc, solid-state operating mechanism, with integrated varistor, auxiliary contacts: 2 NO + 2 NC, main circuit: screw terminal, control and auxiliary circuit: spring-loaded terminal, frame size: S2, removable auxiliary switch | 10900 | 1 | Z9 | 1
3RT2036-3XF40-0LA2 |  | traction contactor, AC-3e/AC-3, 51 A, 22 kW / 400 V, 3-pole, 110 V DC, 0.7-1.25* Uc, solid-state operating mechanism, with integrated varistor, auxiliary contacts: 1 NO + 1 NC, main circuit: screw terminal, control and auxiliary circuit: spring-loaded terminal, frame size: S2 | 10400 | 1 | Z9 | 1
3RT2036-3XF44-0LA2 |  | traction contactor, AC-3e/AC-3, 51 A, 22 kW / 400 V, 3-pole, 110 V DC, 0.7-1.25* Uc, solid-state operating mechanism, with integrated varistor, auxiliary contacts: 2 NO + 2 NC, main circuit: screw terminal, control and auxiliary circuit: spring-loaded terminal, frame size: S2, removable auxiliary switch | 10900 | 1 | Z9 | 1
3RT2036-3XJ40-0LA2 |  | traction contactor, AC-3e/AC-3, 51 A, 22 kW / 400 V, 3-pole, 72 V DC, 0.7-1.25* Uc, solid-state operating mechanism, with integrated varistor, auxiliary contacts: 1 NO + 1 NC, main circuit: screw terminal, control and auxiliary circuit: spring-loaded terminal, frame size: S2 | 10700 | 1 | Z9 | 1
3RT2036-3XJ44-0LA2 |  | traction contactor, AC-3e/AC-3, 51 A, 22 kW / 400 V, 3-pole, 72 V DC, 0.7-1.25* Uc, solid-state operating mechanism, with integrated varistor, auxiliary contacts: 2 NO + 2 NC, main circuit: screw terminal, control and auxiliary circuit: spring-loaded terminal, frame size: S2, removable auxiliary switch | 11100 | 1 | Z9 | 1
3RT2037-1AB00 |  | power contactor, AC-3e/AC-3, 65 A, 30 kW / 400 V, 3-pole, 24 V AC, 50 Hz, auxiliary contacts: 1 NO + 1 NC, screw terminal, size: S2 | 6330 | 1 | Z9 | 1
3RT2037-1AB04 |  | power contactor, AC-3e/AC-3, 65 A, 30 kW / 400 V, 3-pole, 24 V AC, 50 Hz, auxiliary contacts: 2 NO + 2 NC, screw terminal, size: S2, removable auxiliary switch | 6730 | 1 | Z9 | 1
3RT2037-1AC20 |  | power contactor, AC-3e/AC-3, 65 A, 30 kW / 400 V, 3-pole, 24 V AC, 50/60 Hz, auxiliary contacts: 1 NO + 1 NC, screw terminal, size: S2 | 6330 | 1 | Z9 | 1
3RT2037-1AC24 |  | power contactor, AC-3e/AC-3, 65 A, 30 kW / 400 V, 3-pole, 24 V AC, 50/60 Hz, auxiliary contacts: 2 NO + 2 NC, screw terminal, size: S2, removable auxiliary switch | 6730 | 1 | Z9 | 1
3RT2037-1AD00 |  | power contactor, AC-3e/AC-3, 65 A, 30 kW / 400 V, 3-pole, 42 V AC, 50 Hz, auxiliary contacts: 1 NO + 1 NC, screw terminal, size: S2 | 6410 | 1 | Z9 | 1
3RT2037-1AD04 |  | power contactor, AC-3e/AC-3, 65 A, 30 kW / 400 V, 3-pole, 42 V AC, 50 Hz, auxiliary contacts: 2 NO + 2 NC, screw terminal, size: S2, removable auxiliary switch | 6840 | 1 | Z9 | 1
3RT2037-1AF00 |  | power contactor, AC-3e/AC-3, 65 A, 30 kW / 400 V, 3-pole, 110 V AC, 50 Hz, auxiliary contacts: 1 NO + 1 NC, screw terminal, size: S2 | 6330 | 1 | Z9 | 1
3RT2037-1AF04 |  | power contactor, AC-3e/AC-3, 65 A, 30 kW / 400 V, 3-pole, 110 V AC, 50 Hz, auxiliary contacts: 2 NO + 2 NC, screw terminal, size: S2, removable auxiliary switch | 6730 | 1 | Z9 | 1
3RT2037-1AG20 |  | power contactor, AC-3e/AC-3, 65 A, 30 kW / 400 V, 3-pole, 110 V AC, 50/60 Hz, auxiliary contacts: 1 NO + 1 NC, screw terminal, size: S2 | 6330 | 1 | Z9 | 1
3RT2037-1AG24 |  | power contactor, AC-3e/AC-3, 65 A, 30 kW / 400 V, 3-pole, 110 V AC, 50/60 Hz, auxiliary contacts: 2 NO + 2 NC, screw terminal, size: S2, removable auxiliary switch | 6730 | 1 | Z9 | 1
3RT2037-1AG60 |  | power contactor, AC-3e/AC-3, 65 A, 30 kW / 400 V, 3-pole, 100 V AC, 50 Hz / 100-110 V, 60 Hz, auxiliary contacts: 1 NO + 1 NC, screw terminal, size: S2 | 6410 | 1 | Z9 | 1
3RT2037-1AH00 |  | power contactor, AC-3e/AC-3, 65 A, 30 kW / 400 V, 3-pole, 48 V AC, 50 Hz, auxiliary contacts: 1 NO + 1 NC, screw terminal, size: S2 | 6330 | 1 | Z9 | 1
3RT2037-1AH04 |  | power contactor, AC-3e/AC-3, 65 A, 30 kW / 400 V, 3-pole, 48 V AC, 50 Hz, auxiliary contacts: 2 NO + 2 NC, screw terminal, size: S2, removable auxiliary switch | 6730 | 1 | Z9 | 1
3RT2037-1AH20 |  | power contactor, AC-3e/AC-3, 65 A, 30 kW / 400 V, 3-pole, 48 V AC, 50/60 Hz, auxiliary contacts: 1 NO + 1 NC, screw terminal, size: S2 | 6410 | 1 | Z9 | 1
3RT2037-1AH24 |  | power contactor, AC-3e/AC-3, 65 A, 30 kW / 400 V, 3-pole, 48 V AC, 50/60 Hz, auxiliary contacts: 2 NO + 2 NC, screw terminal, size: S2, removable auxiliary switch | 6840 | 1 | Z9 | 1
3RT2037-1AK60 |  | power contactor, AC-3e/AC-3, 65 A, 30 kW / 400 V, 3-pole, 110 V AC, 50 Hz / 120 V, 60 Hz, auxiliary contacts: 1 NO + 1 NC, screw terminal, size: S2 | 6330 | 1 | Z9 | 1
3RT2037-1AK60-1AA0 |  | power contactor, AC-3e/AC-3, 65 A, 30 kW / 400 V, 3-pole, 110 V AC, 50 Hz / 120 V, 60 Hz, auxiliary contacts: 1 NO + 1 NC, screw terminal, size: S2, upright mounting position | 6860 | 1 | Z9 | 1
3RT2037-1AK64 |  | power contactor, AC-3e/AC-3, 65 A, 30 kW / 400 V, 3-pole, 110 V AC, 50 Hz / 120 V, 60 Hz, auxiliary contacts: 2 NO + 2 NC, screw terminal, size: S2, removable auxiliary switch | 6730 | 1 | Z9 | 1
3RT2037-1AK64-3MA0 |  | power contactor, AC-3e/AC-3, 65 A, 30 kW / 400 V, 3-pole, 110 V AC, 50 Hz / 120 V, 60 Hz, auxiliary contacts: 2 NO + 2 NC, screw terminal, size: S2, captive auxiliary switch | 6800 | 1 | Z9 | 1
3RT2037-1AL20 |  | power contactor, AC-3e/AC-3, 65 A, 30 kW / 400 V, 3-pole, 230 V AC, 50/60 Hz, auxiliary contacts: 1 NO + 1 NC, screw terminal, size: S2 | 6330 | 1 | Z9 | 1
3RT2037-1AL20-1AA0 |  | power contactor, AC-3e/AC-3, 65 A, 30 kW / 400 V, 3-pole, 230 V AC, 50/60 Hz, auxiliary contacts: 1 NO + 1 NC, screw terminal, size: S2, upright mounting position | 6860 | 1 | Z9 | 1
3RT2037-1AL24 |  | power contactor, AC-3e/AC-3, 65 A, 30 kW / 400 V, 3-pole, 230 V AC, 50/60 Hz, auxiliary contacts: 2 NO + 2 NC, screw terminal, size: S2, removable auxiliary switch | 6730 | 1 | Z9 | 1
3RT2037-1AM20 |  | power contactor, AC-3e/AC-3, 65 A, 30 kW / 400 V, 3-pole, 208 V AC, 50/60 Hz, auxiliary contacts: 1 NO + 1 NC, screw terminal, size: S2 | 6410 | 1 | Z9 | 1
3RT2037-1AN10 |  | power contactor, AC-3e/AC-3, 65 A, 30 kW / 400 V, 3-pole, 220 V AC, 60 Hz, auxiliary contacts: 1 NO + 1 NC, screw terminal, size: S2 | 6410 | 1 | Z9 | 1
3RT2037-1AN20 |  | power contactor, AC-3e/AC-3, 65 A, 30 kW / 400 V, 3-pole, 220 V AC, 50/60 Hz, auxiliary contacts: 1 NO + 1 NC, screw terminal, size: S2 | 6330 | 1 | Z9 | 1
3RT2037-1AN24 |  | power contactor, AC-3e/AC-3, 65 A, 30 kW / 400 V, 3-pole, 220 V AC, 50/60 Hz, auxiliary contacts: 2 NO + 2 NC, screw terminal, size: S2, removable auxiliary switch | 6730 | 1 | Z9 | 1
3RT2037-1AN60 |  | power contactor, AC-3e/AC-3, 65 A, 30 kW / 400 V, 3-pole, 200 V AC, 50 Hz / 200-220 V, 60 Hz, auxiliary contacts: 1 NO + 1 NC, screw terminal, size: S2 | 6410 | 1 | Z9 | 1
3RT2037-1AP00 |  | power contactor, AC-3e/AC-3, 65 A, 30 kW / 400 V, 3-pole, 230 V AC, 50 Hz, auxiliary contacts: 1 NO + 1 NC, screw terminal, size: S2 | 6330 | 1 | Z9 | 1
3RT2037-1AP00-1AA0 |  | power contactor, AC-3e/AC-3, 65 A, 30 kW / 400 V, 3-pole, 230 V AC, 50 Hz, auxiliary contacts: 1 NO + 1 NC, screw terminal, size: S2, upright mounting position | 6860 | 1 | Z9 | 1
3RT2037-1AP04 |  | power contactor, AC-3e/AC-3, 65 A, 30 kW / 400 V, 3-pole, 230 V AC, 50 Hz, auxiliary contacts: 2 NO + 2 NC, screw terminal, size: S2, removable auxiliary switch | 6730 | 1 | Z9 | 1
3RT2037-1AP04-3MA0 |  | power contactor, AC-3e/AC-3, 65 A, 30 kW / 400 V, 3-pole, 230 V AC, 50 Hz, auxiliary contacts: 2 NO + 2 NC, screw terminal, size: S2, captive auxiliary switch | 6800 | 1 | Z9 | 1
3RT2037-1AP60 |  | power contactor, AC-3e/AC-3, 65 A, 30 kW / 400 V, 3-pole, 220 V AC, 50 Hz / 240 V, 60 Hz, auxiliary contacts: 1 NO + 1 NC, screw terminal, size: S2 | 6330 | 1 | Z9 | 1
3RT2037-1AP64 |  | power contactor, AC-3e/AC-3, 65 A, 30 kW / 400 V, 3-pole, 220 V AC, 50 Hz / 240 V, 60 Hz, auxiliary contacts: 2 NO + 2 NC, screw terminal, size: S2, removable auxiliary switch | 6730 | 1 | Z9 | 1
3RT2037-1AR60 |  | power contactor, AC-3e/AC-3, 65 A, 30 kW / 400 V, 3-pole, 400 V AC, 50 Hz / 400-440 V, 60 Hz, auxiliary contacts: 1 NO + 1 NC, screw terminal, size: S2 | 6410 | 1 | Z9 | 1
3RT2037-1AR64 |  | power contactor, AC-3e/AC-3, 65 A, 30 kW / 400 V, 3-pole, 400 V AC, 50 Hz / 400-440 V, 60 Hz, auxiliary contacts: 2 NO + 2 NC, screw terminal, size: S2, removable auxiliary switch | 6840 | 1 | Z9 | 1
3RT2037-1AT60 |  | power contactor, AC-3e/AC-3, 65 A, 30 kW / 400 V, 3-pole, 600 V AC, 60 Hz, auxiliary contacts: 1 NO + 1 NC, screw terminal, size: S2 | 6410 | 1 | Z9 | 1
3RT2037-1AU00 |  | power contactor, AC-3e/AC-3, 65 A, 30 kW / 400 V, 3-pole, 240 V AC, 50 Hz, auxiliary contacts: 1 NO + 1 NC, screw terminal, size: S2 | 6330 | 1 | Z9 | 1
3RT2037-1AU60 |  | power contactor, AC-3e/AC-3, 65 A, 30 kW / 400 V, 3-pole, 277 V AC, 60 Hz, auxiliary contacts: 1 NO + 1 NC, screw terminal, size: S2 | 6410 | 1 | Z9 | 1
3RT2037-1AV00 |  | power contactor, AC-3e/AC-3, 65 A, 30 kW / 400 V, 3-pole, 400 V AC, 50 Hz, auxiliary contacts: 1 NO + 1 NC, screw terminal, size: S2 | 6410 | 1 | Z9 | 1
3RT2037-1AV04 |  | power contactor, AC-3e/AC-3, 65 A, 30 kW / 400 V, 3-pole, 400 V AC, 50 Hz, auxiliary contacts: 2 NO + 2 NC, screw terminal, size: S2, removable auxiliary switch | 6840 | 1 | Z9 | 1
3RT2037-1AV60 |  | power contactor, AC-3e/AC-3, 65 A, 30 kW / 400 V, 3-pole, 480 V AC, 60 Hz, auxiliary contacts: 1 NO + 1 NC, screw terminal, size: S2 | 6410 | 1 | Z9 | 1
3RT2037-1CK64-3MA0 |  | power contactor, AC-3e/AC-3, 65 A, 30 kW / 400 V, 3-pole, 110 V AC, 50 Hz / 120 V, 60 Hz, with plugged-in varistor, auxiliary contacts: 2 NO + 2 NC, screw terminal, size: S2, captive auxiliary switch | 7070 | 1 | Z9 | 1
3RT2037-1CL24-3MA0 |  | power contactor, AC-3e/AC-3, 65 A, 30 kW / 400 V, 3-pole, 230 V AC, 50/60 Hz, with plugged-in varistor, auxiliary contacts: 2 NO + 2 NC, screw terminal, size: S2, captive auxiliary switch | 7070 | 1 | Z9 | 1
3RT2037-1KB40 |  | power contactor, AC-3e/AC-3, 65 A, 30 kW / 400 V, 3-pole, 24 V DC, 0.8-1.2* Uc, with integrated varistor, auxiliary contacts: 1 NO + 1 NC, screw terminal, frame size: S2, suitable for PLC outputs | 9560 | 1 | Z9 | 1
3RT2037-1KB40-1AA0 |  | power contactor, AC-3e/AC-3, 65 A, 30 kW / 400 V, 3-pole, 24 V DC, 0.8-1.2* Uc, with integrated varistor, auxiliary contacts: 1 NO + 1 NC, screw terminal, frame size: S2, upright mounting position, suitable for PLC outputs | 10100 | 1 | Z9 | 1
3RT2037-1KB44 |  | power contactor, AC-3e/AC-3, 65 A, 30 kW / 400 V, 3-pole, 24 V DC, 0.8-1.2* Uc, with integrated varistor, auxiliary contacts: 2 NO + 2 NC, screw terminal, frame size: S2, suitable for PLC outputs | 9980 | 1 | Z9 | 1
3RT2037-1KB44-3MA0 |  | power contactor, AC-3e/AC-3, 65 A, 30 kW / 400 V, 3-pole, 24 V DC, 0.8-1.2* Uc, with integrated varistor, auxiliary contacts: 2 NO + 2 NC, screw terminal, frame size: S2, captive auxiliary switch, suitable for PLC outputs | 10000 | 1 | Z9 | 1
3RT2037-1NB30 |  | power contactor, AC-3e/AC-3, 65 A, 30 kW / 400 V, 3-pole, 20-33 V AC/DC, 50/60 Hz, with integrated varistor, auxiliary contacts: 1 NO + 1 NC, screw terminal, size: S2 | 9560 | 1 | Z9 | 1
3RT2037-1NB30-0CC0 |  | power contactor, AC-3e/AC-3, 65 A, 30 kW / 400 V, 3-pole, 20-33 V AC/DC, 50/60 Hz, with integrated varistor, auxiliary contacts: 1 NO + 1 NC, screw terminal, size: S2, communication-capable | 10600 | 1 | Z9 | 1
3RT2037-1NB30-1AA0 |  | power contactor, AC-3e/AC-3, 65 A, 30 kW / 400 V, 3-pole, 20-33 V AC/DC, 50/60 Hz, with integrated varistor, auxiliary contacts: 1 NO + 1 NC, screw terminal, size: S2, upright mounting position | 10100 | 1 | Z9 | 1
3RT2037-1NB34 |  | power contactor, AC-3e/AC-3, 65 A, 30 kW / 400 V, 3-pole, 20-33 V AC/DC, 50/60 Hz, with integrated varistor, auxiliary contacts: 2 NO + 2 NC, screw terminal, size: S2, removable auxiliary switch | 9960 | 1 | Z9 | 1
3RT2037-1NB34-3MA0 |  | power contactor, AC-3e/AC-3, 65 A, 30 kW / 400 V, 3-pole, 20-33 V AC/DC, 50/60 Hz, with integrated varistor, auxiliary contacts: 2 NO + 2 NC, screw terminal, size: S2, captive auxiliary switch | 10000 | 1 | Z9 | 1
3RT2037-1NB36 |  | power contactor, AC-3e/AC-3, 65 A, 30 kW / 400 V, 3-pole, 20-33 V AC/DC, 50/60 Hz, with integrated varistor, auxiliary contacts: 2 NO + 2 NC, screw terminal, size: S2, lateral auxiliary switch | 10100 | 1 | Z9 | 1
3RT2037-1NE30 |  | power contactor, AC-3e/AC-3, 65 A, 30 kW / 400 V, 3-pole, 48-80 V AC/DC, 50/60 Hz, with integrated varistor, auxiliary contacts: 1 NO + 1 NC, screw terminal, size: S2 | 9750 | 1 | Z9 | 1
3RT2037-1NE34 |  | power contactor, AC-3e/AC-3, 65 A, 30 kW / 400 V, 3-pole, 48-80 V AC/DC, 50/60 Hz, with integrated varistor, auxiliary contacts: 2 NO + 2 NC, screw terminal, size: S2, removable auxiliary switch | 10100 | 1 | Z9 | 1
3RT2037-1NF30 |  | power contactor, AC-3e/AC-3, 65 A, 30 kW / 400 V, 3-pole, 83-155 V AC/DC, 50/60 Hz, with integrated varistor, auxiliary contacts: 1 NO + 1 NC, screw terminal, size: S2 | 9560 | 1 | Z9 | 1
3RT2037-1NF34 |  | power contactor, AC-3e/AC-3, 65 A, 30 kW / 400 V, 3-pole, 83-155 V AC/DC, 50/60 Hz, with integrated varistor, auxiliary contacts: 2 NO + 2 NC, screw terminal, size: S2, removable auxiliary switch | 9960 | 1 | Z9 | 1
3RT2037-1NP30 |  | power contactor, AC-3e/AC-3, 65 A, 30 kW / 400 V, 3-pole, 175-280 V AC/DC, 50/60 Hz, with integrated varistor, auxiliary contacts: 1 NO + 1 NC, screw terminal, size: S2 | 9560 | 1 | Z9 | 1
3RT2037-1NP34 |  | power contactor, AC-3e/AC-3, 65 A, 30 kW / 400 V, 3-pole, 175-280 V AC/DC, 50/60 Hz, with integrated varistor, auxiliary contacts: 2 NO + 2 NC, screw terminal, size: S2, removable auxiliary switch | 9960 | 1 | Z9 | 1
3RT2037-1XB40-0LA2 |  | traction contactor, AC-3e/AC-3, 65 A, 30 kW / 400 V, 3-pole, 24 V DC, 0.7-1.25* Uc, solid-state operating mechanism, with integrated varistor, auxiliary contacts: 1 NO + 1 NC, screw terminal, frame size: S2 | 13200 | 1 | Z9 | 1
3RT2037-1XF40-0LA2 |  | traction contactor, AC-3e/AC-3, 65 A, 30 kW / 400 V, 3-pole, 110 V DC, 0.7-1.25* Uc, solid-state operating mechanism, with integrated varistor, auxiliary contacts: 1 NO + 1 NC, screw terminal, frame size: S2 | 13200 | 1 | Z9 | 1
3RT2037-3AB00 |  | power contactor, AC-3e/AC-3, 65 A, 30 kW / 400 V, 3-pole, 24 V AC, 50 Hz, auxiliary contacts: 1 NO + 1 NC, main circuit: screw terminal, control and auxiliary circuit: spring-loaded terminal, size: S2 | 6330 | 1 | Z9 | 1
3RT2037-3AC20 |  | power contactor, AC-3e/AC-3, 65 A, 30 kW / 400 V, 3-pole, 24 V AC, 50/60 Hz, auxiliary contacts: 1 NO + 1 NC, main circuit: screw terminal, control and auxiliary circuit: spring-loaded terminal, size: S2 | 6330 | 1 | Z9 | 1
3RT2037-3AF00 |  | power contactor, AC-3e/AC-3, 65 A, 30 kW / 400 V, 3-pole, 110 V AC, 50 Hz, auxiliary contacts: 1 NO + 1 NC, main circuit: screw terminal, control and auxiliary circuit: spring-loaded terminal, size: S2 | 6330 | 1 | Z9 | 1
3RT2037-3AF04 |  | power contactor, AC-3e/AC-3, 65 A, 30 kW / 400 V, 3-pole, 110 V AC, 50 Hz, auxiliary contacts: 2 NO + 2 NC, main circuit: screw terminal, control and auxiliary circuit: spring-loaded terminal, size: S2, removable auxiliary switch | 6730 | 1 | Z9 | 1
3RT2037-3AF06 |  | power contactor, AC-3e/AC-3, 65 A, 30 kW / 400 V, 3-pole, 110 V AC, 50 Hz, auxiliary contacts: 2 NO + 2 NC, main circuit: screw terminal, control and auxiliary circuit: spring-loaded terminal, size: S2, lateral auxiliary switch | 6840 | 1 | Z9 | 1
3RT2037-3AG16 |  | power contactor, AC-3e/AC-3, 65 A, 30 kW / 400 V, 3-pole, 110 V AC, 60 Hz, auxiliary contacts: 2 NO + 2 NC, main circuit: screw terminal, control and auxiliary circuit: spring-loaded terminal, size: S2, lateral auxiliary switch | 6920 | 1 | Z9 | 1
3RT2037-3AG20 |  | power contactor, AC-3e/AC-3, 65 A, 30 kW / 400 V, 3-pole, 110 V AC, 50/60 Hz, auxiliary contacts: 1 NO + 1 NC, main circuit: screw terminal, control and auxiliary circuit: spring-loaded terminal, size: S2 | 6330 | 1 | Z9 | 1
3RT2037-3AH00 |  | power contactor, AC-3e/AC-3, 65 A, 30 kW / 400 V, 3-pole, 48 V AC, 50 Hz, auxiliary contacts: 1 NO + 1 NC, main circuit: screw terminal, control and auxiliary circuit: spring-loaded terminal, size: S2 | 6330 | 1 | Z9 | 1
3RT2037-3AK60 |  | power contactor, AC-3e/AC-3, 65 A, 30 kW / 400 V, 3-pole, 110 V AC, 50 Hz / 120 V, 60 Hz, auxiliary contacts: 1 NO + 1 NC, main circuit: screw terminal, control and auxiliary circuit: spring-loaded terminal, size: S2 | 6330 | 1 | Z9 | 1
3RT2037-3AL20 |  | power contactor, AC-3e/AC-3, 65 A, 30 kW / 400 V, 3-pole, 230 V AC, 50/60 Hz, auxiliary contacts: 1 NO + 1 NC, main circuit: screw terminal, control and auxiliary circuit: spring-loaded terminal, size: S2 | 6330 | 1 | Z9 | 1
3RT2037-3AN20 |  | power contactor, AC-3e/AC-3, 65 A, 30 kW / 400 V, 3-pole, 220 V AC, 50/60 Hz, auxiliary contacts: 1 NO + 1 NC, main circuit: screw terminal, control and auxiliary circuit: spring-loaded terminal, size: S2 | 6330 | 1 | Z9 | 1
3RT2037-3AP00 |  | power contactor, AC-3e/AC-3, 65 A, 30 kW / 400 V, 3-pole, 230 V AC, 50 Hz, auxiliary contacts: 1 NO + 1 NC, main circuit: screw terminal, control and auxiliary circuit: spring-loaded terminal, size: S2 | 6330 | 1 | Z9 | 1
3RT2037-3AP06 |  | power contactor, AC-3e/AC-3, 65 A, 30 kW / 400 V, 3-pole, 230 V AC, 50 Hz, auxiliary contacts: 2 NO + 2 NC, main circuit: screw terminal, control and auxiliary circuit: spring-loaded terminal, size: S2, lateral auxiliary switch | 6840 | 1 | Z9 | 1
3RT2037-3AP60 |  | power contactor, AC-3e/AC-3, 65 A, 30 kW / 400 V, 3-pole, 220 V AC, 50 Hz / 240 V, 60 Hz, auxiliary contacts: 1 NO + 1 NC, main circuit: screw terminal, control and auxiliary circuit: spring-loaded terminal, size: S2 | 6330 | 1 | Z9 | 1
3RT2037-3AV00 |  | power contactor, AC-3e/AC-3, 65 A, 30 kW / 400 V, 3-pole, 400 V AC, 50 Hz, auxiliary contacts: 1 NO + 1 NC, main circuit: screw terminal, control and auxiliary circuit: spring-loaded terminal, size: S2 | 6410 | 1 | Z9 | 1
3RT2037-3CL24-3MA0 |  | power contactor, AC-3e/AC-3, 65 A, 30 kW / 400 V, 3-pole, 230 V AC, 50/60 Hz, with plugged-in varistor, auxiliary contacts: 2 NO + 2 NC, main circuit: screw terminal, control and auxiliary circuit: spring-loaded terminal, size: S2, captive auxiliary switch | 7070 | 1 | Z9 | 1
3RT2037-3EL20 |  | power contactor, AC-3e/AC-3, 65 A, 30 kW / 400 V, 3-pole, 230 V AC, 50/60 Hz, with plugged-in RC element, auxiliary contacts: 1 NO + 1 NC, main circuit: screw terminal, control and auxiliary circuit: spring-loaded terminal, size: S2, | 6880 | 1 | Z9 | 1
3RT2037-3KB40 |  | power contactor, AC-3e/AC-3, 65 A, 30 kW / 400 V, 3-pole, 24 V DC, 0.8-1.2* Uc, with integrated varistor, auxiliary contacts: 1 NO + 1 NC, main circuit: screw terminal, control and auxiliary circuit: spring-loaded terminal, frame size: S2, suitable for PLC outputs | 9560 | 1 | Z9 | 1
3RT2037-3KB44-3MA0 |  | power contactor, AC-3e/AC-3, 65 A, 30 kW / 400 V, 3-pole, 24 V DC, 0.8-1.2* Uc, with integrated varistor, auxiliary contacts: 2 NO + 2 NC, main circuit: screw terminal, control and auxiliary circuit: spring-loaded terminal, frame size: S2, suitable for PLC outputs, captive auxiliary switch | 10000 | 1 | Z9 | 1
3RT2037-3NB30 |  | power contactor, AC-3e/AC-3, 65 A, 30 kW / 400 V, 3-pole, 20-33 V AC/DC, 50/60 Hz, with integrated varistor, auxiliary contacts: 1 NO + 1 NC, main circuit: screw terminal, control and auxiliary circuit: spring-loaded terminal, size: S2, | 9560 | 1 | Z9 | 1
3RT2037-3NB30-0CC0 |  | power contactor, AC-3e/AC-3, 65 A, 30 kW / 400 V, 3-pole, 20-33 V AC/DC, 50/60 Hz, with integrated varistor, auxiliary contacts: 1 NO + 1 NC, main circuit: screw terminal, control and auxiliary circuit: spring-loaded terminal, size: S2, communication-capable | 10600 | 1 | Z9 | 1
3RT2037-3NB34-3MA0 |  | power contactor, AC-3e/AC-3, 65 A, 30 kW / 400 V, 3-pole, 20-33 V AC/DC, 50/60 Hz, with integrated varistor, auxiliary contacts: 2 NO + 2 NC, main circuit: screw terminal, control and auxiliary circuit: spring-loaded terminal, size: S2, captive auxiliary switch | 10000 | 1 | Z9 | 1
3RT2037-3NE34 |  | power contactor, AC-3e/AC-3, 65 A, 30 kW / 400 V, 3-pole, 48-80 V AC/DC, 50/60 Hz, with integrated varistor, auxiliary contacts: 2 NO + 2 NC, main circuit: screw terminal, control and auxiliary circuit: spring-loaded terminal, size: S2, removable auxiliary switch | 10100 | 1 | Z9 | 1
3RT2037-3NF30 |  | power contactor, AC-3e/AC-3, 65 A, 30 kW / 400 V, 3-pole, 83-155 V AC/DC, 50/60 Hz, with integrated varistor, auxiliary contacts: 1 NO + 1 NC, main circuit: screw terminal, control and auxiliary circuit: spring-loaded terminal, size: S2, | 9560 | 1 | Z9 | 1
3RT2037-3NP30 |  | power contactor, AC-3e/AC-3, 65 A, 30 kW / 400 V, 3-pole, 175-280 V AC/DC, 50/60 Hz, with integrated varistor, auxiliary contacts: 1 NO + 1 NC, main circuit: screw terminal, control and auxiliary circuit: spring-loaded terminal, size: S2, | 9560 | 1 | Z9 | 1
3RT2037-3XB40-0LA2 |  | traction contactor, AC-3e/AC-3, 65 A, 30 kW / 400 V, 3-pole, 24 V DC, 0.7-1.25* Uc, solid-state operating mechanism, with integrated varistor, auxiliary contacts: 1 NO + 1 NC, main circuit: screw terminal, control and auxiliary circuit: spring-loaded terminal, frame size: S2 | 13200 | 1 | Z9 | 1
3RT2037-3XB44-0LA2 |  | traction contactor, AC-3e/AC-3, 65 A, 30 kW / 400 V, 3-pole, 24 V DC, 0.7-1.25* Uc, solid-state operating mechanism, with integrated varistor, auxiliary contacts: 2 NO + 2 NC, main circuit: screw terminal, control and auxiliary circuit: spring-loaded terminal, frame size: S2, removable auxiliary switch | 13600 | 1 | Z9 | 1
3RT2037-3XF40-0LA2 |  | traction contactor, AC-3e/AC-3, 65 A, 30 kW / 400 V, 3-pole, 110 V DC, 0.7-1.25* Uc, solid-state operating mechanism, with integrated varistor, auxiliary contacts: 1 NO + 1 NC, main circuit: screw terminal, control and auxiliary circuit: spring-loaded terminal, frame size: S2 | 13200 | 1 | Z9 | 1
3RT2037-3XF44-0LA2 |  | traction contactor, AC-3e/AC-3, 65 A, 30 kW / 400 V, 3-pole, 110 V DC, 0.7-1.25* Uc, solid-state operating mechanism, with integrated varistor, auxiliary contacts: 2 NO + 2 NC, main circuit: screw terminal, control and auxiliary circuit: spring-loaded terminal, frame size: S2, removable auxiliary switch | 13600 | 1 | Z9 | 1
3RT2037-3XJ40-0LA2 |  | traction contactor, AC-3e/AC-3, 65 A, 30 kW / 400 V, 3-pole, 72 V DC, 0.7-1.25* Uc, solid-state operating mechanism, with integrated varistor, auxiliary contacts: 1 NO + 1 NC, main circuit: screw terminal, control and auxiliary circuit: spring-loaded terminal, frame size: S2 | 13400 | 1 | Z9 | 1
3RT2037-3XJ44-0LA2 |  | traction contactor, AC-3e/AC-3, 65 A, 30 kW / 400 V, 3-pole, 72 V DC, 0.7-1.25* Uc, solid-state operating mechanism, with integrated varistor, auxiliary contacts: 2 NO + 2 NC, main circuit: screw terminal, control and auxiliary circuit: spring-loaded terminal, frame size: S2, removable auxiliary switch | 13800 | 1 | Z9 | 1
3RT2038-1AB00 |  | power contactor, AC-3e/AC-3, 80 A, 37 kW / 400 V, 3-pole, 24 V AC, 50 Hz, auxiliary contacts: 1 NO + 1 NC, screw terminal, size: S2 | 7050 | 1 | Z9 | 1
3RT2038-1AB04 |  | power contactor, AC-3e/AC-3, 80 A, 37 kW / 400 V, 3-pole, 24 V AC, 50 Hz, auxiliary contacts: 2 NO + 2 NC, screw terminal, size: S2, removable auxiliary switch | 7450 | 1 | Z9 | 1
3RT2038-1AC20 |  | power contactor, AC-3e/AC-3, 80 A, 37 kW / 400 V, 3-pole, 24 V AC, 50/60 Hz, auxiliary contacts: 1 NO + 1 NC, screw terminal, size: S2 | 7050 | 1 | Z9 | 1
3RT2038-1AC24 |  | power contactor, AC-3e/AC-3, 80 A, 37 kW / 400 V, 3-pole, 24 V AC, 50/60 Hz, auxiliary contacts: 2 NO + 2 NC, screw terminal, size: S2, removable auxiliary switch | 7450 | 1 | Z9 | 1
3RT2038-1AD00 |  | power contactor, AC-3e/AC-3, 80 A, 37 kW / 400 V, 3-pole, 42 V AC, 50 Hz, auxiliary contacts: 1 NO + 1 NC, screw terminal, size: S2 | 7130 | 1 | Z9 | 1
3RT2038-1AD04 |  | power contactor, AC-3e/AC-3, 80 A, 37 kW / 400 V, 3-pole, 42 V AC, 50 Hz, auxiliary contacts: 2 NO + 2 NC, screw terminal, size: S2, removable auxiliary switch | 7600 | 1 | Z9 | 1
3RT2038-1AF00 |  | power contactor, AC-3e/AC-3, 80 A, 37 kW / 400 V, 3-pole, 110 V AC, 50 Hz, auxiliary contacts: 1 NO + 1 NC, screw terminal, size: S2 | 7050 | 1 | Z9 | 1
3RT2038-1AF04 |  | power contactor, AC-3e/AC-3, 80 A, 37 kW / 400 V, 3-pole, 110 V AC, 50 Hz, auxiliary contacts: 2 NO + 2 NC, screw terminal, size: S2, removable auxiliary switch | 7450 | 1 | Z9 | 1
3RT2038-1AG20 |  | power contactor, AC-3e/AC-3, 80 A, 37 kW / 400 V, 3-pole, 110 V AC, 50/60 Hz, auxiliary contacts: 1 NO + 1 NC, screw terminal, size: S2 | 7050 | 1 | Z9 | 1
3RT2038-1AG24 |  | power contactor, AC-3e/AC-3, 80 A, 37 kW / 400 V, 3-pole, 110 V AC, 50/60 Hz, auxiliary contacts: 2 NO + 2 NC, screw terminal, size: S2, removable auxiliary switch | 7450 | 1 | Z9 | 1
3RT2038-1AG60 |  | power contactor, AC-3e/AC-3, 80 A, 37 kW / 400 V, 3-pole, 100 V AC, 50 Hz / 100-110 V, 60 Hz, auxiliary contacts: 1 NO + 1 NC, screw terminal, size: S2 | 7130 | 1 | Z9 | 1
3RT2038-1AH00 |  | power contactor, AC-3e/AC-3, 80 A, 37 kW / 400 V, 3-pole, 48 V AC, 50 Hz, auxiliary contacts: 1 NO + 1 NC, screw terminal, size: S2 | 7050 | 1 | Z9 | 1
3RT2038-1AH20 |  | power contactor, AC-3e/AC-3, 80 A, 37 kW / 400 V, 3-pole, 48 V AC, 50/60 Hz, auxiliary contacts: 1 NO + 1 NC, screw terminal, size: S2 | 7130 | 1 | Z9 | 1
3RT2038-1AK60 |  | power contactor, AC-3e/AC-3, 80 A, 37 kW / 400 V, 3-pole, 110 V AC, 50 Hz / 120 V, 60 Hz, auxiliary contacts: 1 NO + 1 NC, screw terminal, size: S2 | 7050 | 1 | Z9 | 1
3RT2038-1AK60-1AA0 |  | power contactor, AC-3e/AC-3, 80 A, 37 kW / 400 V, 3-pole, 110 V AC, 50 Hz / 120 V, 60 Hz, auxiliary contacts: 1 NO + 1 NC, screw terminal, size: S2, upright mounting position | 7620 | 1 | Z9 | 1
3RT2038-1AK64 |  | power contactor, AC-3e/AC-3, 80 A, 37 kW / 400 V, 3-pole, 110 V AC, 50 Hz / 120 V, 60 Hz, auxiliary contacts: 2 NO + 2 NC, screw terminal, size: S2, removable auxiliary switch | 7450 | 1 | Z9 | 1
3RT2038-1AK64-3MA0 |  | power contactor, AC-3e/AC-3, 80 A, 37 kW / 400 V, 3-pole, 110 V AC, 50 Hz / 120 V, 60 Hz, auxiliary contacts: 2 NO + 2 NC, screw terminal, size: S2, captive auxiliary switch | 7520 | 1 | Z9 | 1
3RT2038-1AL20 |  | power contactor, AC-3e/AC-3, 80 A, 37 kW / 400 V, 3-pole, 230 V AC, 50/60 Hz, auxiliary contacts: 1 NO + 1 NC, screw terminal, size: S2 | 7050 | 1 | Z9 | 1
3RT2038-1AL24 |  | power contactor, AC-3e/AC-3, 80 A, 37 kW / 400 V, 3-pole, 230 V AC, 50/60 Hz, auxiliary contacts: 2 NO + 2 NC, screw terminal, size: S2, removable auxiliary switch | 7450 | 1 | Z9 | 1
3RT2038-1AM20 |  | power contactor, AC-3e/AC-3, 80 A, 37 kW / 400 V, 3-pole, 208 V AC, 50/60 Hz, auxiliary contacts: 1 NO + 1 NC, screw terminal, size: S2 | 7130 | 1 | Z9 | 1
3RT2038-1AN20 |  | power contactor, AC-3e/AC-3, 80 A, 37 kW / 400 V, 3-pole, 220 V AC, 50/60 Hz, auxiliary contacts: 1 NO + 1 NC, screw terminal, size: S2 | 7050 | 1 | Z9 | 1
3RT2038-1AN24 |  | power contactor, AC-3e/AC-3, 80 A, 37 kW / 400 V, 3-pole, 220 V AC, 50/60 Hz, auxiliary contacts: 2 NO + 2 NC, screw terminal, size: S2, removable auxiliary switch | 7450 | 1 | Z9 | 1
3RT2038-1AN60 |  | power contactor, AC-3e/AC-3, 80 A, 37 kW / 400 V, 3-pole, 200 V AC, 50 Hz / 200-220 V, 60 Hz, auxiliary contacts: 1 NO + 1 NC, screw terminal, size: S2 | 7130 | 1 | Z9 | 1
3RT2038-1AP00 |  | power contactor, AC-3e/AC-3, 80 A, 37 kW / 400 V, 3-pole, 230 V AC, 50 Hz, auxiliary contacts: 1 NO + 1 NC, screw terminal, size: S2 | 7050 | 1 | Z9 | 1
3RT2038-1AP00-1AA0 |  | power contactor, AC-3e/AC-3, 80 A, 37 kW / 400 V, 3-pole, 230 V AC, 50 Hz, auxiliary contacts: 1 NO + 1 NC, screw terminal, size: S2, upright mounting position | 7620 | 1 | Z9 | 1
3RT2038-1AP04 |  | power contactor, AC-3e/AC-3, 80 A, 37 kW / 400 V, 3-pole, 230 V AC, 50 Hz, auxiliary contacts: 2 NO + 2 NC, screw terminal, size: S2, removable auxiliary switch | 7450 | 1 | Z9 | 1
3RT2038-1AP04-3MA0 |  | power contactor, AC-3e/AC-3, 80 A, 37 kW / 400 V, 3-pole, 230 V AC, 50 Hz, auxiliary contacts: 2 NO + 2 NC, screw terminal, size: S2, captive auxiliary switch | 7520 | 1 | Z9 | 1
3RT2038-1AP60 |  | power contactor, AC-3e/AC-3, 80 A, 37 kW / 400 V, 3-pole, 220 V AC, 50 Hz / 240 V, 60 Hz, auxiliary contacts: 1 NO + 1 NC, screw terminal, size: S2 | 7050 | 1 | Z9 | 1
3RT2038-1AP64 |  | power contactor, AC-3e/AC-3, 80 A, 37 kW / 400 V, 3-pole, 220 V AC, 50 Hz / 240 V, 60 Hz, auxiliary contacts: 2 NO + 2 NC, screw terminal, size: S2, removable auxiliary switch | 7450 | 1 | Z9 | 1
3RT2038-1AQ20 |  | power contactor, AC-3e/AC-3, 80 A, 37 kW / 400 V, 3-pole, 500 V AC, 50/60 Hz, auxiliary contacts: 1 NO + 1 NC, screw terminal, size: S2 | 7130 | 1 | Z9 | 1
3RT2038-1AR60 |  | power contactor, AC-3e/AC-3, 80 A, 37 kW / 400 V, 3-pole, 400 V AC, 50 Hz / 400-440 V, 60 Hz, auxiliary contacts: 1 NO + 1 NC, screw terminal, size: S2 | 7130 | 1 | Z9 | 1
3RT2038-1AR64 |  | power contactor, AC-3e/AC-3, 80 A, 37 kW / 400 V, 3-pole, 400 V AC, 50 Hz / 400-440 V, 60 Hz, auxiliary contacts: 2 NO + 2 NC, screw terminal, size: S2, removable auxiliary switch | 7600 | 1 | Z9 | 1
3RT2038-1AT60 |  | power contactor, AC-3e/AC-3, 80 A, 37 kW / 400 V, 3-pole, 600 V AC, 60 Hz, auxiliary contacts: 1 NO + 1 NC, screw terminal, size: S2 | 7130 | 1 | Z9 | 1
3RT2038-1AU00 |  | power contactor, AC-3e/AC-3, 80 A, 37 kW / 400 V, 3-pole, 240 V AC, 50 Hz, auxiliary contacts: 1 NO + 1 NC, screw terminal, size: S2 | 7050 | 1 | Z9 | 1
3RT2038-1AV00 |  | power contactor, AC-3e/AC-3, 80 A, 37 kW / 400 V, 3-pole, 400 V AC, 50 Hz, auxiliary contacts: 1 NO + 1 NC, screw terminal, size: S2 | 7130 | 1 | Z9 | 1
3RT2038-1AV04 |  | power contactor, AC-3e/AC-3, 80 A, 37 kW / 400 V, 3-pole, 400 V AC, 50 Hz, auxiliary contacts: 2 NO + 2 NC, screw terminal, size: S2, removable auxiliary switch | 7600 | 1 | Z9 | 1
3RT2038-1AV60 |  | power contactor, AC-3e/AC-3, 80 A, 37 kW / 400 V, 3-pole, 480 V AC, 60 Hz, auxiliary contacts: 1 NO + 1 NC, screw terminal, size: S2 | 7130 | 1 | Z9 | 1
3RT2038-1CK64-3MA0 |  | power contactor, AC-3e/AC-3, 80 A, 37 kW / 400 V, 3-pole, 110 V AC, 50 Hz / 120 V, 60 Hz, with plugged-in varistor, auxiliary contacts: 2 NO + 2 NC, screw terminal, size: S2, captive auxiliary switch | 7810 | 1 | Z9 | 1
3RT2038-1CL24-3MA0 |  | power contactor, AC-3e/AC-3, 80 A, 37 kW / 400 V, 3-pole, 230 V AC, 50/60 Hz, with plugged-in varistor, auxiliary contacts: 2 NO + 2 NC, screw terminal, size: S2, captive auxiliary switch | 7810 | 1 | Z9 | 1
3RT2038-1CP04 |  | power contactor, AC-3e/AC-3, 80 A, 37 kW / 400 V, 3-pole, 230 V AC, 50 Hz, with plugged-in varistor, auxiliary contacts: 2 NO + 2 NC, screw terminal, size: S2, removable auxiliary switch | 7750 | 1 | Z9 | 1
3RT2038-1KB40 |  | power contactor, AC-3e/AC-3, 80 A, 37 kW / 400 V, 3-pole, 24 V DC, 0.8-1.2* Uc, with integrated varistor, auxiliary contacts: 1 NO + 1 NC, screw terminal, frame size: S2, suitable for PLC outputs | 10100 | 1 | Z9 | 1
3RT2038-1KB44 |  | power contactor, AC-3e/AC-3, 80 A, 37 kW / 400 V, 3-pole, 24 V DC, 0.8-1.2* Uc, with integrated varistor, auxiliary contacts: 2 NO + 2 NC, screw terminal, frame size: S2, suitable for PLC outputs, removable auxiliary switch | 10400 | 1 | Z9 | 1
3RT2038-1KB44-3MA0 |  | power contactor, AC-3e/AC-3, 80 A, 37 kW / 400 V, 3-pole, 24 V DC, 0.8-1.2* Uc, with integrated varistor, auxiliary contacts: 2 NO + 2 NC, screw terminal, frame size: S2, suitable for PLC outputs, captive auxiliary switch | 10400 | 1 | Z9 | 1
3RT2038-1NB30 |  | power contactor, AC-3e/AC-3, 80 A, 37 kW / 400 V, 3-pole, 20-33 V AC/DC, 50/60 Hz, with integrated varistor, auxiliary contacts: 1 NO + 1 NC, screw terminal, size: S2 | 10100 | 1 | Z9 | 1
3RT2038-1NB30-0CC0 |  | power contactor, AC-3e/AC-3, 80 A, 37 kW / 400 V, 3-pole, 20-33 V AC/DC, 50/60 Hz, with integrated varistor, auxiliary contacts: 1 NO + 1 NC, screw terminal, size: S2, communication-capable | 11100 | 1 | Z9 | 1
3RT2038-1NB34 |  | power contactor, AC-3e/AC-3, 80 A, 37 kW / 400 V, 3-pole, 20-33 V AC/DC, 50/60 Hz, with integrated varistor, auxiliary contacts: 2 NO + 2 NC, screw terminal, size: S2, removable auxiliary switch | 10400 | 1 | Z9 | 1
3RT2038-1NB34-3MA0 |  | power contactor, AC-3e/AC-3, 80 A, 37 kW / 400 V, 3-pole, 20-33 V AC/DC, 50/60 Hz, with integrated varistor, auxiliary contacts: 2 NO + 2 NC, screw terminal, size: S2, captive auxiliary switch | 10500 | 1 | Z9 | 1
3RT2038-1NE30 |  | power contactor, AC-3e/AC-3, 80 A, 37 kW / 400 V, 3-pole, 48-80 V AC/DC, 50/60 Hz, with integrated varistor, auxiliary contacts: 1 NO + 1 NC, screw terminal, size: S2 | 10200 | 1 | Z9 | 1
3RT2038-1NF30 |  | power contactor, AC-3e/AC-3, 80 A, 37 kW / 400 V, 3-pole, 83-155 V AC/DC, 50/60 Hz, with integrated varistor, auxiliary contacts: 1 NO + 1 NC, screw terminal, size: S2 | 10100 | 1 | Z9 | 1
3RT2038-1NF34 |  | power contactor, AC-3e/AC-3, 80 A, 37 kW / 400 V, 3-pole, 83-155 V AC/DC, 50/60 Hz, with integrated varistor, auxiliary contacts: 2 NO + 2 NC, screw terminal, size: S2, removable auxiliary switch | 10400 | 1 | Z9 | 1
3RT2038-1NP30 |  | power contactor, AC-3e/AC-3, 80 A, 37 kW / 400 V, 3-pole, 175-280 V AC/DC, 50/60 Hz, with integrated varistor, auxiliary contacts: 1 NO + 1 NC, screw terminal, size: S2 | 10100 | 1 | Z9 | 1
3RT2038-1NP34 |  | power contactor, AC-3e/AC-3, 80 A, 37 kW / 400 V, 3-pole, 175-280 V AC/DC, 50/60 Hz, with integrated varistor, auxiliary contacts: 2 NO + 2 NC, screw terminal, size: S2, removable auxiliary switch | 10400 | 1 | Z9 | 1
3RT2038-1XB40-0LA2 |  | traction contactor, AC-3e/AC-3, 80 A, 37 kW / 400 V, 3-pole, 24 V DC, 0.7-1.25* Uc, solid-state operating mechanism, with integrated varistor, auxiliary contacts: 1 NO + 1 NC, screw terminal, frame size: S2 | 13900 | 1 | Z9 | 1
3RT2038-1XF40-0LA2 |  | traction contactor, AC-3e/AC-3, 80 A, 37 kW / 400 V, 3-pole, 110 V DC, 0.7-1.25* Uc, solid-state operating mechanism, with integrated varistor, auxiliary contacts: 1 NO + 1 NC, screw terminal, frame size: S2 | 13900 | 1 | Z9 | 1
3RT2038-3AB00 |  | power contactor, AC-3e/AC-3, 80 A, 37 kW / 400 V, 3-pole, 24 V AC, 50 Hz, auxiliary contacts: 1 NO + 1 NC, main circuit: screw terminal, control and auxiliary circuit: spring-loaded terminal, size: S2 | 7050 | 1 | Z9 | 1
3RT2038-3AC20 |  | power contactor, AC-3e/AC-3, 80 A, 37 kW / 400 V, 3-pole, 24 V AC, 50/60 Hz, auxiliary contacts: 1 NO + 1 NC, main circuit: screw terminal, control and auxiliary circuit: spring-loaded terminal, size: S2 | 7050 | 1 | Z9 | 1
3RT2038-3AF00 |  | power contactor, AC-3e/AC-3, 80 A, 37 kW / 400 V, 3-pole, 110 V AC, 50 Hz, auxiliary contacts: 1 NO + 1 NC, main circuit: screw terminal, control and auxiliary circuit: spring-loaded terminal, size: S2 | 7050 | 1 | Z9 | 1
3RT2038-3AF04 |  | power contactor, AC-3e/AC-3, 80 A, 37 kW / 400 V, 3-pole, 110 V AC, 50 Hz, auxiliary contacts: 2 NO + 2 NC, main circuit: screw terminal, control and auxiliary circuit: spring-loaded terminal, size: S2, removable auxiliary switch | 7470 | 1 | Z9 | 1
3RT2038-3AF06 |  | power contactor, AC-3e/AC-3, 80 A, 37 kW / 400 V, 3-pole, 110 V AC, 50 Hz, auxiliary contacts: 2 NO + 2 NC, main circuit: screw terminal, control and auxiliary circuit: spring-loaded terminal, size: S2, lateral auxiliary switch | 7600 | 1 | Z9 | 1
3RT2038-3AG20 |  | power contactor, AC-3e/AC-3, 80 A, 37 kW / 400 V, 3-pole, 110 V AC, 50/60 Hz, auxiliary contacts: 1 NO + 1 NC, main circuit: screw terminal, control and auxiliary circuit: spring-loaded terminal, size: S2 | 7050 | 1 | Z9 | 1
3RT2038-3AH00 |  | power contactor, AC-3e/AC-3, 80 A, 37 kW / 400 V, 3-pole, 48 V AC, 50 Hz, auxiliary contacts: 1 NO + 1 NC, main circuit: screw terminal, control and auxiliary circuit: spring-loaded terminal, size: S2 | 7050 | 1 | Z9 | 1
3RT2038-3AK60 |  | power contactor, AC-3e/AC-3, 80 A, 37 kW / 400 V, 3-pole, 110 V AC, 50 Hz / 120 V, 60 Hz, auxiliary contacts: 1 NO + 1 NC, main circuit: screw terminal, control and auxiliary circuit: spring-loaded terminal, size: S2 | 7050 | 1 | Z9 | 1
3RT2038-3AK64-3MA0 |  | power contactor, AC-3e/AC-3, 80 A, 37 kW / 400 V, 3-pole, 110 V AC, 50 Hz / 120 V, 60 Hz, auxiliary contacts: 2 NO + 2 NC, main circuit: screw terminal, control and auxiliary circuit: spring-loaded terminal, size: S2, captive auxiliary switch | 7520 | 1 | Z9 | 1
3RT2038-3AL20 |  | power contactor, AC-3e/AC-3, 80 A, 37 kW / 400 V, 3-pole, 230 V AC, 50/60 Hz, auxiliary contacts: 1 NO + 1 NC, main circuit: screw terminal, control and auxiliary circuit: spring-loaded terminal, size: S2 | 7050 | 1 | Z9 | 1
3RT2038-3AL20-1AA0 |  | power contactor, AC-3e/AC-3, 80 A, 37 kW / 400 V, 3-pole, 230 V AC, 50/60 Hz, auxiliary contacts: 1 NO + 1 NC, main circuit: screw terminal, control and auxiliary circuit: spring-loaded terminal, size: S2, upright mounting position | 7620 | 1 | Z9 | 1
3RT2038-3AM20 |  | power contactor, AC-3e/AC-3, 80 A, 37 kW / 400 V, 3-pole, 208 V AC, 50/60 Hz, auxiliary contacts: 1 NO + 1 NC, main circuit: screw terminal, control and auxiliary circuit: spring-loaded terminal, size: S2 | 7130 | 1 | Z9 | 1
3RT2038-3AN20 |  | power contactor, AC-3e/AC-3, 80 A, 37 kW / 400 V, 3-pole, 220 V AC, 50/60 Hz, auxiliary contacts: 1 NO + 1 NC, main circuit: screw terminal, control and auxiliary circuit: spring-loaded terminal, size: S2 | 7050 | 1 | Z9 | 1
3RT2038-3AP00 |  | power contactor, AC-3e/AC-3, 80 A, 37 kW / 400 V, 3-pole, 230 V AC, 50 Hz, auxiliary contacts: 1 NO + 1 NC, main circuit: screw terminal, control and auxiliary circuit: spring-loaded terminal, size: S2 | 7050 | 1 | Z9 | 1
3RT2038-3AP06 |  | power contactor, AC-3e/AC-3, 80 A, 37 kW / 400 V, 3-pole, 230 V AC, 50 Hz, auxiliary contacts: 2 NO + 2 NC, main circuit: screw terminal, control and auxiliary circuit: spring-loaded terminal, size: S2, lateral auxiliary switch | 7600 | 1 | Z9 | 1
3RT2038-3AP60 |  | power contactor, AC-3e/AC-3, 80 A, 37 kW / 400 V, 3-pole, 220 V AC, 50 Hz / 240 V, 60 Hz, auxiliary contacts: 1 NO + 1 NC, main circuit: screw terminal, control and auxiliary circuit: spring-loaded terminal, size: S2 | 7050 | 1 | Z9 | 1
3RT2038-3AV00 |  | power contactor, AC-3e/AC-3, 80 A, 37 kW / 400 V, 3-pole, 400 V AC, 50 Hz, auxiliary contacts: 1 NO + 1 NC, main circuit: screw terminal, control and auxiliary circuit: spring-loaded terminal, size: S2 | 7130 | 1 | Z9 | 1
3RT2038-3CL24-3MA0 |  | power contactor, AC-3e/AC-3, 80 A, 37 kW / 400 V, 3-pole, 230 V AC, 50/60 Hz, with plugged-in varistor, auxiliary contacts: 2 NO + 2 NC, main circuit: screw terminal, control and auxiliary circuit: spring-loaded terminal, size: S2, captive auxiliary switch | 7810 | 1 | Z9 | 1
3RT2038-3KB40 |  | power contactor, AC-3e/AC-3, 80 A, 37 kW / 400 V, 3-pole, 24 V DC, 0.8-1.2* Uc, with integrated varistor, auxiliary contacts: 1 NO + 1 NC, main circuit: screw terminal, control and auxiliary circuit: spring-loaded terminal, frame size: S2, suitable for PLC outputs | 10100 | 1 | Z9 | 1
3RT2038-3KB44-3MA0 |  | power contactor, AC-3e/AC-3, 80 A, 37 kW / 400 V, 3-pole, 24 V DC, 0.8-1.2* Uc, with integrated varistor, auxiliary contacts: 2 NO + 2 NC, main circuit: screw terminal, control and auxiliary circuit: spring-loaded terminal, frame size: S2, suitable for PLC outputs, captive auxiliary switch | 10400 | 1 | Z9 | 1
3RT2038-3NB30 |  | power contactor, AC-3e/AC-3, 80 A, 37 kW / 400 V, 3-pole, 20-33 V AC/DC, 50/60 Hz, with integrated varistor, auxiliary contacts: 1 NO + 1 NC, main circuit: screw terminal, control and auxiliary circuit: spring-loaded terminal, size: S2, | 10100 | 1 | Z9 | 1
3RT2038-3NB30-0CC0 |  | power contactor, AC-3e/AC-3, 80 A, 37 kW / 400 V, 3-pole, 20-33 V AC/DC, 50/60 Hz, with integrated varistor, auxiliary contacts: 1 NO + 1 NC, main circuit: screw terminal, control and auxiliary circuit: spring-loaded terminal, size: S2, communication-capable | 11100 | 1 | Z9 | 1
3RT2038-3NB34-3MA0 |  | power contactor, AC-3e/AC-3, 80 A, 37 kW / 400 V, 3-pole, 20-33 V AC/DC, 50/60 Hz, with integrated varistor, auxiliary contacts: 2 NO + 2 NC, main circuit: screw terminal, control and auxiliary circuit: spring-loaded terminal, size: S2, captive auxiliary switch | 10500 | 1 | Z9 | 1
3RT2038-3NF30 |  | power contactor, AC-3e/AC-3, 80 A, 37 kW / 400 V, 3-pole, 83-155 V AC/DC, 50/60 Hz, with integrated varistor, auxiliary contacts: 1 NO + 1 NC, main circuit: screw terminal, control and auxiliary circuit: spring-loaded terminal, size: S2, | 10100 | 1 | Z9 | 1
3RT2038-3NP30 |  | power contactor, AC-3e/AC-3, 80 A, 37 kW / 400 V, 3-pole, 175-280 V AC/DC, 50/60 Hz, with integrated varistor, auxiliary contacts: 1 NO + 1 NC, main circuit: screw terminal, control and auxiliary circuit: spring-loaded terminal, size: S2, | 10100 | 1 | Z9 | 1
3RT2038-3XB40-0LA2 |  | traction contactor, AC-3e/AC-3, 80 A, 37 kW / 400 V, 3-pole, 24 V DC, 0.7-1.25* Uc, solid-state operating mechanism, with integrated varistor, auxiliary contacts: 1 NO + 1 NC, main circuit: screw terminal, control and auxiliary circuit: spring-loaded terminal, frame size: S2 | 13900 | 1 | Z9 | 1
3RT2038-3XF40-0LA2 |  | traction contactor, AC-3e/AC-3, 80 A, 37 kW / 400 V, 3-pole, 110 V DC, 0.7-1.25* Uc, solid-state operating mechanism, with integrated varistor, auxiliary contacts: 1 NO + 1 NC, main circuit: screw terminal, control and auxiliary circuit: spring-loaded terminal, frame size: S2 | 13900 | 1 | Z9 | 1
3RT2038-3XF44-0LA2 |  | traction contactor, AC-3e/AC-3, 80 A, 37 kW / 400 V, 3-pole, 110 V DC, 0.7-1.25* Uc, solid-state operating mechanism, with integrated varistor, auxiliary contacts: 2 NO + 2 NC, main circuit: screw terminal, control and auxiliary circuit: spring-loaded terminal, frame size: S2, removable auxiliary switch | 14300 | 1 | Z9 | 1
3RT2038-3XJ40-0LA2 |  | traction contactor, AC-3e/AC-3, 80 A, 37 kW / 400 V, 3-pole, 72 V DC, 0.7-1.25* Uc, solid-state operating mechanism, with integrated varistor, auxiliary contacts: 1 NO + 1 NC, main circuit: screw terminal, control and auxiliary circuit: spring-loaded terminal, frame size: S2 | 14100 | 1 | Z9 | 1
3RT2038-3XJ44-0LA2 |  | traction contactor, AC-3e/AC-3, 80 A, 37 kW / 400 V, 3-pole, 72 V DC, 0.7-1.25* Uc, solid-state operating mechanism, with integrated varistor, auxiliary contacts: 2 NO + 2 NC, main circuit: screw terminal, control and auxiliary circuit: spring-loaded terminal, frame size: S2, removable auxiliary switch | 14500 | 1 | Z9 | 1
3RT2045-1AB00 |  | power contactor, AC-3e/AC-3, 80 A, 37 kW / 400 V, 3-pole, 24 V AC, 50 Hz, auxiliary contacts: 1 NO + 1 NC, screw terminal, size: S3 | 7620 | 1 | Z9 | 1
3RT2045-1AB00-1AA0 |  | power contactor, AC-3e/AC-3, 80 A, 37 kW / 400 V, 3-pole, 24 V AC, 50 Hz, auxiliary contacts: 1 NO + 1 NC, screw terminal, size: S3, upright mounting position | 8090 | 1 | Z9 | 1
3RT2045-1AB04 |  | power contactor, AC-3e/AC-3, 80 A, 37 kW / 400 V, 3-pole, 24 V AC, 50 Hz, auxiliary contacts: 2 NO + 2 NC, screw terminal, size: S3, removable auxiliary switch | 8070 | 1 | Z9 | 1
3RT2045-1AC00 |  | power contactor, AC-3e/AC-3, 80 A, 37 kW / 400 V, 3-pole, 32 V AC, 50 Hz, auxiliary contacts: 1 NO + 1 NC, screw terminal, size: S3 | 7840 | 1 | Z9 | 1
3RT2045-1AC10 |  | power contactor, AC-3e/AC-3, 80 A, 37 kW / 400 V, 3-pole, 24 V AC, 60 Hz, auxiliary contacts: 1 NO + 1 NC, screw terminal, size: S3 | 7840 | 1 | Z9 | 1
3RT2045-1AC20 |  | power contactor, AC-3e/AC-3, 80 A, 37 kW / 400 V, 3-pole, 24 V AC, 50/60 Hz, auxiliary contacts: 1 NO + 1 NC, screw terminal, size: S3 | 7620 | 1 | Z9 | 1
3RT2045-1AC24 |  | power contactor, AC-3e/AC-3, 80 A, 37 kW / 400 V, 3-pole, 24 V AC, 50/60 Hz, auxiliary contacts: 2 NO + 2 NC, screw terminal, size: S3, removable auxiliary switch | 8070 | 1 | Z9 | 1
3RT2045-1AD00 |  | power contactor, AC-3e/AC-3, 80 A, 37 kW / 400 V, 3-pole, 42 V AC, 50 Hz, auxiliary contacts: 1 NO + 1 NC, screw terminal, size: S3 | 7840 | 1 | Z9 | 1
3RT2045-1AD04 |  | power contactor, AC-3e/AC-3, 80 A, 37 kW / 400 V, 3-pole, 42 V AC, 50 Hz, auxiliary contacts: 2 NO + 2 NC, screw terminal, size: S3, removable auxiliary switch | 8350 | 1 | Z9 | 1
3RT2045-1AD20 |  | power contactor, AC-3e/AC-3, 80 A, 37 kW / 400 V, 3-pole, 42 V AC, 50/60 Hz, auxiliary contacts: 1 NO + 1 NC, screw terminal, size: S3 | 7840 | 1 | Z9 | 1
3RT2045-1AD24 |  | power contactor, AC-3e/AC-3, 80 A, 37 kW / 400 V, 3-pole, 42 V AC, 50/60 Hz, auxiliary contacts: 2 NO + 2 NC, screw terminal, size: S3, removable auxiliary switch | 8350 | 1 | Z9 | 1
3RT2045-1AF00 |  | power contactor, AC-3e/AC-3, 80 A, 37 kW / 400 V, 3-pole, 110 V AC, 50 Hz, auxiliary contacts: 1 NO + 1 NC, screw terminal, size: S3 | 7620 | 1 | Z9 | 1
3RT2045-1AF04 |  | power contactor, AC-3e/AC-3, 80 A, 37 kW / 400 V, 3-pole, 110 V AC, 50 Hz, auxiliary contacts: 2 NO + 2 NC, screw terminal, size: S3, removable auxiliary switch | 8070 | 1 | Z9 | 1
3RT2045-1AG20 |  | power contactor, AC-3e/AC-3, 80 A, 37 kW / 400 V, 3-pole, 110 V AC, 50/60 Hz, auxiliary contacts: 1 NO + 1 NC, screw terminal, size: S3 | 7620 | 1 | Z9 | 1
3RT2045-1AG24 |  | power contactor, AC-3e/AC-3, 80 A, 37 kW / 400 V, 3-pole, 110 V AC, 50/60 Hz, auxiliary contacts: 2 NO + 2 NC, screw terminal, size: S3, removable auxiliary switch | 8070 | 1 | Z9 | 1
3RT2045-1AG60 |  | power contactor, AC-3e/AC-3, 80 A, 37 kW / 400 V, 3-pole, 100 V AC, 50 Hz / 100-110 V, 60 Hz, auxiliary contacts: 1 NO + 1 NC, screw terminal, size: S3 | 7840 | 1 | Z9 | 1
3RT2045-1AH00 |  | power contactor, AC-3e/AC-3, 80 A, 37 kW / 400 V, 3-pole, 48 V AC, 50 Hz, auxiliary contacts: 1 NO + 1 NC, screw terminal, size: S3 | 7620 | 1 | Z9 | 1
3RT2045-1AH20 |  | power contactor, AC-3e/AC-3, 80 A, 37 kW / 400 V, 3-pole, 48 V AC, 50/60 Hz, auxiliary contacts: 1 NO + 1 NC, screw terminal, size: S3 | 7840 | 1 | Z9 | 1
3RT2045-1AK60 |  | power contactor, AC-3e/AC-3, 80 A, 37 kW / 400 V, 3-pole, 110 V AC, 50 Hz / 120 V, 60 Hz, auxiliary contacts: 1 NO + 1 NC, screw terminal, size: S3 | 7620 | 1 | Z9 | 1
3RT2045-1AK64 |  | power contactor, AC-3e/AC-3, 80 A, 37 kW / 400 V, 3-pole, 110 V AC, 50 Hz / 120 V, 60 Hz, auxiliary contacts: 2 NO + 2 NC, screw terminal, size: S3, removable auxiliary switch | 8070 | 1 | Z9 | 1
3RT2045-1AK64-3MA0 |  | power contactor, AC-3e/AC-3, 80 A, 37 kW / 400 V, 3-pole, 110 V AC, 50 Hz / 120 V, 60 Hz, auxiliary contacts: 2 NO + 2 NC, screw terminal, size: S3, captive auxiliary switch | 8110 | 1 | Z9 | 1
3RT2045-1AL00 |  | power contactor, AC-3e/AC-3, 80 A, 37 kW / 400 V, 3-pole, 125 V AC, 50 Hz, auxiliary contacts: 1 NO + 1 NC, screw terminal, size: S3 | 7840 | 1 | Z9 | 1
3RT2045-1AL20 |  | power contactor, AC-3e/AC-3, 80 A, 37 kW / 400 V, 3-pole, 230 V AC, 50/60 Hz, auxiliary contacts: 1 NO + 1 NC, screw terminal, size: S3 | 7620 | 1 | Z9 | 1
3RT2045-1AL24 |  | power contactor, AC-3e/AC-3, 80 A, 37 kW / 400 V, 3-pole, 230 V AC, 50/60 Hz, auxiliary contacts: 2 NO + 2 NC, screw terminal, size: S3, removable auxiliary switch | 8070 | 1 | Z9 | 1
3RT2045-1AL26 |  | power contactor, AC-3e/AC-3, 80 A, 37 kW / 400 V, 3-pole, 230 V AC, 50/60 Hz, auxiliary contacts: 2 NO + 2 NC, screw terminal, size: S3, lateral auxiliary switch | 8070 | 1 | Z9 | 1
3RT2045-1AM20 |  | power contactor, AC-3e/AC-3, 80 A, 37 kW / 400 V, 3-pole, 208 V AC, 50/60 Hz, auxiliary contacts: 1 NO + 1 NC, screw terminal, size: S3 | 7840 | 1 | Z9 | 1
3RT2045-1AN20 |  | power contactor, AC-3e/AC-3, 80 A, 37 kW / 400 V, 3-pole, 220 V AC, 50/60 Hz, auxiliary contacts: 1 NO + 1 NC, screw terminal, size: S3 | 7620 | 1 | Z9 | 1
3RT2045-1AN24 |  | power contactor, AC-3e/AC-3, 80 A, 37 kW / 400 V, 3-pole, 220 V AC, 50/60 Hz, auxiliary contacts: 2 NO + 2 NC, screw terminal, size: S3, removable auxiliary switch | 8070 | 1 | Z9 | 1
3RT2045-1AN60 |  | power contactor, AC-3e/AC-3, 80 A, 37 kW / 400 V, 3-pole, 200 V AC, 50 Hz / 200-220 V, 60 Hz, auxiliary contacts: 1 NO + 1 NC, screw terminal, size: S3 | 7840 | 1 | Z9 | 1
3RT2045-1AP00 |  | power contactor, AC-3e/AC-3, 80 A, 37 kW / 400 V, 3-pole, 230 V AC, 50 Hz, auxiliary contacts: 1 NO + 1 NC, screw terminal, size: S3 | 7620 | 1 | Z9 | 1
3RT2045-1AP00-1AA0 |  | power contactor, AC-3e/AC-3, 80 A, 37 kW / 400 V, 3-pole, 230 V AC, 50 Hz, auxiliary contacts: 1 NO + 1 NC, screw terminal, size: S3, upright mounting position | 8090 | 1 | Z9 | 1
3RT2045-1AP04 |  | power contactor, AC-3e/AC-3, 80 A, 37 kW / 400 V, 3-pole, 230 V AC, 50 Hz, auxiliary contacts: 2 NO + 2 NC, screw terminal, size: S3, removable auxiliary switch | 8070 | 1 | Z9 | 1
3RT2045-1AP04-3MA0 |  | power contactor, AC-3e/AC-3, 80 A, 37 kW / 400 V, 3-pole, 230 V AC, 50 Hz, auxiliary contacts: 2 NO + 2 NC, screw terminal, size: S3, captive auxiliary switch | 8110 | 1 | Z9 | 1
3RT2045-1AP60 |  | power contactor, AC-3e/AC-3, 80 A, 37 kW / 400 V, 3-pole, 220 V AC, 50 Hz / 240 V, 60 Hz, auxiliary contacts: 1 NO + 1 NC, screw terminal, size: S3 | 7620 | 1 | Z9 | 1
3RT2045-1AP64 |  | power contactor, AC-3e/AC-3, 80 A, 37 kW / 400 V, 3-pole, 220 V AC, 50 Hz / 240 V, 60 Hz, auxiliary contacts: 2 NO + 2 NC, screw terminal, size: S3, removable auxiliary switch | 8070 | 1 | Z9 | 1
3RT2045-1AQ20 |  | power contactor, AC-3e/AC-3, 80 A, 37 kW / 400 V, 3-pole, 500 V AC, 50/60 Hz, auxiliary contacts: 1 NO + 1 NC, screw terminal, size: S3 | 7840 | 1 | Z9 | 1
3RT2045-1AQ60 |  | power contactor, AC-3e/AC-3, 80 A, 37 kW / 400 V, 3-pole, 220 V AC, 50 Hz / 264 V, 60 Hz, auxiliary contacts: 1 NO + 1 NC, screw terminal, size: S3 | 7840 | 1 | Z9 | 1
3RT2045-1AR60 |  | power contactor, AC-3e/AC-3, 80 A, 37 kW / 400 V, 3-pole, 400 V AC, 50 Hz / 400-440 V, 60 Hz, auxiliary contacts: 1 NO + 1 NC, screw terminal, size: S3 | 7840 | 1 | Z9 | 1
3RT2045-1AR64 |  | power contactor, AC-3e/AC-3, 80 A, 37 kW / 400 V, 3-pole, 400 V AC, 50 Hz / 400-440 V, 60 Hz, auxiliary contacts: 2 NO + 2 NC, screw terminal, size: S3, removable auxiliary switch | 8350 | 1 | Z9 | 1
3RT2045-1AT60 |  | power contactor, AC-3e/AC-3, 80 A, 37 kW / 400 V, 3-pole, 600 V AC, 60 Hz, auxiliary contacts: 1 NO + 1 NC, screw terminal, size: S3 | 7840 | 1 | Z9 | 1
3RT2045-1AU00 |  | power contactor, AC-3e/AC-3, 80 A, 37 kW / 400 V, 3-pole, 240 V AC, 50 Hz, auxiliary contacts: 1 NO + 1 NC, screw terminal, size: S3 | 7620 | 1 | Z9 | 1
3RT2045-1AV00 |  | power contactor, AC-3e/AC-3, 80 A, 37 kW / 400 V, 3-pole, 400 V AC, 50 Hz, auxiliary contacts: 1 NO + 1 NC, screw terminal, size: S3 | 7840 | 1 | Z9 | 1
3RT2045-1AV04 |  | power contactor, AC-3e/AC-3, 80 A, 37 kW / 400 V, 3-pole, 400 V AC, 50 Hz, auxiliary contacts: 2 NO + 2 NC, screw terminal, size: S3, removable auxiliary switch | 8350 | 1 | Z9 | 1
3RT2045-1AV60 |  | power contactor, AC-3e/AC-3, 80 A, 37 kW / 400 V, 3-pole, 480 V AC, 60 Hz, auxiliary contacts: 1 NO + 1 NC, screw terminal, size: S3 | 7840 | 1 | Z9 | 1
3RT2045-1CL24-3MA0 |  | power contactor, AC-3e/AC-3, 80 A, 37 kW / 400 V, 3-pole, 230 V AC, 50/60 Hz, with plugged-in varistor, auxiliary contacts: 2 NO + 2 NC, screw terminal, size: S3, captive auxiliary switch | 8450 | 1 | Z9 | 1
3RT2045-1CP04 |  | power contactor, AC-3e/AC-3, 80 A, 37 kW / 400 V, 3-pole, 230 V AC, 50 Hz, with plugged-in varistor, auxiliary contacts: 2 NO + 2 NC, screw terminal, size: S3 | 8350 | 1 | Z9 | 1
3RT2045-1CP04-3MA0 |  | power contactor, AC-3e/AC-3, 80 A, 37 kW / 400 V, 3-pole, 230 V AC, 50 Hz, with plugged-in varistor, auxiliary contacts: 2 NO + 2 NC, screw terminal, size: S3, captive auxiliary switch | 8450 | 1 | Z9 | 1
3RT2045-1KB40 |  | power contactor, AC-3e/AC-3, 80 A, 37 kW / 400 V, 3-pole, 24 V DC, 0.8-1.2* Uc, with integrated varistor, auxiliary contacts: 1 NO + 1 NC, screw terminal, frame size: S3, suitable for PLC outputs | 10600 | 1 | Z9 | 1
3RT2045-1KB40-1AA0 |  | power contactor, AC-3e/AC-3, 80 A, 37 kW / 400 V, 3-pole, 24 V DC, 0.8-1.2* Uc, with integrated varistor, auxiliary contacts: 1 NO + 1 NC, screw terminal, frame size: S3, suitable for PLC outputs, upright mounting position | 11200 | 1 | Z9 | 1
3RT2045-1KB44-3MA0 |  | power contactor, AC-3e/AC-3, 80 A, 37 kW / 400 V, 3-pole, 24 V DC, 0.8-1.2* Uc, with integrated varistor, auxiliary contacts: 1 NO + 1 NC, screw terminal, frame size: S3, suitable for PLC outputs, captive auxiliary switch | 11200 | 1 | Z9 | 1
3RT2045-1NB30 |  | power contactor, AC-3e/AC-3, 80 A, 37 kW / 400 V, 3-pole, 20-33 V AC/DC, 50/60 Hz, with integrated varistor, auxiliary contacts: 1 NO + 1 NC, screw terminal, size: S3 | 10600 | 1 | Z9 | 1
3RT2045-1NB30-0CC0 |  | power contactor, AC-3e/AC-3, 80 A, 37 kW / 400 V, 3-pole, 20-33 V AC/DC, 50/60 Hz, with integrated varistor, auxiliary contacts: 1 NO + 1 NC, screw terminal, size: S3, communication-capable | 12200 | 1 | Z9 | 1
3RT2045-1NB34 |  | power contactor, AC-3e/AC-3, 80 A, 37 kW / 400 V, 3-pole, 20-33 V AC/DC, 50/60 Hz, with integrated varistor, auxiliary contacts: 2 NO + 2 NC, screw terminal, size: S3, removable auxiliary switch | 11100 | 1 | Z9 | 1
3RT2045-1NB34-3MA0 |  | power contactor, AC-3e/AC-3, 80 A, 37 kW / 400 V, 3-pole, 20-33 V AC/DC, 50/60 Hz, with integrated varistor, auxiliary contacts: 2 NO + 2 NC, screw terminal, size: S3, captive auxiliary switch | 11200 | 1 | Z9 | 1
3RT2045-1NE30 |  | power contactor, AC-3e/AC-3, 80 A, 37 kW / 400 V, 3-pole, 48-80 V AC/DC, 50/60 Hz, with integrated varistor, auxiliary contacts: 1 NO + 1 NC, screw terminal, size: S3 | 11000 | 1 | Z9 | 1
3RT2045-1NF30 |  | power contactor, AC-3e/AC-3, 80 A, 37 kW / 400 V, 3-pole, 83-155 V AC/DC, 50/60 Hz, with integrated varistor, auxiliary contacts: 1 NO + 1 NC, screw terminal, size: S3 | 10600 | 1 | Z9 | 1
3RT2045-1NF34 |  | power contactor, AC-3e/AC-3, 80 A, 37 kW / 400 V, 3-pole, 83-155 V AC/DC, 50/60 Hz, with integrated varistor, auxiliary contacts: 2 NO + 2 NC, screw terminal, size: S3, removable auxiliary switch | 11100 | 1 | Z9 | 1
3RT2045-1NP30 |  | power contactor, AC-3e/AC-3, 80 A, 37 kW / 400 V, 3-pole, 175-280 V AC/DC, 50/60 Hz, with integrated varistor, auxiliary contacts: 1 NO + 1 NC, screw terminal, size: S3 | 10600 | 1 | Z9 | 1
3RT2045-1NP34 |  | power contactor, AC-3e/AC-3, 80 A, 37 kW / 400 V, 3-pole, 175-280 V AC/DC, 50/60 Hz, with integrated varistor, auxiliary contacts: 2 NO + 2 NC, screw terminal, size: S3, removable auxiliary switch | 11100 | 1 | Z9 | 1
3RT2045-1XB40-0LA2 |  | traction contactor, AC-3e/AC-3, 80 A, 37 kW / 400 V, 3-pole, 24 V DC, 0.7-1.25* Uc, solid-state operating mechanism, with integrated varistor, auxiliary contacts: 1 NO + 1 NC, screw terminal, frame size: S3 | 14800 | 1 | Z9 | 1
3RT2045-1XF40-0LA2 |  | traction contactor, AC-3e/AC-3, 80 A, 37 kW / 400 V, 3-pole, 110 V DC, 0.7-1.25* Uc, solid-state operating mechanism, with integrated varistor, auxiliary contacts: 1 NO + 1 NC, screw terminal, frame size: S3 | 14800 | 1 | Z9 | 1
3RT2045-3AB00 |  | power contactor, AC-3e/AC-3, 80 A, 37 kW / 400 V, 3-pole, 24 V AC, 50 Hz, auxiliary contacts: 1 NO + 1 NC, main circuit: screw terminal, control and auxiliary circuit: spring-loaded terminal, size: S3 | 7620 | 1 | Z9 | 1
3RT2045-3AC20 |  | power contactor, AC-3e/AC-3, 80 A, 37 kW / 400 V, 3-pole, 24 V AC, 50/60 Hz, auxiliary contacts: 1 NO + 1 NC, main circuit: screw terminal, control and auxiliary circuit: spring-loaded terminal, size: S3 | 7620 | 1 | Z9 | 1
3RT2045-3AF00 |  | power contactor, AC-3e/AC-3, 80 A, 37 kW / 400 V, 3-pole, 110 V AC, 50 Hz, auxiliary contacts: 1 NO + 1 NC, main circuit: screw terminal, control and auxiliary circuit: spring-loaded terminal, size: S3 | 7620 | 1 | Z9 | 1
3RT2045-3AF04 |  | power contactor, AC-3e/AC-3, 80 A, 37 kW / 400 V, 3-pole, 110 V AC, 50 Hz, auxiliary contacts: 2 NO + 2 NC, main circuit: screw terminal, control and auxiliary circuit: spring-loaded terminal, size: S3, removable auxiliary switch | 8070 | 1 | Z9 | 1
3RT2045-3AF06 |  | power contactor, AC-3e/AC-3, 80 A, 37 kW / 400 V, 3-pole, 110 V AC, 50 Hz, auxiliary contacts: 2 NO + 2 NC, main circuit: screw terminal, control and auxiliary circuit: spring-loaded terminal, size: S3, lateral auxiliary switch | 8070 | 1 | Z9 | 1
3RT2045-3AG20 |  | power contactor, AC-3e/AC-3, 80 A, 37 kW / 400 V, 3-pole, 110 V AC, 50/60 Hz, auxiliary contacts: 1 NO + 1 NC, main circuit: screw terminal, control and auxiliary circuit: spring-loaded terminal, size: S3 | 7620 | 1 | Z9 | 1
3RT2045-3AH00 |  | power contactor, AC-3e/AC-3, 80 A, 37 kW / 400 V, 3-pole, 48 V AC, 50 Hz, auxiliary contacts: 1 NO + 1 NC, main circuit: screw terminal, control and auxiliary circuit: spring-loaded terminal, size: S3 | 7620 | 1 | Z9 | 1
3RT2045-3AK60 |  | power contactor, AC-3e/AC-3, 80 A, 37 kW / 400 V, 3-pole, 110 V AC, 50 Hz / 120 V, 60 Hz, auxiliary contacts: 1 NO + 1 NC, main circuit: screw terminal, control and auxiliary circuit: spring-loaded terminal, size: S3 | 7620 | 1 | Z9 | 1
3RT2045-3AL20 |  | power contactor, AC-3e/AC-3, 80 A, 37 kW / 400 V, 3-pole, 230 V AC, 50/60 Hz, auxiliary contacts: 1 NO + 1 NC, main circuit: screw terminal, control and auxiliary circuit: spring-loaded terminal, size: S3 | 7620 | 1 | Z9 | 1
3RT2045-3AL20-1AA0 |  | power contactor, AC-3e/AC-3, 80 A, 37 kW / 400 V, 3-pole, 230 V AC, 50/60 Hz, auxiliary contacts: 1 NO + 1 NC, main circuit: screw terminal, control and auxiliary circuit: spring-loaded terminal, size: S3, upright mounting position | 8580 | 1 | Z9 | 1
3RT2045-3AM20 |  | power contactor, AC-3e/AC-3, 80 A, 37 kW / 400 V, 3-pole, 208 V AC, 50/60 Hz, auxiliary contacts: 1 NO + 1 NC, main circuit: screw terminal, control and auxiliary circuit: spring-loaded terminal, size: S3 | 7840 | 1 | Z9 | 1
3RT2045-3AN20 |  | power contactor, AC-3e/AC-3, 80 A, 37 kW / 400 V, 3-pole, 220 V AC, 50/60 Hz, auxiliary contacts: 1 NO + 1 NC, main circuit: screw terminal, control and auxiliary circuit: spring-loaded terminal, size: S3 | 7620 | 1 | Z9 | 1
3RT2045-3AP00 |  | power contactor, AC-3e/AC-3, 80 A, 37 kW / 400 V, 3-pole, 230 V AC, 50 Hz, auxiliary contacts: 1 NO + 1 NC, main circuit: screw terminal, control and auxiliary circuit: spring-loaded terminal, size: S3 | 7620 | 1 | Z9 | 1
3RT2045-3AP06 |  | power contactor, AC-3e/AC-3, 80 A, 37 kW / 400 V, 3-pole, 230 V AC, 50 Hz, auxiliary contacts: 2 NO + 2 NC, main circuit: screw terminal, control and auxiliary circuit: spring-loaded terminal, size: S3, lateral auxiliary switch | 8070 | 1 | Z9 | 1
3RT2045-3AV00 |  | power contactor, AC-3e/AC-3, 80 A, 37 kW / 400 V, 3-pole, 400 V AC, 50 Hz, auxiliary contacts: 1 NO + 1 NC, main circuit: screw terminal, control and auxiliary circuit: spring-loaded terminal, size: S3 | 7840 | 1 | Z9 | 1
3RT2045-3CP04-3MA0 |  | power contactor, AC-3e/AC-3, 80 A, 37 kW / 400 V, 3-pole, 230 V AC, 50 Hz, with plugged-in varistor, auxiliary contacts: 2 NO + 2 NC, main circuit: screw terminal, control and auxiliary circuit: spring-loaded terminal, size: S3, captive auxiliary switch | 8450 | 1 | Z9 | 1
3RT2045-3KB40 |  | power contactor, AC-3e/AC-3, 80 A, 37 kW / 400 V, 3-pole, 24 V DC, 0.8-1.2* Uc, with integrated varistor, auxiliary contacts: 1 NO + 1 NC, integrated varistor, main circuit: screw terminal, control and auxiliary circuit: spring-loaded terminal, frame size: S3, suitable for PLC outputs | 10600 | 1 | Z9 | 1
3RT2045-3KB40-0VT0 |  | power contactor, AC-3e/AC-3, 80 A, 37 kW / 400 V, 3-pole, 24 V DC, 0.8-1.2* Uc, with integrated varistor, auxiliary contacts: 1 NO + 1 NC, integrated varistor, main circuit: screw terminal, control and auxiliary circuit: spring-loaded terminal, frame size: S3, suitable for PLC outputs, with terminal block type E | 11100 | 1 | Z9 | 1
3RT2045-3KB44-3MA0 |  | power contactor, AC-3e/AC-3, 80 A, 37 kW / 400 V, 3-pole, 24 V DC, 0.8-1.2* Uc, with integrated varistor, auxiliary contacts: 1 NO + 1 NC, integrated varistor, main circuit: screw terminal, control and auxiliary circuit: spring-loaded terminal, frame size: S3, suitable for PLC outputs, captive auxiliary switch | 11200 | 1 | Z9 | 1
3RT2045-3NB30 |  | power contactor, AC-3e/AC-3, 80 A, 37 kW / 400 V, 3-pole, 20-33 V AC/DC, 50/60 Hz, with integrated varistor, auxiliary contacts: 1 NO + 1 NC, main circuit: screw terminal, control and auxiliary circuit: spring-loaded terminal, size: S3 | 10600 | 1 | Z9 | 1
3RT2045-3NB30-0CC0 |  | power contactor, AC-3e/AC-3, 80 A, 37 kW / 400 V, 3-pole, 20-33 V AC/DC, 50/60 Hz, with integrated varistor, auxiliary contacts: 1 NO + 1 NC, main circuit: screw terminal, control and auxiliary circuit: spring-loaded terminal, size: S3, communication-capable | 12200 | 1 | Z9 | 1
3RT2045-3NB34-3MA0 |  | power contactor, AC-3e/AC-3, 80 A, 37 kW / 400 V, 3-pole, 20-33 V AC/DC, 50/60 Hz, with integrated varistor, auxiliary contacts: 2 NO + 2 NC, main circuit: screw terminal, control and auxiliary circuit: spring-loaded terminal, size: S3, captive auxiliary switch | 11200 | 1 | Z9 | 1
3RT2045-3NF30 |  | power contactor, AC-3e/AC-3, 80 A, 37 kW / 400 V, 3-pole, 83-155 V AC/DC, 50/60 Hz, with integrated varistor, auxiliary contacts: 1 NO + 1 NC, main circuit: screw terminal, control and auxiliary circuit: spring-loaded terminal, size: S3 | 10600 | 1 | Z9 | 1
3RT2045-3NP30 |  | power contactor, AC-3e/AC-3, 80 A, 37 kW / 400 V, 3-pole, 175-280 V AC/DC, 50/60 Hz, with integrated varistor, auxiliary contacts: 1 NO + 1 NC, main circuit: screw terminal, control and auxiliary circuit: spring-loaded terminal, size: S3 | 10600 | 1 | Z9 | 1
3RT2045-3XB40-0LA2 |  | traction contactor, AC-3e/AC-3, 80 A, 37 kW / 400 V, 3-pole, 24 V DC, 0.7-1.25* Uc, solid-state operating mechanism, with integrated varistor, auxiliary contacts: 1 NO + 1 NC, main circuit: screw terminal, control and auxiliary circuit: spring-loaded terminal, frame size: S3 | 14800 | 1 | Z9 | 1
3RT2045-3XF40-0LA2 |  | traction contactor, AC-3e/AC-3, 80 A, 37 kW / 400 V, 3-pole, 110 V DC, 0.7-1.25* Uc, solid-state operating mechanism, with integrated varistor, auxiliary contacts: 1 NO + 1 NC, main circuit: screw terminal, control and auxiliary circuit: spring-loaded terminal, frame size: S3 | 14800 | 1 | Z9 | 1
3RT2045-3XF44-0LA2 |  | traction contactor, AC-3e/AC-3, 80 A, 37 kW / 400 V, 3-pole, 110 V DC, 0.7-1.25* Uc, solid-state operating mechanism, with integrated varistor, auxiliary contacts: 1 NO + 1 NC, main circuit: screw terminal, control and auxiliary circuit: spring-loaded terminal, frame size: S3, removable auxiliary switch | 15300 | 1 | Z9 | 1
3RT2045-3XJ40-0LA2 |  | traction contactor, AC-3e/AC-3, 80 A, 37 kW / 400 V, 3-pole, 72 V DC, 0.7-1.25* Uc, solid-state operating mechanism, with integrated varistor, auxiliary contacts: 1 NO + 1 NC, main circuit: screw terminal, control and auxiliary circuit: spring-loaded terminal, frame size: S3 | 14800 | 1 | Z9 | 1
3RT2046-1AB00 |  | power contactor, AC-3e/AC-3, 95 A, 45 kW / 400 V, 3-pole, 24 V AC, 50 Hz, auxiliary contacts: 1 NO + 1 NC, screw terminal, size: S3 | 9510 | 1 | Z9 | 1
3RT2046-1AB04 |  | power contactor, AC-3e/AC-3, 95 A, 45 kW / 400 V, 3-pole, 24 V AC, 50 Hz, auxiliary contacts: 2 NO + 2 NC, screw terminal, size: S3, removable auxiliary switch | 10000 | 1 | Z9 | 1
3RT2046-1AC20 |  | power contactor, AC-3e/AC-3, 95 A, 45 kW / 400 V, 3-pole, 24 V AC, 50/60 Hz, auxiliary contacts: 1 NO + 1 NC, screw terminal, size: S3 | 9510 | 1 | Z9 | 1
3RT2046-1AC24 |  | power contactor, AC-3e/AC-3, 95 A, 45 kW / 400 V, 3-pole, 24 V AC, 50/60 Hz, auxiliary contacts: 2 NO + 2 NC, screw terminal, size: S3, removable auxiliary switch | 10000 | 1 | Z9 | 1
3RT2046-1AD00 |  | power contactor, AC-3e/AC-3, 95 A, 45 kW / 400 V, 3-pole, 42 V AC, 50 Hz, auxiliary contacts: 1 NO + 1 NC, screw terminal, size: S3 | 9790 | 1 | Z9 | 1
3RT2046-1AD04 |  | power contactor, AC-3e/AC-3, 95 A, 45 kW / 400 V, 3-pole, 42 V AC, 50 Hz, auxiliary contacts: 2 NO + 2 NC, screw terminal, size: S3, removable auxiliary switch | 10300 | 1 | Z9 | 1
3RT2046-1AD20 |  | power contactor, AC-3e/AC-3, 95 A, 45 kW / 400 V, 3-pole, 42 V AC, 50/60 Hz, auxiliary contacts: 1 NO + 1 NC, screw terminal, size: S3 | 9790 | 1 | Z9 | 1
3RT2046-1AD24 |  | power contactor, AC-3e/AC-3, 95 A, 45 kW / 400 V, 3-pole, 42 V AC, 50/60 Hz, auxiliary contacts: 2 NO + 2 NC, screw terminal, size: S3, removable auxiliary switch | 10300 | 1 | Z9 | 1
3RT2046-1AF00 |  | power contactor, AC-3e/AC-3, 95 A, 45 kW / 400 V, 3-pole, 110 V AC, 50 Hz, auxiliary contacts: 1 NO + 1 NC, screw terminal, size: S3 | 9510 | 1 | Z9 | 1
3RT2046-1AF04 |  | power contactor, AC-3e/AC-3, 95 A, 45 kW / 400 V, 3-pole, 110 V AC, 50 Hz, auxiliary contacts: 2 NO + 2 NC, screw terminal, size: S3, removable auxiliary switch | 10000 | 1 | Z9 | 1
3RT2046-1AG20 |  | power contactor, AC-3e/AC-3, 95 A, 45 kW / 400 V, 3-pole, 110 V AC, 50/60 Hz, auxiliary contacts: 1 NO + 1 NC, screw terminal, size: S3 | 9510 | 1 | Z9 | 1
3RT2046-1AG24 |  | power contactor, AC-3e/AC-3, 95 A, 45 kW / 400 V, 3-pole, 110 V AC, 50/60 Hz, auxiliary contacts: 2 NO + 2 NC, screw terminal, size: S3, removable auxiliary switch | 10000 | 1 | Z9 | 1
3RT2046-1AG60 |  | power contactor, AC-3e/AC-3, 95 A, 45 kW / 400 V, 3-pole, 100 V AC, 50 Hz / 100-110 V, 60 Hz, auxiliary contacts: 1 NO + 1 NC, screw terminal, size: S3 | 9790 | 1 | Z9 | 1
3RT2046-1AH00 |  | power contactor, AC-3e/AC-3, 95 A, 45 kW / 400 V, 3-pole, 48 V AC, 50 Hz, auxiliary contacts: 1 NO + 1 NC, screw terminal, size: S3 | 9510 | 1 | Z9 | 1
3RT2046-1AH20 |  | power contactor, AC-3e/AC-3, 95 A, 45 kW / 400 V, 3-pole, 48 V AC, 50/60 Hz, auxiliary contacts: 1 NO + 1 NC, screw terminal, size: S3 | 9790 | 1 | Z9 | 1
3RT2046-1AK60 |  | power contactor, AC-3e/AC-3, 95 A, 45 kW / 400 V, 3-pole, 110 V AC, 50 Hz / 120 V, 60 Hz, auxiliary contacts: 1 NO + 1 NC, screw terminal, size: S3 | 9510 | 1 | Z9 | 1
3RT2046-1AK60-0UA0 |  | contactor, NEMA version, 50 HP, 460 / 575 V, 3-pole, 110 V AC, 50 Hz / 120 V, 60 Hz, auxiliary contacts: 1 NO + 1 NC, screw terminal, size: S3 | 9620 | 1 | Z9 | 1
3RT2046-1AK64 |  | power contactor, AC-3e/AC-3, 95 A, 45 kW / 400 V, 3-pole, 110 V AC, 50 Hz / 120 V, 60 Hz, auxiliary contacts: 2 NO + 2 NC, screw terminal, size: S3, removable auxiliary switch | 10000 | 1 | Z9 | 1
3RT2046-1AK64-3MA0 |  | power contactor, AC-3e/AC-3, 95 A, 45 kW / 400 V, 3-pole, 110 V AC, 50 Hz / 120 V, 60 Hz, auxiliary contacts: 2 NO + 2 NC, screw terminal, size: S3, captive auxiliary switch | 10100 | 1 | Z9 | 1
3RT2046-1AL00 |  | power contactor, AC-3e/AC-3, 95 A, 45 kW / 400 V, 3-pole, 125 V AC, 50 Hz, auxiliary contacts: 1 NO + 1 NC, screw terminal, size: S3 | 9790 | 1 | Z9 | 1
3RT2046-1AL20 |  | power contactor, AC-3e/AC-3, 95 A, 45 kW / 400 V, 3-pole, 230 V AC, 50/60 Hz, auxiliary contacts: 1 NO + 1 NC, screw terminal, size: S3 | 9510 | 1 | Z9 | 1
3RT2046-1AL24 |  | power contactor, AC-3e/AC-3, 95 A, 45 kW / 400 V, 3-pole, 230 V AC, 50/60 Hz, auxiliary contacts: 2 NO + 2 NC, screw terminal, size: S3, removable auxiliary switch | 10000 | 1 | Z9 | 1
3RT2046-1AL26 |  | power contactor, AC-3e/AC-3, 95 A, 45 kW / 400 V, 3-pole, 230 V AC, 50/60 Hz, auxiliary contacts: 2 NO + 2 NC, screw terminal, size: S3, lateral auxiliary switch | 10000 | 1 | Z9 | 1
3RT2046-1AM00-1AA0 |  | power contactor, AC-3e/AC-3, 95 A, 45 kW / 400 V, 3-pole, 220 V AC, 50 Hz, auxiliary contacts: 1 NO + 1 NC, screw terminal, size: S3, upright mounting position | 10300 | 1 | Z9 | 1
3RT2046-1AM20 |  | power contactor, AC-3e/AC-3, 95 A, 45 kW / 400 V, 3-pole, 208 V AC, 50/60 Hz, auxiliary contacts: 1 NO + 1 NC, screw terminal, size: S3 | 9790 | 1 | Z9 | 1
3RT2046-1AN00 |  | power contactor, AC-3e/AC-3, 95 A, 45 kW / 400 V, 3-pole, 220 V AC, 50 Hz, auxiliary contacts: 1 NO + 1 NC, screw terminal, size: S3 | 9790 | 1 | Z9 | 1
3RT2046-1AN20 |  | power contactor, AC-3e/AC-3, 95 A, 45 kW / 400 V, 3-pole, 220 V AC, 50/60 Hz, auxiliary contacts: 1 NO + 1 NC, screw terminal, size: S3 | 9510 | 1 | Z9 | 1
3RT2046-1AN24 |  | power contactor, AC-3e/AC-3, 95 A, 45 kW / 400 V, 3-pole, 220 V AC, 50/60 Hz, auxiliary contacts: 2 NO + 2 NC, screw terminal, size: S3, removable auxiliary switch | 10000 | 1 | Z9 | 1
3RT2046-1AN60 |  | power contactor, AC-3e/AC-3, 95 A, 45 kW / 400 V, 3-pole, 200 V AC, 50 Hz / 200-220 V, 60 Hz, auxiliary contacts: 1 NO + 1 NC, screw terminal, size: S3 | 9790 | 1 | Z9 | 1
3RT2046-1AP00 |  | power contactor, AC-3e/AC-3, 95 A, 45 kW / 400 V, 3-pole, 230 V AC, 50 Hz, auxiliary contacts: 1 NO + 1 NC, screw terminal, size: S3 | 9510 | 1 | Z9 | 1
3RT2046-1AP00-1AA0 |  | power contactor, AC-3e/AC-3, 95 A, 45 kW / 400 V, 3-pole, 230 V AC, 50 Hz, auxiliary contacts: 1 NO + 1 NC, screw terminal, size: S3, upright mounting position | 10500 | 1 | Z9 | 1
3RT2046-1AP04 |  | power contactor, AC-3e/AC-3, 95 A, 45 kW / 400 V, 3-pole, 230 V AC, 50 Hz, auxiliary contacts: 2 NO + 2 NC, screw terminal, size: S3, removable auxiliary switch | 10000 | 1 | Z9 | 1
3RT2046-1AP04-3MA0 |  | power contactor, AC-3e/AC-3, 95 A, 45 kW / 400 V, 3-pole, 230 V AC, 50 Hz, auxiliary contacts: 2 NO + 2 NC, screw terminal, size: S3, captive auxiliary switch | 10100 | 1 | Z9 | 1
3RT2046-1AP60 |  | power contactor, AC-3e/AC-3, 95 A, 45 kW / 400 V, 3-pole, 220 V AC, 50 Hz / 240 V, 60 Hz, auxiliary contacts: 1 NO + 1 NC, screw terminal, size: S3 | 9510 | 1 | Z9 | 1
3RT2046-1AP60-0UA0 |  | contactor, NEMA version, 50 HP, 460 / 575 V, 3-pole, 220 V AC, 50 Hz / 240 V, 60 Hz, auxiliary contacts: 1 NO + 1 NC, screw terminal, size: S3 | 9620 | 1 | Z9 | 1
3RT2046-1AP64 |  | power contactor, AC-3e/AC-3, 95 A, 45 kW / 400 V, 3-pole, 220 V AC, 50 Hz / 240 V, 60 Hz, auxiliary contacts: 2 NO + 2 NC, screw terminal, size: S3, removable auxiliary switch | 10000 | 1 | Z9 | 1
3RT2046-1AQ20 |  | power contactor, AC-3e/AC-3, 95 A, 45 kW / 400 V, 3-pole, 500 V AC, 50/60 Hz, auxiliary contacts: 1 NO + 1 NC, screw terminal, size: S3 | 9790 | 1 | Z9 | 1
3RT2046-1AR00 |  | power contactor, AC-3e/AC-3, 95 A, 45 kW / 400 V, 3-pole, 415 V AC, 50 Hz, auxiliary contacts: 1 NO + 1 NC, screw terminal, size: S3 | 9790 | 1 | Z9 | 1
3RT2046-1AR60 |  | power contactor, AC-3e/AC-3, 95 A, 45 kW / 400 V, 3-pole, 400 V AC, 50 Hz / 400-440 V, 60 Hz, auxiliary contacts: 1 NO + 1 NC, size: S3 removable auxiliary switch | 9790 | 1 | Z9 | 1
3RT2046-1AR64 |  | power contactor, AC-3e/AC-3, 95 A, 45 kW / 400 V, 3-pole, 400 V AC, 50 Hz / 400-440 V, 60 Hz, auxiliary contacts: 2 NO + 2 NC, size: S3 removable auxiliary switch removable auxiliary switch | 10300 | 1 | Z9 | 1
3RT2046-1AT60 |  | power contactor, AC-3e/AC-3, 95 A, 45 kW / 400 V, 3-pole, 600 V AC, 60 Hz, auxiliary contacts: 1 NO + 1 NC, screw terminal, size: S3 | 9790 | 1 | Z9 | 1
3RT2046-1AU00 |  | power contactor, AC-3e/AC-3, 95 A, 45 kW / 400 V, 3-pole, 240 V AC, 50 Hz, auxiliary contacts: 1 NO + 1 NC, screw terminal, size: S3 | 9510 | 1 | Z9 | 1
3RT2046-1AV00 |  | power contactor, AC-3e/AC-3, 95 A, 45 kW / 400 V, 3-pole, 400 V AC, 50 Hz, auxiliary contacts: 1 NO + 1 NC, screw terminal, size: S3 | 9790 | 1 | Z9 | 1
3RT2046-1AV04 |  | power contactor, AC-3e/AC-3, 95 A, 45 kW / 400 V, 3-pole, 400 V AC, 50 Hz, auxiliary contacts: 2 NO + 2 NC, screw terminal, size: S3, removable auxiliary switch | 10300 | 1 | Z9 | 1
3RT2046-1AV60 |  | power contactor, AC-3e/AC-3, 95 A, 45 kW / 400 V, 3-pole, 480 V AC, 60 Hz, auxiliary contacts: 1 NO + 1 NC, screw terminal, size: S3 | 9790 | 1 | Z9 | 1
3RT2046-1CB04-3MA0 |  | power contactor, AC-3e/AC-3, 95 A, 45 kW / 400 V, 3-pole, 24 V AC, 50 Hz, with plugged-in varistor, auxiliary contacts: 2 NO + 2 NC, screw terminal, size: S3, captive auxiliary switch | 10300 | 1 | Z9 | 1
3RT2046-1CL24-3MA0 |  | power contactor, AC-3e/AC-3, 95 A, 45 kW / 400 V, 3-pole, 230 V AC, 50/60 Hz, with plugged-in varistor, auxiliary contacts: 2 NO + 2 NC, screw terminal, size: S3, captive auxiliary switch | 10300 | 1 | Z9 | 1
3RT2046-1KB40 |  | power contactor, AC-3e/AC-3, 95 A, 45 kW / 400 V, 3-pole, 24 V DC, 0.8-1.2* Uc, with integrated varistor, auxiliary contacts: 1 NO + 1 NC, screw terminal, frame size: S3, suitable for PLC outputs | 12400 | 1 | Z9 | 1
3RT2046-1KB40-1AA0 |  | power contactor, AC-3e/AC-3, 95 A, 45 kW / 400 V, 3-pole, 24 V DC, 0.8-1.2* Uc, with integrated varistor, auxiliary contacts: 1 NO + 1 NC, screw terminal, frame size: S3, suitable for PLC outputs, upright mounting position | 13300 | 1 | Z9 | 1
3RT2046-1KB44-3MA0 |  | power contactor, AC-3e/AC-3, 95 A, 45 kW / 400 V, 3-pole, 24 V DC, 0.8-1.2* Uc, with integrated varistor, auxiliary contacts: 1 NO + 1 NC, screw terminal, frame size: S3, suitable for PLC outputs, captive auxiliary switch | 12900 | 1 | Z9 | 1
3RT2046-1NB30 |  | power contactor, AC-3e/AC-3, 95 A, 45 kW / 400 V, 3-pole, 20-33 V AC/DC, 50/60 Hz, with integrated varistor, auxiliary contacts: 1 NO + 1 NC, screw terminal, size: S3 | 12400 | 1 | Z9 | 1
3RT2046-1NB30-0CC0 |  | power contactor, AC-3e/AC-3, 95 A, 45 kW / 400 V, 3-pole, 20-33 V AC/DC, 50/60 Hz, with integrated varistor, auxiliary contacts: 1 NO + 1 NC, screw terminal, size: S3, communication-capable | 14100 | 1 | Z9 | 1
3RT2046-1NB30-0UA0 |  | contactor, NEMA version, 50 HP, 460 / 575 V, 3-pole, 20-33 V AC/DC, 50/60 Hz, with integrated varistor, auxiliary contacts: 1 NO + 1 NC, screw terminal, size: S3 | 12500 | 1 | Z9 | 1
3RT2046-1NB34 |  | power contactor, AC-3e/AC-3, 95 A, 45 kW / 400 V, 3-pole, 20-33 V AC/DC, 50/60 Hz, with integrated varistor, auxiliary contacts: 2 NO + 2 NC, screw terminal, size: S3, removable auxiliary switch | 12900 | 1 | Z9 | 1
3RT2046-1NB34-3MA0 |  | power contactor, AC-3e/AC-3, 95 A, 45 kW / 400 V, 3-pole, 20-33 V AC/DC, 50/60 Hz, with integrated varistor, auxiliary contacts: 2 NO + 2 NC, screw terminal, size: S3, captive auxiliary switch | 12900 | 1 | Z9 | 1
3RT2046-1NE30 |  | power contactor, AC-3e/AC-3, 95 A, 45 kW / 400 V, 3-pole, 48-80 V AC/DC, 50/60 Hz, with integrated varistor, auxiliary contacts: 1 NO + 1 NC, screw terminal, size: S3 | 12800 | 1 | Z9 | 1
3RT2046-1NF30 |  | power contactor, AC-3e/AC-3, 95 A, 45 kW / 400 V, 3-pole, 83-155 V AC/DC, 50/60 Hz, with integrated varistor, auxiliary contacts: 1 NO + 1 NC, screw terminal, size: S3 | 12400 | 1 | Z9 | 1
3RT2046-1NF34 |  | power contactor, AC-3e/AC-3, 95 A, 45 kW / 400 V, 3-pole, 83-155 V AC/DC, 50/60 Hz, with integrated varistor, auxiliary contacts: 2 NO + 2 NC, screw terminal, size: S3, removable auxiliary switch | 12900 | 1 | Z9 | 1
3RT2046-1NP30 |  | power contactor, AC-3e/AC-3, 95 A, 45 kW / 400 V, 3-pole, 175-280 V AC/DC, 50/60 Hz, with integrated varistor, auxiliary contacts: 1 NO + 1 NC, screw terminal, size: S3 | 12400 | 1 | Z9 | 1
3RT2046-1NP34 |  | power contactor, AC-3e/AC-3, 95 A, 45 kW / 400 V, 3-pole, 175-280 V AC/DC, 50/60 Hz, with integrated varistor, auxiliary contacts: 2 NO + 2 NC, screw terminal, size: S3, removable auxiliary switch | 12900 | 1 | Z9 | 1
3RT2046-1XB40-0LA2 |  | traction contactor, AC-3e/AC-3, 95 A, 45 kW / 400 V, 3-pole, 24 V DC, 0.7-1.25* Uc, solid-state operating mechanism, with integrated varistor, auxiliary contacts: 1 NO + 1 NC, screw terminal, frame size: S3 | 16900 | 1 | Z9 | 1
3RT2046-1XF40-0LA2 |  | traction contactor, AC-3e/AC-3, 95 A, 45 kW / 400 V, 3-pole, 110 V DC, 0.7-1.25* Uc, solid-state operating mechanism, with integrated varistor, auxiliary contacts: 1 NO + 1 NC, screw terminal, frame size: S3 | 16900 | 1 | Z9 | 1
3RT2046-3AB00 |  | power contactor, AC-3e/AC-3, 95 A, 45 kW / 400 V, 3-pole, 24 V AC, 50 Hz, auxiliary contacts: 1 NO + 1 NC, main circuit: screw terminal, control and auxiliary circuit: spring-loaded terminal, size: S3 | 9510 | 1 | Z9 | 1
3RT2046-3AC20 |  | power contactor, AC-3e/AC-3, 95 A, 45 kW / 400 V, 3-pole, 24 V AC, 50/60 Hz, auxiliary contacts: 1 NO + 1 NC, main circuit: screw terminal, control and auxiliary circuit: spring-loaded terminal, size: S3 | 9510 | 1 | Z9 | 1
3RT2046-3AF00 |  | power contactor, AC-3e/AC-3, 95 A, 45 kW / 400 V, 3-pole, 110 V AC, 50 Hz, auxiliary contacts: 1 NO + 1 NC, main circuit: screw terminal, control and auxiliary circuit: spring-loaded terminal, size: S3 | 9510 | 1 | Z9 | 1
3RT2046-3AF04 |  | power contactor, AC-3e/AC-3, 95 A, 45 kW / 400 V, 3-pole, 110 V AC, 50 Hz, auxiliary contacts: 2 NO + 2 NC, main circuit: screw terminal, control and auxiliary circuit: spring-loaded terminal, size: S3, removable auxiliary switch | 10000 | 1 | Z9 | 1
3RT2046-3AG20 |  | power contactor, AC-3e/AC-3, 95 A, 45 kW / 400 V, 3-pole, 110 V AC, 50/60 Hz, auxiliary contacts: 1 NO + 1 NC, main circuit: screw terminal, control and auxiliary circuit: spring-loaded terminal, size: S3 | 9510 | 1 | Z9 | 1
3RT2046-3AK60 |  | power contactor, AC-3e/AC-3, 95 A, 45 kW / 400 V, 3-pole, 110 V AC, 50 Hz / 120 V, 60 Hz, auxiliary contacts: 1 NO + 1 NC, main circuit: screw terminal, control and auxiliary circuit: spring-loaded terminal, size: S3 | 9510 | 1 | Z9 | 1
3RT2046-3AL20 |  | power contactor, AC-3e/AC-3, 95 A, 45 kW / 400 V, 3-pole, 230 V AC, 50/60 Hz, auxiliary contacts: 1 NO + 1 NC, main circuit: screw terminal, control and auxiliary circuit: spring-loaded terminal, size: S3 | 9510 | 1 | Z9 | 1
3RT2046-3AN20 |  | power contactor, AC-3e/AC-3, 95 A, 45 kW / 400 V, 3-pole, 220 V AC, 50/60 Hz, auxiliary contacts: 1 NO + 1 NC, main circuit: screw terminal, control and auxiliary circuit: spring-loaded terminal, size: S3 | 9510 | 1 | Z9 | 1
3RT2046-3AP00 |  | power contactor, AC-3e/AC-3, 95 A, 45 kW / 400 V, 3-pole, 230 V AC, 50 Hz, auxiliary contacts: 1 NO + 1 NC, main circuit: screw terminal, control and auxiliary circuit: spring-loaded terminal, size: S3 | 9510 | 1 | Z9 | 1
3RT2046-3AP06 |  | power contactor, AC-3e/AC-3, 95 A, 45 kW / 400 V, 3-pole, 230 V AC, 50 Hz, auxiliary contacts: 2 NO + 2 NC, main circuit: screw terminal, control and auxiliary circuit: spring-loaded terminal, size: S3, lateral auxiliary switch | 10000 | 1 | Z9 | 1
3RT2046-3AP60 |  | power contactor, AC-3e/AC-3, 95 A, 45 kW / 400 V, 3-pole, 220 V AC, 50 Hz / 240 V, 60 Hz, auxiliary contacts: 1 NO + 1 NC, main circuit: screw terminal, control and auxiliary circuit: spring-loaded terminal, size: S3 | 9510 | 1 | Z9 | 1
3RT2046-3AR60 |  | power contactor, AC-3e/AC-3, 95 A, 45 kW / 400 V, 3-pole, 400 V AC, 50 Hz / 400-440 V, 60 Hz, auxiliary contacts: 1 NO + 1 NC, main circuit: screw terminal, control and auxiliary circuit: spring-loaded terminal, size: S3 | 9790 | 1 | Z9 | 1
3RT2046-3CB04-3MA0 |  | power contactor, AC-3e/AC-3, 95 A, 45 kW / 400 V, 3-pole, 24 V AC, 50 Hz, with plugged-in varistor, auxiliary contacts: 2 NO + 2 NC, main circuit: screw terminal, control and auxiliary circuit: spring-loaded terminal, size: S3, captive auxiliary switch | 10300 | 1 | Z9 | 1
3RT2046-3KB40 |  | power contactor, AC-3e/AC-3, 95 A, 45 kW / 400 V, 3-pole, 24 V DC, 0.8-1.2* Uc, with integrated varistor, auxiliary contacts: 1 NO + 1 NC, integrated varistor, main circuit: screw terminal, control and auxiliary circuit: spring-loaded terminal, frame size: S3, suitable for PLC outputs | 12400 | 1 | Z9 | 1
3RT2046-3KB44-3MA0 |  | power contactor, AC-3e/AC-3, 95 A, 45 kW / 400 V, 3-pole, 24 V DC, 0.8-1.2* Uc, with integrated varistor, auxiliary contacts: 1 NO + 1 NC, integrated varistor, main circuit: screw terminal, control and auxiliary circuit: spring-loaded terminal, frame size: S3, suitable for PLC outputs, captive auxiliary switch | 12900 | 1 | Z9 | 1
3RT2046-3NB30 |  | power contactor, AC-3e/AC-3, 95 A, 45 kW / 400 V, 3-pole, 20-33 V AC/DC, 50/60 Hz, with integrated varistor, auxiliary contacts: 1 NO + 1 NC, main circuit: screw terminal, control and auxiliary circuit: spring-loaded terminal, size: S3 | 12400 | 1 | Z9 | 1
3RT2046-3NB30-0CC0 |  | power contactor, AC-3e/AC-3, 95 A, 45 kW / 400 V, 3-pole, 20-33 V AC/DC, 50/60 Hz, with integrated varistor, auxiliary contacts: 1 NO + 1 NC, main circuit: screw terminal, control and auxiliary circuit: spring-loaded terminal, size: S3, communication-capable | 14100 | 1 | Z9 | 1
3RT2046-3NB34-3MA0 |  | power contactor, AC-3e/AC-3, 95 A, 45 kW / 400 V, 3-pole, 20-33 V AC/DC, 50/60 Hz, with integrated varistor, auxiliary contacts: 2 NO + 2 NC, main circuit: screw terminal, control and auxiliary circuit: spring-loaded terminal, size: S3, captive auxiliary switch | 12900 | 1 | Z9 | 1
3RT2046-3NF30 |  | power contactor, AC-3e/AC-3, 95 A, 45 kW / 400 V, 3-pole, 83-155 V AC/DC, 50/60 Hz, with integrated varistor, auxiliary contacts: 1 NO + 1 NC, main circuit: screw terminal, control and auxiliary circuit: spring-loaded terminal, size: S3 | 12400 | 1 | Z9 | 1
3RT2046-3NP30 |  | power contactor, AC-3e/AC-3, 95 A, 45 kW / 400 V, 3-pole, 175-280 V AC/DC, 50/60 Hz, with integrated varistor, auxiliary contacts: 1 NO + 1 NC, main circuit: screw terminal, control and auxiliary circuit: spring-loaded terminal, size: S3 | 12400 | 1 | Z9 | 1
3RT2046-3XB40-0LA2 |  | traction contactor, AC-3e/AC-3, 95 A, 45 kW / 400 V, 3-pole, 24 V DC, 0.7-1.25* Uc, solid-state operating mechanism, with integrated varistor, auxiliary contacts: 1 NO + 1 NC, main circuit: screw terminal, control and auxiliary circuit: spring-loaded terminal, frame size: S3 | 16900 | 1 | Z9 | 1
3RT2046-3XB44-0LA2 |  | traction contactor, AC-3e/AC-3, 95 A, 45 kW / 400 V, 3-pole, 24 V DC, 0.7-1.25* Uc, solid-state operating mechanism, with integrated varistor, auxiliary contacts: 2 NO + 2 NC, main circuit: screw terminal, control and auxiliary circuit: spring-loaded terminal, frame size: S3, removable auxiliary switch | 17400 | 1 | Z9 | 1
3RT2046-3XF40-0LA2 |  | traction contactor, AC-3e/AC-3, 95 A, 45 kW / 400 V, 3-pole, 110 V DC, 0.7-1.25* Uc, solid-state operating mechanism, with integrated varistor, auxiliary contacts: 1 NO + 1 NC, main circuit: screw terminal, control and auxiliary circuit: spring-loaded terminal, frame size: S3 | 16900 | 1 | Z9 | 1
3RT2046-3XF44-0LA2 |  | traction contactor, AC-3e/AC-3, 95 A, 45 kW / 400 V, 3-pole, 110 V DC, 0.7-1.25* Uc, solid-state operating mechanism, with integrated varistor, auxiliary contacts: 2 NO + 2 NC, main circuit: screw terminal, control and auxiliary circuit: spring-loaded terminal, frame size: S3, removable auxiliary switch | 17400 | 1 | Z9 | 1
3RT2046-3XJ40-0LA2 |  | traction contactor, AC-3e/AC-3, 95 A, 45 kW / 400 V, 3-pole, 72 V DC, 0.7-1.25* Uc, solid-state operating mechanism, with integrated varistor, auxiliary contacts: 1 NO + 1 NC, main circuit: screw terminal, control and auxiliary circuit: spring-loaded terminal, frame size: S3 | 16900 | 1 | Z9 | 1
3RT2046-3XJ44-0LA2 |  | traction contactor, AC-3e/AC-3, 95 A, 45 kW / 400 V, 3-pole, 72 V DC, 0.7-1.25* Uc, solid-state operating mechanism, with integrated varistor, auxiliary contacts: 1 NO + 1 NC, main circuit: screw terminal, control and auxiliary circuit: spring-loaded terminal, frame size: S3, removable auxiliary switch | 17400 | 1 | Z9 | 1
3RT2047-1AB00 |  | power contactor, AC-3e/AC-3, 110 A, 55 kW / 400 V, 3-pole, 24 V AC, 50 Hz, auxiliary contacts: 1 NO + 1 NC, screw terminal, size: S3 | 11000 | 1 | Z9 | 1
3RT2047-1AB00-1AA0 |  | power contactor, AC-3e/AC-3, 110 A, 55 kW / 400 V, 3-pole, 24 V AC, 50 Hz, auxiliary contacts: 1 NO + 1 NC, screw terminal, size: S3, upright mounting position | 12000 | 1 | Z9 | 1
3RT2047-1AB04 |  | power contactor, AC-3e/AC-3, 110 A, 55 kW / 400 V, 3-pole, 24 V AC, 50 Hz, auxiliary contacts: 2 NO + 2 NC, screw terminal, size: S3, removable auxiliary switch | 11500 | 1 | Z9 | 1
3RT2047-1AC20 |  | power contactor, AC-3e/AC-3, 110 A, 55 kW / 400 V, 3-pole, 24 V AC, 50/60 Hz, auxiliary contacts: 1 NO + 1 NC, screw terminal, size: S3 | 11000 | 1 | Z9 | 1
3RT2047-1AF00 |  | power contactor, AC-3e/AC-3, 110 A, 55 kW / 400 V, 3-pole, 110 V AC, 50 Hz, auxiliary contacts: 1 NO + 1 NC, screw terminal, size: S3 | 11000 | 1 | Z9 | 1
3RT2047-1AF04 |  | power contactor, AC-3e/AC-3, 110 A, 55 kW / 400 V, 3-pole, 110 V AC, 50 Hz, auxiliary contacts: 2 NO + 2 NC, screw terminal, size: S3, removable auxiliary switch | 11500 | 1 | Z9 | 1
3RT2047-1AG20 |  | power contactor, AC-3e/AC-3, 110 A, 55 kW / 400 V, 3-pole, 110 V AC, 50/60 Hz, auxiliary contacts: 1 NO + 1 NC, screw terminal, size: S3 | 11000 | 1 | Z9 | 1
3RT2047-1AH24 |  | power contactor, AC-3e/AC-3, 110 A, 55 kW / 400 V, 3-pole, 48 V AC, 50/60 Hz, auxiliary contacts: 2 NO + 2 NC, screw terminal, size: S3, removable auxiliary switch | 11900 | 1 | Z9 | 1
3RT2047-1AK60 |  | power contactor, AC-3e/AC-3, 110 A, 55 kW / 400 V, 3-pole, 110 V AC, 50 Hz / 120 V, 60 Hz, auxiliary contacts: 1 NO + 1 NC, screw terminal, size: S3 | 11000 | 1 | Z9 | 1
3RT2047-1AK60-1AA0 |  | power contactor, AC-3e/AC-3, 110 A, 55 kW / 400 V, 3-pole, 110 V AC, 50 Hz / 120 V, 60 Hz, auxiliary contacts: 1 NO + 1 NC, screw terminal, size: S3, upright mounting position | 12000 | 1 | Z9 | 1
3RT2047-1AK64-3MA0 |  | power contactor, AC-3e/AC-3, 110 A, 55 kW / 400 V, 3-pole, 110 V AC, 50 Hz / 120 V, 60 Hz, auxiliary contacts: 2 NO + 2 NC, screw terminal, size: S3, captive auxiliary switch | 11600 | 1 | Z9 | 1
3RT2047-1AL20 |  | power contactor, AC-3e/AC-3, 110 A, 55 kW / 400 V, 3-pole, 230 V AC, 50/60 Hz, auxiliary contacts: 1 NO + 1 NC, screw terminal, size: S3 | 11000 | 1 | Z9 | 1
3RT2047-1AN60 |  | power contactor, AC-3e/AC-3, 110 A, 55 kW / 400 V, 3-pole, 200 V AC, 50 Hz / 200-220 V, 60 Hz, auxiliary contacts: 1 NO + 1 NC, screw terminal, size: S3 | 11300 | 1 | Z9 | 1
3RT2047-1AP00 |  | power contactor, AC-3e/AC-3, 110 A, 55 kW / 400 V, 3-pole, 230 V AC, 50 Hz, auxiliary contacts: 1 NO + 1 NC, screw terminal, size: S3 | 11000 | 1 | Z9 | 1
3RT2047-1AP00-1AA0 |  | power contactor, AC-3e/AC-3, 110 A, 55 kW / 400 V, 3-pole, 230 V AC, 50 Hz, auxiliary contacts: 1 NO + 1 NC, screw terminal, size: S3, upright mounting position | 12000 | 1 | Z9 | 1
3RT2047-1AP04 |  | power contactor, AC-3e/AC-3, 110 A, 55 kW / 400 V, 3-pole, 230 V AC, 50 Hz, auxiliary contacts: 2 NO + 2 NC, screw terminal, size: S3, removable auxiliary switch | 11500 | 1 | Z9 | 1
3RT2047-1AP04-3MA0 |  | power contactor, AC-3e/AC-3, 110 A, 55 kW / 400 V, 3-pole, 230 V AC, 50 Hz, auxiliary contacts: 2 NO + 2 NC, screw terminal, size: S3, captive auxiliary switch | 11600 | 1 | Z9 | 1
3RT2047-1AP60 |  | power contactor, AC-3e/AC-3, 110 A, 55 kW / 400 V, 3-pole, 220 V AC, 50 Hz / 240 V, 60 Hz, auxiliary contacts: 1 NO + 1 NC, screw terminal, size: S3 | 11000 | 1 | Z9 | 1
3RT2047-1CF04-3MA0 |  | power contactor, AC-3e/AC-3, 110 A, 55 kW / 400 V, 3-pole, 110 V AC, 50 Hz, with plugged-in varistor, auxiliary contacts: 2 NO + 2 NC, screw terminal, size: S3, captive auxiliary switch | 11900 | 1 | Z9 | 1
3RT2047-1CL24-3MA0 |  | power contactor, AC-3e/AC-3, 110 A, 55 kW / 400 V, 3-pole, 230 V AC, 50/60 Hz, with plugged-in varistor, auxiliary contacts: 2 NO + 2 NC, screw terminal, size: S3, captive auxiliary switch | 11900 | 1 | Z9 | 1
3RT2047-1NB30 |  | power contactor, AC-3e/AC-3, 110 A, 55 kW / 400 V, 3-pole, 20-33 V AC/DC, 50/60 Hz, with integrated varistor, auxiliary contacts: 1 NO + 1 NC, screw terminal, size: S3 | 12800 | 1 | Z9 | 1
3RT2047-1NB30-0CC0 |  | power contactor, AC-3e/AC-3, 110 A, 55 kW / 400 V, 3-pole, 20-33 V AC/DC, 50/60 Hz, with integrated varistor, auxiliary contacts: 1 NO + 1 NC, screw terminal, size: S3, communication-capable | 14600 | 1 | Z9 | 1
3RT2047-1NB30-1AA0 |  | power contactor, AC-3e/AC-3, 110 A, 55 kW / 400 V, 3-pole, 20-33 V AC/DC, 50/60 Hz, with integrated varistor, auxiliary contacts: 1 NO + 1 NC, screw terminal, size: S3, upright mounting position | 13800 | 1 | Z9 | 1
3RT2047-1NB34 |  | power contactor, AC-3e/AC-3, 110 A, 55 kW / 400 V, 3-pole, 20-33 V AC/DC, 50/60 Hz, with integrated varistor, auxiliary contacts: 2 NO + 2 NC, screw terminal, size: S3, removable auxiliary switch | 13300 | 1 | Z9 | 1
3RT2047-1NB34-3MA0 |  | power contactor, AC-3e/AC-3, 110 A, 55 kW / 400 V, 3-pole, 20-33 V AC/DC, 50/60 Hz, with integrated varistor, auxiliary contacts: 2 NO + 2 NC, screw terminal, size: S3, captive auxiliary switch | 13400 | 1 | Z9 | 1
3RT2047-1NF30 |  | power contactor, AC-3e/AC-3, 110 A, 55 kW / 400 V, 3-pole, 83-155 V AC/DC, 50/60 Hz, with integrated varistor, auxiliary contacts: 1 NO + 1 NC, screw terminal, size: S3 | 12800 | 1 | Z9 | 1
3RT2047-1NF34 |  | power contactor, AC-3e/AC-3, 110 A, 55 kW / 400 V, 3-pole, 83-155 V AC/DC, 50/60 Hz, with integrated varistor, auxiliary contacts: 2 NO + 2 NC, screw terminal, size: S3, removable auxiliary switch | 13300 | 1 | Z9 | 1
3RT2047-1NP30 |  | power contactor, AC-3e/AC-3, 110 A, 55 kW / 400 V, 3-pole, 175-280 V AC/DC, 50/60 Hz, with integrated varistor, auxiliary contacts: 1 NO + 1 NC, screw terminal, size: S3 | 12800 | 1 | Z9 | 1
3RT2047-1NP34 |  | power contactor, AC-3e/AC-3, 110 A, 55 kW / 400 V, 3-pole, 175-280 V AC/DC, 50/60 Hz, with integrated varistor, auxiliary contacts: 2 NO + 2 NC, screw terminal, size: S3, removable auxiliary switch | 13300 | 1 | Z9 | 1
3RT2047-1XB40-0LA2 |  | traction contactor, AC-3e/AC-3, 110 A, 55 kW / 400 V, 3-pole, 24 V DC, 0.7-1.25* Uc, solid-state operating mechanism, with integrated varistor, auxiliary contacts: 1 NO + 1 NC, screw terminal, frame size: S3 | 19300 | 1 | Z9 | 1
3RT2047-1XF40-0LA2 |  | traction contactor, AC-3e/AC-3, 110 A, 55 kW / 400 V, 3-pole, 110 V DC, 0.7-1.25* Uc, solid-state operating mechanism, with integrated varistor, auxiliary contacts: 1 NO + 1 NC, screw terminal, frame size: S3 | 19300 | 1 | Z9 | 1
3RT2047-3AB00 |  | power contactor, AC-3e/AC-3, 110 A, 55 kW / 400 V, 3-pole, 24 V AC, 50 Hz, auxiliary contacts: 1 NO + 1 NC, main circuit: screw terminal, control and auxiliary circuit: spring-loaded terminal, size: S3 | 11000 | 1 | Z9 | 1
3RT2047-3AF00 |  | power contactor, AC-3e/AC-3, 110 A, 55 kW / 400 V, 3-pole, 110 V AC, 50 Hz, auxiliary contacts: 1 NO + 1 NC, main circuit: screw terminal, control and auxiliary circuit: spring-loaded terminal, size: S3 | 11000 | 1 | Z9 | 1
3RT2047-3AP00 |  | power contactor, AC-3e/AC-3, 110 A, 55 kW / 400 V, 3-pole, 230 V AC, 50 Hz, auxiliary contacts: 1 NO + 1 NC, main circuit: screw terminal, control and auxiliary circuit: spring-loaded terminal, size: S3 | 11000 | 1 | Z9 | 1
3RT2047-3CF04-3MA0 |  | power contactor, AC-3e/AC-3, 110 A, 55 kW / 400 V, 3-pole, 110 V AC, 50 Hz, with plugged-in varistor, auxiliary contacts: 2 NO + 2 NC, main circuit: screw terminal, control and auxiliary circuit: spring-loaded terminal, size: S3, captive auxiliary switch | 11900 | 1 | Z9 | 1
3RT2047-3NB30 |  | power contactor, AC-3e/AC-3, 110 A, 55 kW / 400 V, 3-pole, 20-33 V AC/DC, 50/60 Hz, with integrated varistor, auxiliary contacts: 1 NO + 1 NC, main circuit: screw terminal, control and auxiliary circuit: spring-loaded terminal, size: S3 | 12800 | 1 | Z9 | 1
3RT2047-3NB30-0CC0 |  | power contactor, AC-3e/AC-3, 110 A, 55 kW / 400 V, 3-pole, 20-33 V AC/DC, 50/60 Hz, with integrated varistor, auxiliary contacts: 1 NO + 1 NC, main circuit: screw terminal, control and auxiliary circuit: spring-loaded terminal, size: S3, communication-capable | 14600 | 1 | Z9 | 1
3RT2047-3NB34-3MA0 |  | power contactor, AC-3e/AC-3, 110 A, 55 kW / 400 V, 3-pole, 20-33 V AC/DC, 50/60 Hz, with integrated varistor, auxiliary contacts: 2 NO + 2 NC, main circuit: screw terminal, control and auxiliary circuit: spring-loaded terminal, size: S3, captive auxiliary switch | 13400 | 1 | Z9 | 1
3RT2047-3NF30 |  | power contactor, AC-3e/AC-3, 110 A, 55 kW / 400 V, 3-pole, 83-155 V AC/DC, 50/60 Hz, with integrated varistor, auxiliary contacts: 1 NO + 1 NC, main circuit: screw terminal, control and auxiliary circuit: spring-loaded terminal, size: S3 | 12800 | 1 | Z9 | 1
3RT2047-3NP30 |  | power contactor, AC-3e/AC-3, 110 A, 55 kW / 400 V, 3-pole, 175-280 V AC/DC, 50/60 Hz, with integrated varistor, auxiliary contacts: 1 NO + 1 NC, main circuit: screw terminal, control and auxiliary circuit: spring-loaded terminal, size: S3 | 12800 | 1 | Z9 | 1
3RT2047-3XB40-0LA2 |  | traction contactor, AC-3e/AC-3, 110 A, 55 kW / 400 V, 3-pole, 24 V DC, 0.7-1.25* Uc, solid-state operating mechanism, with integrated varistor, auxiliary contacts: 1 NO + 1 NC, main circuit: screw terminal, control and auxiliary circuit: spring-loaded terminal, frame size: S3 | 19300 | 1 | Z9 | 1
3RT2047-3XF40-0LA2 |  | traction contactor, AC-3e/AC-3, 110 A, 55 kW / 400 V, 3-pole, 110 V DC, 0.7-1.25* Uc, solid-state operating mechanism, with integrated varistor, auxiliary contacts: 1 NO + 1 NC, main circuit: screw terminal, control and auxiliary circuit: spring-loaded terminal, frame size: S3 | 19300 | 1 | Z9 | 1
3RT2047-3XJ40-0LA2 |  | traction contactor, AC-3e/AC-3, 110 A, 55 kW / 400 V, 3-pole, 72 V DC, 0.7-1.25* Uc, solid-state operating mechanism, with integrated varistor, auxiliary contacts: 1 NO + 1 NC, main circuit: screw terminal, control and auxiliary circuit: spring-loaded terminal, frame size: S3 | 19300 | 1 | Z9 | 1
3RT2316-1AB00 |  | contactor AC-1, 18 A, 400 V / 40 Â°C, 4-pole, 24 V AC, 50/60 Hz, screw terminal, size: S00 | 866 | 1 | Z9 | 1
3RT2316-1AF00 |  | contactor AC-1, 18 A, 400 V / 40 Â°C, 4-pole, 110 V AC, 50/60 Hz, screw terminal, size: S00 | 866 | 1 | Z9 | 1
3RT2316-1AK60 |  | contactor AC-1, 18 A, 400 V / 40 Â°C, 4-pole, 110 V AC, 50 Hz / 120 V, 60 Hz, screw terminal, size: S00 | 866 | 1 | Z9 | 1
3RT2316-1AP00 |  | contactor AC-1, 18 A, 400 V / 40 Â°C, 4-pole, 230 V AC, 50/60 Hz, screw terminal, size: S00 | 866 | 1 | Z9 | 1
3RT2316-1AP60 |  | contactor AC-1, 18 A, 400 V / 40 Â°C, 4-pole, 220 V AC, 50 Hz / 240 V, 60 Hz, screw terminal, size: S00 | 866 | 1 | Z9 | 1
3RT2316-1BA40 |  | contactor AC-1, 18 A, 400 V / 40 Â°C, 4-pole, 12 V DC, screw terminal, size: S00 | 1100 | 1 | Z9 | 1
3RT2316-1BB40 |  | contactor AC-1, 18 A, 400 V / 40 Â°C, 4-pole, 24 V DC, screw terminal, size: S00 | 995 | 1 | Z9 | 1
3RT2316-1BF40 |  | contactor AC-1, 18 A, 400 V / 40 Â°C, 4-pole, 110 V DC, screw terminal, size: S00 | 995 | 1 | Z9 | 1
3RT2316-1BG40 |  | contactor AC-1, 18 A, 400 V / 40 Â°C, 4-pole, 125 V DC, screw terminal, size: S00 | 1100 | 1 | Z9 | 1
3RT2316-1BM40 |  | contactor AC-1, 18 A, 400 V / 40 Â°C, 4-pole, 220 V DC, screw terminal, size: S00 | 995 | 1 | Z9 | 1
3RT2316-1BW40 |  | contactor AC-1, 18 A, 400 V / 40 Â°C, 4-pole, 48 V DC, screw terminal, size: S00 | 995 | 1 | Z9 | 1
3RT2316-2AB00 |  | contactor AC-1, 18 A, 400 V / 40 Â°C, 4-pole, 24 V AC, 50/60 Hz, spring-loaded terminal, size: S00 | 866 | 1 | Z9 | 1
3RT2316-2AB00-1AA0 |  | contactor AC-1, 18 A, 400 V / 40 Â°C, 4-pole, 24 V AC, 50/60 Hz, spring-loaded terminal, size: S00, upright mounting position | 959 | 1 | Z9 | 1
3RT2316-2AF00 |  | contactor AC-1, 18 A, 400 V / 40 Â°C, 4-pole, 110 V AC, 50/60 Hz, spring-loaded terminal, size: S00 | 866 | 1 | Z9 | 1
3RT2316-2AF00-1AA0 |  | contactor AC-1, 18 A, 400 V / 40 Â°C, 4-pole, 110 V AC, 50/60 Hz, spring-loaded terminal, size: S00, upright mounting position | 959 | 1 | Z9 | 1
3RT2316-2AH00 |  | contactor AC-1, 18 A, 400 V / 40 Â°C, 4-pole, 48 V AC, 50/60 Hz, spring-loaded terminal, size: S00 | 884 | 1 | Z9 | 1
3RT2316-2AK60 |  | contactor AC-1, 18 A, 400 V / 40 Â°C, 4-pole, 110 V AC, 50 Hz / 120 V, 60 Hz, spring-loaded terminal, size: S00 | 866 | 1 | Z9 | 1
3RT2316-2AP00 |  | contactor AC-1, 18 A, 400 V / 40 Â°C, 4-pole, 230 V AC, 50/60 Hz, spring-loaded terminal, size: S00 | 866 | 1 | Z9 | 1
3RT2316-2AP00-1AA0 |  | contactor AC-1, 18 A, 400 V / 40 Â°C, 4-pole, 230 V AC, 50/60 Hz, spring-loaded terminal, size: S00, upright mounting position | 959 | 1 | Z9 | 1
3RT2316-2AP60 |  | contactor AC-1, 18 A, 400 V / 40 Â°C, 4-pole, 220 V AC, 50 Hz / 240 V, 60 Hz, spring-loaded terminal, size: S00 | 866 | 1 | Z9 | 1
3RT2316-2BB40 |  | contactor AC-1, 18 A, 400 V / 40 Â°C, 4-pole, 24 V DC, spring-loaded terminal, size: S00 | 995 | 1 | Z9 | 1
3RT2316-2BF40 |  | contactor AC-1, 18 A, 400 V / 40 Â°C, 4-pole, 110 V DC, spring-loaded terminal, size: S00 | 995 | 1 | Z9 | 1
3RT2316-2BM40 |  | contactor AC-1, 18 A, 400 V / 40 Â°C, 4-pole, 220 V DC, spring-loaded terminal, size: S00 | 995 | 1 | Z9 | 1
3RT2316-2BW40 |  | contactor AC-1, 18 A, 400 V / 40 Â°C, 4-pole, 48 V DC, spring-loaded terminal, size: S00 | 995 | 1 | Z9 | 1
3RT2317-1AB00 |  | contactor AC-1, 22 A, 400 V / 40 Â°C, 4-pole, 24 V AC, 50/60 Hz, screw terminal, size: S00 | 1050 | 1 | Z9 | 1
3RT2317-1AF00 |  | contactor AC-1, 22 A, 400 V / 40 Â°C, 4-pole, 110 V AC, 50/60 Hz, screw terminal, size: S00 | 1050 | 1 | Z9 | 1
3RT2317-1AH00 |  | contactor AC-1, 22 A, 400 V / 40 Â°C, 4-pole, 48 V AC, 50/60 Hz, screw terminal, size: S00 | 1050 | 1 | Z9 | 1
3RT2317-1AK60 |  | contactor AC-1, 22 A, 400 V / 40 Â°C, 4-pole, 110 V AC, 50 Hz / 120 V, 60 Hz, screw terminal, size: S00 | 1050 | 1 | Z9 | 1
3RT2317-1AP00 |  | contactor AC-1, 22 A, 400 V / 40 Â°C, 4-pole, 230 V AC, 50/60 Hz, screw terminal, size: S00 | 1050 | 1 | Z9 | 1
3RT2317-1AP60 |  | contactor AC-1, 22 A, 400 V / 40 Â°C, 4-pole, 220 V AC, 50 Hz / 240 V, 60 Hz, screw terminal, size: S00 | 1050 | 1 | Z9 | 1
3RT2317-1BA40 |  | contactor AC-1, 22 A, 400 V / 40 Â°C, 4-pole, 12 V DC, screw terminal, size: S00 | 1300 | 1 | Z9 | 1
3RT2317-1BB40 |  | contactor AC-1, 22 A, 400 V / 40 Â°C, 4-pole, 24 V DC, screw terminal, size: S00 | 1190 | 1 | Z9 | 1
3RT2317-1BF40 |  | contactor AC-1, 22 A, 400 V / 40 Â°C, 4-pole, 110 V DC, screw terminal, size: S00 | 1190 | 1 | Z9 | 1
3RT2317-1BG40 |  | contactor AC-1, 22 A, 400 V / 40 Â°C, 4-pole, 125 V DC, screw terminal, size: S00 | 1300 | 1 | Z9 | 1
3RT2317-1BM40 |  | contactor AC-1, 22 A, 400 V / 40 Â°C, 4-pole, 220 V DC, screw terminal, size: S00 | 1190 | 1 | Z9 | 1
3RT2317-1FF40 |  | contactor AC-1, 22 A, 400 V / 40 Â°C, 4-pole, 110 V DC, with integrated diode, screw terminal size: S00 | 1200 | 1 | Z9 | 1
3RT2317-2AB00 |  | contactor AC-1, 22 A, 400 V / 40 Â°C, 4-pole, 24 V AC, 50/60 Hz, spring-loaded terminal, size: S00 | 1050 | 1 | Z9 | 1
3RT2317-2AB00-1AA0 |  | contactor AC-1, 22 A, 400 V / 40 Â°C, 4-pole, 24 V AC, 50/60 Hz, spring-loaded terminal, size: S00, upright mounting position | 1130 | 1 | Z9 | 1
3RT2317-2AF00 |  | contactor AC-1, 22 A, 400 V / 40 Â°C, 4-pole, 110 V AC, 50/60 Hz, spring-loaded terminal, size: S00 | 931 | 1 | Z9 | 1
3RT2317-2AH00 |  | contactor AC-1, 22 A, 400 V / 40 Â°C, 4-pole, 48 V AC, 50/60 Hz, spring-loaded terminal, size: S00 | 1050 | 1 | Z9 | 1
3RT2317-2AK60 |  | contactor AC-1, 22 A, 400 V / 40 Â°C, 4-pole, 110 V AC, 50 Hz / 120 V, 60 Hz, spring-loaded terminal, size: S00 | 1050 | 1 | Z9 | 1
3RT2317-2AM20 |  | contactor AC-1, 22 A, 400 V / 40 Â°C, 4-pole, 208 V AC, 50/60 Hz, spring-loaded terminal, size: S00 | 1050 | 1 | Z9 | 1
3RT2317-2AP00 |  | contactor AC-1, 22 A, 400 V / 40 Â°C, 4-pole, 230 V AC, 50/60 Hz, spring-loaded terminal, size: S00 | 1050 | 1 | Z9 | 1
3RT2317-2AP60 |  | contactor AC-1, 22 A, 400 V / 40 Â°C, 4-pole, 220 V AC, 50 Hz / 240 V, 60 Hz, spring-loaded terminal, size: S00 | 1050 | 1 | Z9 | 1
3RT2317-2AV00 |  | contactor AC-1, 22 A, 400 V / 40 Â°C, 4-pole, 400 V AC, 50/60 Hz, spring-loaded terminal, size: S00 | 1120 | 1 | Z9 | 1
3RT2317-2BB40 |  | contactor AC-1, 22 A, 400 V / 40 Â°C, 4-pole, 24 V DC, spring-loaded terminal, size: S00 | 1190 | 1 | Z9 | 1
3RT2317-2BF40 |  | contactor AC-1, 22 A, 400 V / 40 Â°C, 4-pole, 110 V DC, spring-loaded terminal, size: S00 | 1050 | 1 | Z9 | 1
3RT2317-2BM40 |  | contactor AC-1, 22 A, 400 V / 40 Â°C, 4-pole, 220 V DC, spring-loaded terminal, size: S00 | 1050 | 1 | Z9 | 1
3RT2317-2XF40-0LA2 |  | traction contactor, AC-1, 22 A, 400 V / 40 Â°C, 4-pole, 72-125 V DC, 0.7-1.25* Uc, solid-state operating mechanism, with integrated varistor, auxiliary contacts: 1 NO + 1 NC, spring-loaded terminal, frame size: S00 | 1850 | 1 | Z9 | 1
3RT2325-1AB00 |  | contactor AC-1, 35 A, 400 V / 40 Â°C, 4-pole, 24 V AC, 50 Hz, auxiliary contacts: 1 NO + 1 NC, screw terminal, size: S0 | 1890 | 1 | Z9 | 1
3RT2325-1AC20 |  | contactor AC-1, 35 A, 400 V / 40 Â°C, 4-pole, 24 V AC, 50/60 Hz, auxiliary contacts: 1 NO + 1 NC, screw terminal, size: S0 | 1890 | 1 | Z9 | 1
3RT2325-1AF00 |  | contactor AC-1, 35 A, 400 V / 40 Â°C, 4-pole, 110 V AC, 50 Hz, auxiliary contacts: 1 NO + 1 NC, screw terminal, size: S0 | 1890 | 1 | Z9 | 1
3RT2325-1AG20 |  | contactor AC-1, 35 A, 400 V / 40 Â°C, 4-pole, 110 V AC, 50/60 Hz, auxiliary contacts: 1 NO + 1 NC, screw terminal, size: S0 | 1890 | 1 | Z9 | 1
3RT2325-1AG60 |  | contactor AC-1, 35 A, 400 V / 40 Â°C, 4-pole, 100 V AC, 50 Hz / 100-110 V, 60 Hz, auxiliary contacts: 1 NO + 1 NC, screw terminal, size: S0 | 1840 | 1 | Z9 | 1
3RT2325-1AK60 |  | contactor AC-1, 35 A, 400 V / 40 Â°C, 4-pole, 110 V AC, 50 Hz / 120 V, 60 Hz, auxiliary contacts: 1 NO + 1 NC, screw terminal, size: S0 | 1890 | 1 | Z9 | 1
3RT2325-1AL20 |  | contactor AC-1, 35 A, 400 V / 40 Â°C, 4-pole, 230 V AC, 50/60 Hz, auxiliary contacts: 1 NO + 1 NC, screw terminal, size: S0 | 1890 | 1 | Z9 | 1
3RT2325-1AM20 |  | contactor AC-1, 35 A, 400 V / 40 Â°C, 4-pole, 208 V AC, 50/60 Hz, auxiliary contacts: 1 NO + 1 NC, screw terminal, size: S0 | 2000 | 1 | Z9 | 1
3RT2325-1AN20 |  | contactor AC-1, 35 A, 400 V / 40 Â°C, 4-pole, 220 V AC, 50/60 Hz, auxiliary contacts: 1 NO + 1 NC, screw terminal, size: S0 | 1890 | 1 | Z9 | 1
3RT2325-1AP00 |  | contactor AC-1, 35 A, 400 V / 40 Â°C, 4-pole, 230 V AC, 50 Hz, auxiliary contacts: 1 NO + 1 NC, screw terminal, size: S0 | 1890 | 1 | Z9 | 1
3RT2325-1AP60 |  | contactor AC-1, 35 A, 400 V / 40 Â°C, 4-pole, 220 V AC, 50 Hz / 240 V, 60 Hz, auxiliary contacts: 1 NO + 1 NC, screw terminal, size: S0 | 1890 | 1 | Z9 | 1
3RT2325-1AV00 |  | contactor AC-1, 35 A, 400 V / 40 Â°C, 4-pole, 400 V AC, 50 Hz, auxiliary contacts: 1 NO + 1 NC, screw terminal, size: S0 | 2000 | 1 | Z9 | 1
3RT2325-1BB40 |  | contactor AC-1, 35 A, 400 V / 40 Â°C, 4-pole, 24 V DC, auxiliary contacts: 1 NO + 1 NC, screw terminal, size: S0 | 3140 | 1 | Z9 | 1
3RT2325-1BF40 |  | contactor AC-1, 35 A, 400 V / 40 Â°C, 4-pole, 110 V DC, auxiliary contacts: 1 NO + 1 NC, screw terminal, size: S0 | 3140 | 1 | Z9 | 1
3RT2325-1BG40 |  | contactor AC-1, 35 A, 400 V / 40 Â°C, 4-pole, 125 V DC, auxiliary contacts: 1 NO + 1 NC, screw terminal, size: S0 | 3250 | 1 | Z9 | 1
3RT2325-1BM40 |  | contactor AC-1, 35 A, 400 V / 40 Â°C, 4-pole, 220 V DC, auxiliary contacts: 1 NO + 1 NC, screw terminal, size: S0 | 3140 | 1 | Z9 | 1
3RT2325-1BW40 |  | contactor AC-1, 35 A, 400 V / 40 Â°C, 4-pole, 48 V DC, auxiliary contacts: 1 NO + 1 NC, screw terminal, size: S0 | 3140 | 1 | Z9 | 1
3RT2325-2AB00 |  | contactor AC-1, 35 A, 400 V / 40 Â°C, 4-pole, 24 V AC, 50 Hz, auxiliary contacts: 1 NO + 1 NC, spring-loaded terminal, size: S0 | 1890 | 1 | Z9 | 1
3RT2325-2AB00-1AA0 |  | contactor AC-1, 35 A, 400 V / 40 Â°C, 4-pole, 24 V AC, 50 Hz, auxiliary contacts: 1 NO + 1 NC, spring-loaded terminal, size: S0, upright mounting position | 2020 | 1 | Z9 | 1
3RT2325-2AC20 |  | contactor AC-1, 35 A, 400 V / 40 Â°C, 4-pole, 24 V AC, 50/60 Hz, auxiliary contacts: 1 NO + 1 NC, spring-loaded terminal, size: S0 | 1890 | 1 | Z9 | 1
3RT2325-2AC20-1AA0 |  | contactor AC-1, 35 A, 400 V / 40 Â°C, 4-pole, 24 V AC, 50/60 Hz, auxiliary contacts: 1 NO + 1 NC, spring-loaded terminal, size: S0, upright mounting position | 2020 | 1 | Z9 | 1
3RT2325-2AF00 |  | contactor AC-1, 35 A, 400 V / 40 Â°C, 4-pole, 110 V AC, 50 Hz, auxiliary contacts: 1 NO + 1 NC, spring-loaded terminal, size: S0 | 1750 | 1 | Z9 | 1
3RT2325-2AG20 |  | contactor AC-1, 35 A, 400 V / 40 Â°C, 4-pole, 110 V AC, 50/60 Hz, auxiliary contacts: 1 NO + 1 NC, spring-loaded terminal, size: S0 | 1890 | 1 | Z9 | 1
3RT2325-2AG20-1AA0 |  | contactor AC-1, 35 A, 400 V / 40 Â°C, 4-pole, 110 V AC, 50/60 Hz, auxiliary contacts: 1 NO + 1 NC, spring-loaded terminal, size: S0, upright mounting position | 2020 | 1 | Z9 | 1
3RT2325-2AK60 |  | contactor AC-1, 35 A, 400 V / 40 Â°C, 4-pole, 110 V AC, 50 Hz / 120 V, 60 Hz, auxiliary contacts: 1 NO + 1 NC, spring-loaded terminal, size: S0 | 1890 | 1 | Z9 | 1
3RT2325-2AL20 |  | contactor AC-1, 35 A, 400 V / 40 Â°C, 4-pole, 230 V AC, 50/60 Hz, auxiliary contacts: 1 NO + 1 NC, spring-loaded terminal, size: S0 | 1890 | 1 | Z9 | 1
3RT2325-2AL20-1AA0 |  | contactor AC-1, 35 A, 400 V / 40 Â°C, 4-pole, 230 V AC, 50/60 Hz, auxiliary contacts: 1 NO + 1 NC, spring-loaded terminal, size: S0, upright mounting position | 2480 | 1 | Z9 | 1
3RT2325-2AP00 |  | contactor AC-1, 35 A, 400 V / 40 Â°C, 4-pole, 230 V AC, 50 Hz, auxiliary contacts: 1 NO + 1 NC, spring-loaded terminal, size: S0 | 1890 | 1 | Z9 | 1
3RT2325-2AP60 |  | contactor AC-1, 35 A, 400 V / 40 Â°C, 4-pole, 220 V AC, 50 Hz / 240 V, 60 Hz, auxiliary contacts: 1 NO + 1 NC, spring-loaded terminal, size: S0 | 1890 | 1 | Z9 | 1
3RT2325-2BB40 |  | contactor AC-1, 35 A, 400 V / 40 Â°C, 4-pole, 24 V DC, auxiliary contacts: 1 NO + 1 NC, spring-loaded terminal, size: S0 | 3140 | 1 | Z9 | 1
3RT2325-2BF40 |  | contactor AC-1, 35 A, 400 V / 40 Â°C, 4-pole, 110 V DC, auxiliary contacts: 1 NO + 1 NC, spring-loaded terminal, size: S0 | 3140 | 1 | Z9 | 1
3RT2325-2BG40 |  | contactor AC-1, 35 A, 400 V / 40 Â°C, 4-pole, 125 V DC, auxiliary contacts: 1 NO + 1 NC, spring-loaded terminal, size: S0 | 3310 | 1 | Z9 | 1
3RT2325-2BM40 |  | contactor AC-1, 35 A, 400 V / 40 Â°C, 4-pole, 220 V DC, auxiliary contacts: 1 NO + 1 NC, spring-loaded terminal, size: S0 | 3140 | 1 | Z9 | 1
3RT2325-2CK60 |  | contactor AC-1, 35 A, 400 V / 40 Â°C, 4-pole, 110 V AC, 50 Hz / 120 V, 60 Hz, with plugged-in varistor, auxiliary contacts: 1 NO + 1 NC, spring-loaded terminal, size: S0 | 2100 | 1 | Z9 | 1
3RT2325-2XF40-0LA2 |  | traction contactor, AC-1, 35 A, 400 V / 40 Â°C, 4-pole, 110 V DC, 0.7-1.25* Uc, solid-state operating mechanism, with integrated varistor, auxiliary contacts: 1 NO + 1 NC, spring-loaded terminal, frame size: S0 | 3840 | 1 | Z9 | 1
3RT2326-1AB00 |  | contactor AC-1, 40 A, 400 V / 40 Â°C, 4-pole, 24 V AC, 50 Hz, auxiliary contacts: 1 NO + 1 NC, screw terminal, size: S0 | 2490 | 1 | Z9 | 1
3RT2326-1AC20 |  | contactor AC-1, 40 A, 400 V / 40 Â°C, 4-pole, 24 V AC, 50/60 Hz, auxiliary contacts: 1 NO + 1 NC, screw terminal, size: S0 | 2490 | 1 | Z9 | 1
3RT2326-1AF00 |  | contactor AC-1, 40 A, 400 V / 40 Â°C, 4-pole, 110 V AC, 50 Hz, auxiliary contacts: 1 NO + 1 NC, screw terminal, size: S0 | 2490 | 1 | Z9 | 1
3RT2326-1AH20-4AA0 |  | power contactor, AC-3, 32 A, 15 kW / 400 V, 4-pole, 48 V AC, 50/60 Hz, auxiliary contacts: 1 NO + 1 NC, screw terminal, size: S0 | 2850 | 1 | Z9 | 1
3RT2326-1AK60 |  | contactor AC-1, 40 A, 400 V / 40 Â°C, 4-pole, 110 V AC, 50 Hz / 120 V, 60 Hz, auxiliary contacts: 1 NO + 1 NC, screw terminal, size: S0 | 2490 | 1 | Z9 | 1
3RT2326-1AL20 |  | contactor AC-1, 40 A, 400 V / 40 Â°C, 4-pole, 230 V AC, 50/60 Hz, auxiliary contacts: 1 NO + 1 NC, screw terminal, size: S0 | 2490 | 1 | Z9 | 1
3RT2326-1AL20-4AA0 |  | power contactor, AC-3, 32 A, 15 kW / 400 V, 4-pole, 230 V AC, 50/60 Hz, auxiliary contacts: 1 NO + 1 NC, screw terminal, size: S0 | 2740 | 1 | Z9 | 1
3RT2326-1AM20 |  | contactor AC-1, 40 A, 400 V / 40 Â°C, 4-pole, 208 V AC, 50/60 Hz, auxiliary contacts: 1 NO + 1 NC, screw terminal, size: S0 | 2570 | 1 | Z9 | 1
3RT2326-1AN20 |  | contactor AC-1, 40 A, 400 V / 40 Â°C, 4-pole, 220 V AC, 50/60 Hz, auxiliary contacts: 1 NO + 1 NC, screw terminal, size: S0 | 2490 | 1 | Z9 | 1
3RT2326-1AP00 |  | contactor AC-1, 40 A, 400 V / 40 Â°C, 4-pole, 230 V AC, 50 Hz, auxiliary contacts: 1 NO + 1 NC, screw terminal, size: S0 | 2490 | 1 | Z9 | 1
3RT2326-1AP00-4AA0 |  | power contactor, AC-3, 32 A, 15 kW / 400 V, 4-pole, 230 V AC, 50 Hz, auxiliary contacts: 1 NO + 1 NC, screw terminal, size: S0 | 2740 | 1 | Z9 | 1
3RT2326-1AP60 |  | contactor AC-1, 40 A, 400 V / 40 Â°C, 4-pole, 220 V AC, 50 Hz / 240 V, 60 Hz, auxiliary contacts: 1 NO + 1 NC, screw terminal, size: S0 | 2490 | 1 | Z9 | 1
3RT2326-1AV00 |  | contactor AC-1, 40 A, 400 V / 40 Â°C, 4-pole, 400 V AC, 50 Hz, auxiliary contacts: 1 NO + 1 NC, screw terminal, size: S0 | 2570 | 1 | Z9 | 1
3RT2326-1AV60 |  | contactor AC-1, 40 A, 400 V / 40 Â°C, 4-pole, 480 V AC, 60 Hz, auxiliary contacts: 1 NO + 1 NC, screw terminal, size: S0 | 2570 | 1 | Z9 | 1
3RT2326-1BB40 |  | contactor AC-1, 40 A, 400 V / 40 Â°C, 4-pole, 24 V DC, auxiliary contacts: 1 NO + 1 NC, screw terminal, size: S0 | 3720 | 1 | Z9 | 1
3RT2326-1BB40-1AA0 |  | contactor AC-1, 40 A, 400 V / 40 Â°C, 4-pole, 24 V DC, auxiliary contacts: 1 NO + 1 NC, screw terminal, size: S0, upright mounting position | 4080 | 1 | Z9 | 1
3RT2326-1BB40-4AA0 |  | power contactor, AC-3, 32 A, 15 kW / 400 V, 4-pole, 24 V DC, auxiliary contacts: 1 NO + 1 NC, screw terminal, size: S0 | 4010 | 1 | Z9 | 1
3RT2326-1BF40 |  | contactor AC-1, 40 A, 400 V / 40 Â°C, 4-pole, 110 V DC, auxiliary contacts: 1 NO + 1 NC, screw terminal, size: S0 | 3720 | 1 | Z9 | 1
3RT2326-1BG40 |  | contactor AC-1, 40 A, 400 V / 40 Â°C, 4-pole, 125 V DC, auxiliary contacts: 1 NO + 1 NC, screw terminal, size: S0 | 3860 | 1 | Z9 | 1
3RT2326-1BK80 |  | contactor AC-1, 40 A, 400 V / 40 Â°C, 4-pole, 52 V DC, auxiliary contacts: 1 NO + 1 NC, screw terminal, size: S0 | 3860 | 1 | Z9 | 1
3RT2326-1BM40 |  | contactor AC-1, 40 A, 400 V / 40 Â°C, 4-pole, 220 V DC, auxiliary contacts: 1 NO + 1 NC, screw terminal, size: S0 | 3720 | 1 | Z9 | 1
3RT2326-2AB00 |  | contactor AC-1, 40 A, 400 V / 40 Â°C, 4-pole, 24 V AC, 50 Hz, auxiliary contacts: 1 NO + 1 NC, spring-loaded terminal, size: S0 | 2490 | 1 | Z9 | 1
3RT2326-2AC20 |  | contactor AC-1, 40 A, 400 V / 40 Â°C, 4-pole, 24 V AC, 50/60 Hz, auxiliary contacts: 1 NO + 1 NC, spring-loaded terminal, size: S0 | 2490 | 1 | Z9 | 1
3RT2326-2AF00 |  | contactor AC-1, 40 A, 400 V / 40 Â°C, 4-pole, 110 V AC, 50 Hz, auxiliary contacts: 1 NO + 1 NC, spring-loaded terminal, size: S0 | 2530 | 1 | Z9 | 1
3RT2326-2AK60 |  | contactor AC-1, 40 A, 400 V / 40 Â°C, 4-pole, 110 V AC, 50 Hz / 120 V, 60 Hz, auxiliary contacts: 1 NO + 1 NC, spring-loaded terminal, size: S0 | 2530 | 1 | Z9 | 1
3RT2326-2AL20 |  | contactor AC-1, 40 A, 400 V / 40 Â°C, 4-pole, 230 V AC, 50/60 Hz, auxiliary contacts: 1 NO + 1 NC, spring-loaded terminal, size: S0 | 2490 | 1 | Z9 | 1
3RT2326-2AP00 |  | contactor AC-1, 40 A, 400 V / 40 Â°C, 4-pole, 230 V AC, 50 Hz, auxiliary contacts: 1 NO + 1 NC, spring-loaded terminal, size: S0 | 2490 | 1 | Z9 | 1
3RT2326-2AP60 |  | contactor AC-1, 40 A, 400 V / 40 Â°C, 4-pole, 220 V AC, 50 Hz / 240 V, 60 Hz, auxiliary contacts: 1 NO + 1 NC, spring-loaded terminal, size: S0 | 2530 | 1 | Z9 | 1
3RT2326-2BB40 |  | contactor AC-1, 40 A, 400 V / 40 Â°C, 4-pole, 24 V DC, auxiliary contacts: 1 NO + 1 NC, spring-loaded terminal, size: S0 | 3720 | 1 | Z9 | 1
3RT2326-2BF40 |  | contactor AC-1, 40 A, 400 V / 40 Â°C, 4-pole, 110 V DC, auxiliary contacts: 1 NO + 1 NC, spring-loaded terminal, size: S0 | 3720 | 1 | Z9 | 1
3RT2326-2BG40 |  | contactor AC-1, 40 A, 400 V / 40 Â°C, 4-pole, 125 V DC, auxiliary contacts: 1 NO + 1 NC, spring-loaded terminal, size: S0 | 3860 | 1 | Z9 | 1
3RT2326-2BM40 |  | contactor AC-1, 40 A, 400 V / 40 Â°C, 4-pole, 220 V DC, auxiliary contacts: 1 NO + 1 NC, spring-loaded terminal, size: S0 | 3720 | 1 | Z9 | 1
3RT2326-2XB40-0LA2 |  | traction contactor, AC-1, 40 A, 400 V / 40 Â°C, 4-pole, 24 V DC, 0.7-1.25* Uc, solid-state operating mechanism, with integrated varistor, auxiliary contacts: 1 NO + 1 NC, spring-loaded terminal, frame size: S0 | 4690 | 1 | Z9 | 1
3RT2327-1AB00 |  | contactor AC-1, 50 A, 400 V / 40 Â°C, 4-pole, 24 V AC, 50 Hz, auxiliary contacts: 1 NO + 1 NC, screw terminal, size: S0 | 3440 | 1 | Z9 | 1
3RT2327-1AC20 |  | contactor AC-1, 50 A, 400 V / 40 Â°C, 4-pole, 24 V AC, 50/60 Hz, auxiliary contacts: 1 NO + 1 NC, screw terminal, size: S0 | 3440 | 1 | Z9 | 1
3RT2327-1AF00 |  | contactor AC-1, 50 A, 400 V / 40 Â°C, 4-pole, 110 V AC, 50 Hz, auxiliary contacts: 1 NO + 1 NC, screw terminal, size: S0 | 3440 | 1 | Z9 | 1
3RT2327-1AH20 |  | contactor AC-1, 50 A, 400 V / 40 Â°C, 4-pole, 48 V AC, 50/60 Hz, auxiliary contacts: 1 NO + 1 NC, screw terminal, size: S0 | 3520 | 1 | Z9 | 1
3RT2327-1AK60 |  | contactor AC-1, 50 A, 400 V / 40 Â°C, 4-pole, 110 V AC, 50 Hz / 120 V, 60 Hz, auxiliary contacts: 1 NO + 1 NC, screw terminal, size: S0 | 3440 | 1 | Z9 | 1
3RT2327-1AL20 |  | contactor AC-1, 50 A, 400 V / 40 Â°C, 4-pole, 230 V AC, 50/60 Hz, auxiliary contacts: 1 NO + 1 NC, screw terminal, size: S0 | 3440 | 1 | Z9 | 1
3RT2327-1AP00 |  | contactor AC-1, 50 A, 400 V / 40 Â°C, 4-pole, 230 V AC, 50 Hz, auxiliary contacts: 1 NO + 1 NC, screw terminal, size: S0 | 3440 | 1 | Z9 | 1
3RT2327-1AP60 |  | contactor AC-1, 50 A, 400 V / 40 Â°C, 4-pole, 220 V AC, 50 Hz / 240 V, 60 Hz, auxiliary contacts: 1 NO + 1 NC, screw terminal, size: S0 | 3440 | 1 | Z9 | 1
3RT2327-1BA40 |  | contactor AC-1, 50 A, 400 V / 40 Â°C, 4-pole, 12 V DC, auxiliary contacts: 1 NO + 1 NC, screw terminal, size: S0 | 5180 | 1 | Z9 | 1
3RT2327-1BB40 |  | contactor AC-1, 50 A, 400 V / 40 Â°C, 4-pole, 24 V DC, auxiliary contacts: 1 NO + 1 NC, screw terminal, size: S0 | 5010 | 1 | Z9 | 1
3RT2327-1BF40 |  | contactor AC-1, 50 A, 400 V / 40 Â°C, 4-pole, 110 V DC, auxiliary contacts: 1 NO + 1 NC, screw terminal, size: S0 | 5010 | 1 | Z9 | 1
3RT2327-1BG40 |  | contactor AC-1, 50 A, 400 V / 40 Â°C, 4-pole, 125 V DC, auxiliary contacts: 1 NO + 1 NC, screw terminal, size: S0 | 5180 | 1 | Z9 | 1
3RT2327-1BM40 |  | contactor AC-1, 50 A, 400 V / 40 Â°C, 4-pole, 220 V DC, auxiliary contacts: 1 NO + 1 NC, screw terminal, size: S0 | 5010 | 1 | Z9 | 1
3RT2327-2AB00 |  | contactor AC-1, 50 A, 400 V / 40 Â°C, 4-pole, 24 V AC, 50 Hz, auxiliary contacts: 1 NO + 1 NC, spring-loaded terminal, size: S0 | 3520 | 1 | Z9 | 1
3RT2327-2AC20 |  | contactor AC-1, 50 A, 400 V / 40 Â°C, 4-pole, 24 V AC, 50/60 Hz, auxiliary contacts: 1 NO + 1 NC, spring-loaded terminal, size: S0 | 3630 | 1 | Z9 | 1
3RT2327-2AF00 |  | contactor AC-1, 50 A, 400 V / 40 Â°C, 4-pole, 110 V AC, 50 Hz, auxiliary contacts: 1 NO + 1 NC, spring-loaded terminal, size: S0 | 3520 | 1 | Z9 | 1
3RT2327-2AK60 |  | contactor AC-1, 50 A, 400 V / 40 Â°C, 4-pole, 110 V AC, 50 Hz / 120 V, 60 Hz, auxiliary contacts: 1 NO + 1 NC, spring-loaded terminal, size: S0 | 3630 | 1 | Z9 | 1
3RT2327-2AL20 |  | contactor AC-1, 50 A, 400 V / 40 Â°C, 4-pole, 230 V AC, 50/60 Hz, auxiliary contacts: 1 NO + 1 NC, spring-loaded terminal, size: S0 | 3520 | 1 | Z9 | 1
3RT2327-2AP00 |  | contactor AC-1, 50 A, 400 V / 40 Â°C, 4-pole, 230 V AC, 50 Hz, auxiliary contacts: 1 NO + 1 NC, spring-loaded terminal, size: S0 | 3520 | 1 | Z9 | 1
3RT2327-2AP60 |  | contactor AC-1, 50 A, 400 V / 40 Â°C, 4-pole, 220 V AC, 50 Hz / 240 V, 60 Hz, auxiliary contacts: 1 NO + 1 NC, spring-loaded terminal, size: S0 | 3630 | 1 | Z9 | 1
3RT2327-2BB40 |  | contactor AC-1, 50 A, 400 V / 40 Â°C, 4-pole, 24 V DC, auxiliary contacts: 1 NO + 1 NC, spring-loaded terminal, size: S0 | 5010 | 1 | Z9 | 1
3RT2327-2BF40 |  | contactor AC-1, 50 A, 400 V / 40 Â°C, 4-pole, 110 V DC, auxiliary contacts: 1 NO + 1 NC, spring-loaded terminal, size: S0 | 4900 | 1 | Z9 | 1
3RT2327-2BG40 |  | contactor AC-1, 50 A, 400 V / 40 Â°C, 4-pole, 125 V DC, auxiliary contacts: 1 NO + 1 NC, spring-loaded terminal, size: S0 | 5010 | 1 | Z9 | 1
3RT2327-2BM40 |  | contactor AC-1, 50 A, 400 V / 40 Â°C, 4-pole, 220 V DC, auxiliary contacts: 1 NO + 1 NC, spring-loaded terminal, size: S0 | 4900 | 1 | Z9 | 1
3RT2336-1AB00 |  | contactor AC-1, 60 A, 400 V / 40 Â°C, 4-pole, 24 V AC, 50 Hz, auxiliary contacts: 1 NO + 1 NC, screw terminal, size: S2 | 5010 | 1 | Z9 | 1
3RT2336-1AC20 |  | contactor AC-1, 60 A, 400 V / 40 Â°C, 4-pole, 24 V AC, 50/60 Hz, auxiliary contacts: 1 NO + 1 NC, screw terminal, size: S2 | 5010 | 1 | Z9 | 1
3RT2336-1AF00 |  | contactor AC-1, 60 A, 400 V / 40 Â°C, 4-pole, 110 V AC, 50 Hz, auxiliary contacts: 1 NO + 1 NC, screw terminal, size: S2 | 5010 | 1 | Z9 | 1
3RT2336-1AH20 |  | contactor AC-1, 60 A, 400 V / 40 Â°C, 4-pole, 48 V AC, 50/60 Hz, auxiliary contacts: 1 NO + 1 NC, screw terminal, size: S2 | 5140 | 1 | Z9 | 1
3RT2336-1AK60 |  | contactor AC-1, 60 A, 400 V / 40 Â°C, 4-pole, 110 V AC, 50 Hz / 120 V, 60 Hz, auxiliary contacts: 1 NO + 1 NC, screw terminal, size: S2 | 5010 | 1 | Z9 | 1
3RT2336-1AL20 |  | contactor AC-1, 60 A, 400 V / 40 Â°C, 4-pole, 230 V AC, 50/60 Hz, auxiliary contacts: 1 NO + 1 NC, screw terminal, size: S2 | 5010 | 1 | Z9 | 1
3RT2336-1AM20 |  | contactor AC-1, 60 A, 400 V / 40 Â°C, 4-pole, 208 V AC, 50/60 Hz, auxiliary contacts: 1 NO + 1 NC, screw terminal, size: S2 | 5140 | 1 | Z9 | 1
3RT2336-1AN20 |  | contactor AC-1, 60 A, 400 V / 40 Â°C, 4-pole, 220 V AC, 50/60 Hz, auxiliary contacts: 1 NO + 1 NC, screw terminal, size: S2 | 5010 | 1 | Z9 | 1
3RT2336-1AP00 |  | contactor AC-1, 60 A, 400 V / 40 Â°C, 4-pole, 230 V AC, 50 Hz, auxiliary contacts: 1 NO + 1 NC, screw terminal, size: S2 | 5010 | 1 | Z9 | 1
3RT2336-1AP00-4AA0 |  | power contactor, AC-3, 51 A, 22 kW / 400 V, 4-pole, 230 V AC, 50 Hz, auxiliary contacts: 1 NO + 1 NC, screw terminal, size: S2 | 5290 | 1 | Z9 | 1
3RT2336-1AP60 |  | contactor AC-1, 60 A, 400 V / 40 Â°C, 4-pole, 220 V AC, 50 Hz / 240 V, 60 Hz, auxiliary contacts: 1 NO + 1 NC, screw terminal, size: S2 | 5010 | 1 | Z9 | 1
3RT2336-1AU00 |  | contactor AC-1, 60 A, 400 V / 40 Â°C, 4-pole, 240 V AC, 50 Hz, auxiliary contacts: 1 NO + 1 NC, screw terminal, size: S2 | 5010 | 1 | Z9 | 1
3RT2336-1AV00 |  | contactor AC-1, 60 A, 400 V / 40 Â°C, 4-pole, 400 V AC, 50 Hz, auxiliary contacts: 1 NO + 1 NC, screw terminal, size: S2 | 5140 | 1 | Z9 | 1
3RT2336-1NB30 |  | contactor AC-1, 60 A, 400 V / 40 Â°C, 4-pole, 20-33 V AC/DC, 50/60 Hz, with integrated varistor, auxiliary contacts: 1 NO + 1 NC, screw terminal, size: S2 | 7520 | 1 | Z9 | 1
3RT2336-1NB30-4AA0 |  | power contactor, AC-3, 51 A, 22 kW / 400 V, 4-pole, 20-33 V AC/DC, 50/60 Hz, with integrated varistor, auxiliary contacts: 1 NO + 1 NC, screw terminal, size: S2 | 7750 | 1 | Z9 | 1
3RT2336-1NE30 |  | contactor AC-1, 60 A, 400 V / 40 Â°C, 4-pole, 48-80 V AC/DC, 50/60 Hz, with integrated varistor, auxiliary contacts: 1 NO + 1 NC, screw terminal, size: S2 | 7670 | 1 | Z9 | 1
3RT2336-1NE30-0JB0 |  | contactor AC-1, 60 A, 400 V / 40 Â°C, 4-pole, 48-80 V AC/DC, 50/60 Hz, with integrated varistor, auxiliary contacts: 1 NO + 1 NC, screw terminal, size: S2, special variant: 4th pole: 110 A | 8030 | 1 | Z9 | 1
3RT2336-1NF30 |  | contactor AC-1, 60 A, 400 V / 40 Â°C, 4-pole, 83-155 V AC/DC, 50/60 Hz, with integrated varistor, auxiliary contacts: 1 NO + 1 NC, screw terminal, size: S2 | 7520 | 1 | Z9 | 1
3RT2336-1NP30 |  | contactor AC-1, 60 A, 400 V / 40 Â°C, 4-pole, 175-280 V AC/DC, 50/60 Hz, with integrated varistor, auxiliary contacts: 1 NO + 1 NC, screw terminal, size: S2 | 7520 | 1 | Z9 | 1
3RT2336-3XB40-0LA2 |  | traction contactor, AC-1, 60 A, 400 V / 40 Â°C, 4-pole, 24 V DC, 0.7-1.25* Uc, solid-state operating mechanism, with integrated varistor, auxiliary contacts: 1 NO + 1 NC, main circuit: screw terminal, control and auxiliary circuit: spring-loaded terminal, frame size: S2 | 12100 | 1 | Z9 | 1
3RT2336-3XB40-4LA2 |  | traction contactor, AC-3e/AC-3, 51 A, 22 kW / 400 V, 4-pole, 24 V DC, 0.7-1.25* Uc, solid-state operating mechanism, with integrated varistor, auxiliary contacts: 1 NO + 1 NC, main circuit: screw terminal, control and auxiliary circuit: spring-loaded terminal, frame size: S2 | 12100 | 1 | Z9 | 1
3RT2336-3XF40-0LA2 |  | traction contactor, AC-1, 60 A, 400 V / 40 Â°C, 4-pole, 110 V DC, 0.7-1.25* Uc, solid-state operating mechanism, with integrated varistor, auxiliary contacts: 1 NO + 1 NC, main circuit: screw terminal, control and auxiliary circuit: spring-loaded terminal, frame size: S2 | 12900 | 1 | Z9 | 1
3RT2337-1AB00 |  | contactor AC-1, 110 A, 400 V / 40 Â°C, 4-pole, 24 V AC, 50 Hz, auxiliary contacts: 1 NO + 1 NC, screw terminal, size: S2 | 7280 | 1 | Z9 | 1
3RT2337-1AC20 |  | contactor AC-1, 110 A, 400 V / 40 Â°C, 4-pole, 24 V AC, 50/60 Hz, auxiliary contacts: 1 NO + 1 NC, screw terminal, size: S2 | 7280 | 1 | Z9 | 1
3RT2337-1AF00 |  | contactor AC-1, 110 A, 400 V / 40 Â°C, 4-pole, 110 V AC, 50 Hz, auxiliary contacts: 1 NO + 1 NC, screw terminal, size: S2 | 7280 | 1 | Z9 | 1
3RT2337-1AK60 |  | contactor AC-1, 110 A, 400 V / 40 Â°C, 4-pole, 110 V AC, 50 Hz / 120 V, 60 Hz, auxiliary contacts: 1 NO + 1 NC, screw terminal, size: S2 | 7280 | 1 | Z9 | 1
3RT2337-1AL20 |  | contactor AC-1, 110 A, 400 V / 40 Â°C, 4-pole, 230 V AC, 50/60 Hz, auxiliary contacts: 1 NO + 1 NC, screw terminal, size: S2 | 7280 | 1 | Z9 | 1
3RT2337-1AN20 |  | contactor AC-1, 110 A, 400 V / 40 Â°C, 4-pole, 220 V AC, 50/60 Hz, auxiliary contacts: 1 NO + 1 NC, screw terminal, size: S2 | 7280 | 1 | Z9 | 1
3RT2337-1AP00 |  | contactor AC-1, 110 A, 400 V / 40 Â°C, 4-pole, 230 V AC, 50 Hz, auxiliary contacts: 1 NO + 1 NC, screw terminal, size: S2 | 7280 | 1 | Z9 | 1
3RT2337-1AP60 |  | contactor AC-1, 110 A, 400 V / 40 Â°C, 4-pole, 220 V AC, 50 Hz / 240 V, 60 Hz, auxiliary contacts: 1 NO + 1 NC, screw terminal, size: S2 | 7280 | 1 | Z9 | 1
3RT2337-1NB30 |  | contactor AC-1, 110 A, 400 V / 40 Â°C, 4-pole, 20-33 V AC/DC, 50/60 Hz, with integrated varistor, auxiliary contacts: 1 NO + 1 NC, screw terminal, size: S2 | 10700 | 1 | Z9 | 1
3RT2337-1NF30 |  | contactor AC-1, 110 A, 400 V / 40 Â°C, 4-pole, 83-155 V AC/DC, 50/60 Hz, with integrated varistor, auxiliary contacts: 1 NO + 1 NC, screw terminal, size: S2 | 10700 | 1 | Z9 | 1
3RT2337-1NP30 |  | contactor AC-1, 110 A, 400 V / 40 Â°C, 4-pole, 175-280 V AC/DC, 50/60 Hz, with integrated varistor, auxiliary contacts: 1 NO + 1 NC, screw terminal, size: S2 | 10700 | 1 | Z9 | 1
3RT2337-3XB40-0LA2 |  | traction contactor, AC-1, 110 A, 400 V / 40 Â°C, 4-pole, 24 V DC, 0.7-1.25* Uc, solid-state operating mechanism, with integrated varistor, auxiliary contacts: 1 NO + 1 NC, main circuit: screw terminal, control and auxiliary circuit: spring-loaded terminal, frame size: S2 | 15900 | 1 | Z9 | 1
3RT2344-1AB00 |  | contactor AC-1, 110 A, 400 V / 40 Â°C, 4-pole, 24 V AC, 50 Hz, auxiliary contacts: 1 NO + 1 NC, screw terminal, size: S3 | 8450 | 1 | Z9 | 1
3RT2344-1AC20 |  | contactor AC-1, 110 A, 400 V / 40 Â°C, 4-pole, 24 V AC, 50/60 Hz, auxiliary contacts: 1 NO + 1 NC, screw terminal, size: S3 | 8450 | 1 | Z9 | 1
3RT2344-1AF00 |  | contactor AC-1, 110 A, 400 V / 40 Â°C, 4-pole, 110 V AC, 50 Hz, auxiliary contacts: 1 NO + 1 NC, screw terminal, size: S3 | 8450 | 1 | Z9 | 1
3RT2344-1AG20 |  | contactor AC-1, 110 A, 400 V / 40 Â°C, 4-pole, 110 V AC, 50/60 Hz, auxiliary contacts: 1 NO + 1 NC, screw terminal, size: S3 | 8450 | 1 | Z9 | 1
3RT2344-1AK60 |  | contactor AC-1, 110 A, 400 V / 40 Â°C, 4-pole, 110 V AC, 50 Hz / 120 V, 60 Hz, auxiliary contacts: 1 NO + 1 NC, screw terminal, size: S3 | 8450 | 1 | Z9 | 1
3RT2344-1AL20 |  | contactor AC-1, 110 A, 400 V / 40 Â°C, 4-pole, 230 V AC, 50/60 Hz, auxiliary contacts: 1 NO + 1 NC, screw terminal, size: S3 | 8450 | 1 | Z9 | 1
3RT2344-1AN20 |  | contactor AC-1, 110 A, 400 V / 40 Â°C, 4-pole, 220 V AC, 50/60 Hz, auxiliary contacts: 1 NO + 1 NC, screw terminal, size: S3 | 8450 | 1 | Z9 | 1
3RT2344-1AP00 |  | contactor AC-1, 110 A, 400 V / 40 Â°C, 4-pole, 230 V AC, 50 Hz, auxiliary contacts: 1 NO + 1 NC, screw terminal, size: S3 | 8450 | 1 | Z9 | 1
3RT2344-1AP60 |  | contactor AC-1, 110 A, 400 V / 40 Â°C, 4-pole, 220 V AC, 50 Hz / 240 V, 60 Hz, auxiliary contacts: 1 NO + 1 NC, screw terminal, size: S3 | 8640 | 1 | Z9 | 1
3RT2344-1AV00 |  | contactor AC-1, 110 A, 400 V / 40 Â°C, 4-pole, 400 V AC, 50 Hz, auxiliary contacts: 1 NO + 1 NC, screw terminal, size: S3 | 8580 | 1 | Z9 | 1
3RT2344-1NB30 |  | contactor AC-1, 110 A, 400 V / 40 Â°C, 4-pole, 20-33 V AC/DC, 50/60 Hz, with integrated varistor, auxiliary contacts: 1 NO + 1 NC, screw terminal, size: S3 | 11600 | 1 | Z9 | 1
3RT2344-1NF30 |  | contactor AC-1, 110 A, 400 V / 40 Â°C, 4-pole, 83-155 V AC/DC, 50/60 Hz, with integrated varistor, auxiliary contacts: 1 NO + 1 NC, screw terminal, size: S3 | 11600 | 1 | Z9 | 1
3RT2344-1NP30 |  | contactor AC-1, 110 A, 400 V / 40 Â°C, 4-pole, 175-280 V AC/DC, 50/60 Hz, with integrated varistor, auxiliary contacts: 1 NO + 1 NC, screw terminal, size: S3 | 11600 | 1 | Z9 | 1
3RT2346-1AB00 |  | contactor AC-1, 140 A, 400 V / 40 Â°C, 4-pole, 24 V AC, 50 Hz, auxiliary contacts: 1 NO + 1 NC, screw terminal, size: S3 | 10900 | 1 | Z9 | 1
3RT2346-1AC20 |  | contactor AC-1, 140 A, 400 V / 40 Â°C, 4-pole, 24 V AC, 50/60 Hz, auxiliary contacts: 1 NO + 1 NC, screw terminal, size: S3 | 10900 | 1 | Z9 | 1
3RT2346-1AF00 |  | contactor AC-1, 140 A, 400 V / 40 Â°C, 4-pole, 110 V AC, 50 Hz, auxiliary contacts: 1 NO + 1 NC, screw terminal, size: S3 | 10900 | 1 | Z9 | 1
3RT2346-1AG20 |  | contactor AC-1, 140 A, 400 V / 40 Â°C, 4-pole, 110 V AC, 50/60 Hz, auxiliary contacts: 1 NO + 1 NC, screw terminal, size: S3 | 10900 | 1 | Z9 | 1
3RT2346-1AL20 |  | contactor AC-1, 140 A, 400 V / 40 Â°C, 4-pole, 230 V AC, 50/60 Hz, auxiliary contacts: 1 NO + 1 NC, screw terminal, size: S3 | 10900 | 1 | Z9 | 1
3RT2346-1AN20 |  | contactor AC-1, 140 A, 400 V / 40 Â°C, 4-pole, 220 V AC, 50/60 Hz, auxiliary contacts: 1 NO + 1 NC, screw terminal, size: S3 | 10900 | 1 | Z9 | 1
3RT2346-1AN60 |  | contactor AC-1, 140 A, 400 V / 40 Â°C, 4-pole, 200 V AC, 50 Hz / 200-220 V, 60 Hz, auxiliary contacts: 1 NO + 1 NC, screw terminal, size: S3 | 11200 | 1 | Z9 | 1
3RT2346-1AP00 |  | contactor AC-1, 140 A, 400 V / 40 Â°C, 4-pole, 230 V AC, 50 Hz, auxiliary contacts: 1 NO + 1 NC, screw terminal, size: S3 | 10900 | 1 | Z9 | 1
3RT2346-1AP00-4AA0 |  | power contactor, AC-3, 95 A, 45 kW / 400 V, 4-pole, 230 V AC, 50 Hz, auxiliary contacts: 1 NO + 1 NC, screw terminal, size: S3 | 11700 | 1 | Z9 | 1
3RT2346-1AP60 |  | contactor AC-1, 140 A, 400 V / 40 Â°C, 4-pole, 220 V AC, 50 Hz / 240 V, 60 Hz, auxiliary contacts: 1 NO + 1 NC, screw terminal, size: S3 | 10900 | 1 | Z9 | 1
3RT2346-1AV00 |  | contactor AC-1, 140 A, 400 V / 40 Â°C, 4-pole, 400 V AC, 50 Hz, auxiliary contacts: 1 NO + 1 NC, screw terminal, size: S3 | 11200 | 1 | Z9 | 1
3RT2346-1NB30 |  | contactor AC-1, 140 A, 400 V / 40 Â°C, 4-pole, 20-33 V AC/DC, 50/60 Hz, with integrated varistor, auxiliary contacts: 1 NO + 1 NC, screw terminal, size: S3 | 14000 | 1 | Z9 | 1
3RT2346-1NB30-4AA0 |  | power contactor, AC-3, 95 A, 45 kW / 400 V, 4-pole, 20-33 V AC/DC, 50/60 Hz, with integrated varistor, auxiliary contacts: 1 NO + 1 NC, screw terminal, size: S3 | 14500 | 1 | Z9 | 1
3RT2346-1NP30 |  | contactor AC-1, 140 A, 400 V / 40 Â°C, 4-pole, 175-280 V AC/DC, 50/60 Hz, with integrated varistor, auxiliary contacts: 1 NO + 1 NC, screw terminal, size: S3 | 14000 | 1 | Z9 | 1
3RT2348-1AB00 |  | contactor AC-1, 160 A, 400 V / 40 Â°C, 4-pole, 24 V AC, 50 Hz, auxiliary contacts: 1 NO + 1 NC, screw terminal, size: S3 | 12800 | 1 | Z9 | 1
3RT2348-1AF00 |  | contactor AC-1, 160 A, 400 V / 40 Â°C, 4-pole, 110 V AC, 50 Hz, auxiliary contacts: 1 NO + 1 NC, screw terminal, size: S3 | 12800 | 1 | Z9 | 1
3RT2348-1AK60 |  | contactor AC-1, 160 A, 400 V / 40 Â°C, 4-pole, 110 V AC, 50 Hz / 120 V, 60 Hz, auxiliary contacts: 1 NO + 1 NC, screw terminal, size: S3 | 12800 | 1 | Z9 | 1
3RT2348-1AL20 |  | contactor AC-1, 160 A, 400 V / 40 Â°C, 4-pole, 230 V AC, 50/60 Hz, auxiliary contacts: 1 NO + 1 NC, screw terminal, size: S3 | 12800 | 1 | Z9 | 1
3RT2348-1AP00 |  | contactor AC-1, 160 A, 400 V / 40 Â°C, 4-pole, 230 V AC, 50 Hz, auxiliary contacts: 1 NO + 1 NC, screw terminal, size: S3 | 12800 | 1 | Z9 | 1
3RT2348-1AP60 |  | contactor AC-1, 160 A, 400 V / 40 Â°C, 4-pole, 220 V AC, 50 Hz / 240 V, 60 Hz, auxiliary contacts: 1 NO + 1 NC, screw terminal, size: S3 | 13000 | 1 | Z9 | 1
3RT2348-1NB30 |  | contactor AC-1, 160 A, 400 V / 40 Â°C, 4-pole, 20-33 V AC/DC, 50/60 Hz, with integrated varistor, auxiliary contacts: 1 NO + 1 NC, screw terminal, size: S3 | 15000 | 1 | Z9 | 1
3RT2348-1NF30 |  | contactor AC-1, 160 A, 400 V / 40 Â°C, 4-pole, 83-155 V AC/DC, 50/60 Hz, with integrated varistor, auxiliary contacts: 1 NO + 1 NC, screw terminal, size: S3 | 15000 | 1 | Z9 | 1
3RT2348-1NP30 |  | contactor AC-1, 160 A, 400 V / 40 Â°C, 4-pole, 175-280 V AC/DC, 50/60 Hz, with integrated varistor, auxiliary contacts: 1 NO + 1 NC, screw terminal, size: S3 | 15000 | 1 | Z9 | 1
3RT2446-1AB00 |  | contactor AC-1, 140 A, 690 V / 40 Â°C, 3-pole, 24 V AC, 50 Hz, auxiliary contacts: 1 NO + 1 NC, main circuit: box terminal, control and auxiliary circuit: screw terminal, size: S3 | 8350 | 1 | Z9 | 1
3RT2446-1AC20 |  | contactor AC-1, 140 A, 690 V / 40 Â°C, 3-pole, 24 V AC, 50/60 Hz, auxiliary contacts: 1 NO + 1 NC, main circuit: box terminal, control and auxiliary circuit: screw terminal, size: S3 | 8350 | 1 | Z9 | 1
3RT2446-1AD00 |  | contactor AC-1, 140 A, 690 V / 40 Â°C, 3-pole, 42 V AC, 50 Hz, auxiliary contacts: 1 NO + 1 NC, main circuit: box terminal, control and auxiliary circuit: screw terminal, size: S3 | 8640 | 1 | Z9 | 1
3RT2446-1AF00 |  | contactor AC-1, 140 A, 690 V / 40 Â°C, 3-pole, 110 V AC, 50 Hz, auxiliary contacts: 1 NO + 1 NC, main circuit: box terminal, control and auxiliary circuit: screw terminal, size: S3 | 8350 | 1 | Z9 | 1
3RT2446-1AG20 |  | contactor AC-1, 140 A, 690 V / 40 Â°C, 3-pole, 110 V AC, 50/60 Hz, auxiliary contacts: 1 NO + 1 NC, main circuit: box terminal, control and auxiliary circuit: screw terminal, size: S3 | 8350 | 1 | Z9 | 1
3RT2446-1AK60 |  | contactor AC-1, 140 A, 690 V / 40 Â°C, 3-pole, 110 V AC, 50 Hz / 120 V, 60 Hz, auxiliary contacts: 1 NO + 1 NC, main circuit: box terminal, control and auxiliary circuit: screw terminal, size: S3 | 8350 | 1 | Z9 | 1
3RT2446-1AL20 |  | contactor AC-1, 140 A, 690 V / 40 Â°C, 3-pole, 230 V AC, 50/60 Hz, auxiliary contacts: 1 NO + 1 NC, main circuit: box terminal, control and auxiliary circuit: screw terminal, size: S3 | 8350 | 1 | Z9 | 1
3RT2446-1AN20 |  | contactor AC-1, 140 A, 690 V / 40 Â°C, 3-pole, 220 V AC, 50/60 Hz, auxiliary contacts: 1 NO + 1 NC, main circuit: box terminal, control and auxiliary circuit: screw terminal, size: S3 | 8350 | 1 | Z9 | 1
3RT2446-1AP00 |  | contactor AC-1, 140 A, 690 V / 40 Â°C, 3-pole, 230 V AC, 50 Hz, auxiliary contacts: 1 NO + 1 NC, main circuit: box terminal, control and auxiliary circuit: screw terminal, size: S3 | 8350 | 1 | Z9 | 1
3RT2446-1AP60 |  | contactor AC-1, 140 A, 690 V / 40 Â°C, 3-pole, 220 V AC, 50 Hz / 240 V, 60 Hz, auxiliary contacts: 1 NO + 1 NC, main circuit: box terminal, control and auxiliary circuit: screw terminal, size: S3 | 8350 | 1 | Z9 | 1
3RT2446-1AV00 |  | contactor AC-1, 140 A, 690 V / 40 Â°C, 3-pole, 400 V AC, 50 Hz, auxiliary contacts: 1 NO + 1 NC, main circuit: box terminal, control and auxiliary circuit: screw terminal, size: S3 | 8640 | 1 | Z9 | 1
3RT2446-1NB30 |  | contactor AC-1, 140 A, 690 V / 40 Â°C, 3-pole, 20-33 V AC/DC, 50/60 Hz, with integrated varistor, auxiliary contacts: 1 NO + 1 NC, main circuit: box terminal, control and auxiliary circuit: screw terminal size: S3 | 11000 | 1 | Z9 | 1
3RT2446-1NE30 |  | contactor AC-1, 140 A, 690 V / 40 Â°C, 3-pole, 48-80 V AC/DC, 50/60 Hz, with integrated varistor, auxiliary contacts: 1 NO + 1 NC, main circuit: box terminal, control and auxiliary circuit: screw terminal size: S3 | 11400 | 1 | Z9 | 1
3RT2446-1NF30 |  | contactor AC-1, 140 A, 690 V / 40 Â°C, 3-pole, 83-155 V AC/DC, 50/60 Hz, with integrated varistor, auxiliary contacts: 1 NO + 1 NC, main circuit: box terminal, control and auxiliary circuit: screw terminal size: S3 | 11000 | 1 | Z9 | 1
3RT2446-1NP30 |  | contactor AC-1, 140 A, 690 V / 40 Â°C, 3-pole, 175-280 V AC/DC, 50/60 Hz, with integrated varistor, auxiliary contacts: 1 NO + 1 NC, main circuit: box terminal, control and auxiliary circuit: screw terminal size: S3 | 11000 | 1 | Z9 | 1
3RT2448-1AB00 |  | contactor AC-1, 160 A, 690 V / 40 Â°C, 3-pole, 24 V AC, 50 Hz, auxiliary contacts: 1 NO + 1 NC, main circuit: box terminal, control and auxiliary circuit: screw terminal, size: S3 | 10200 | 1 | Z9 | 1
3RT2448-1AF00 |  | contactor AC-1, 160 A, 690 V / 40 Â°C, 3-pole, 110 V AC, 50 Hz, auxiliary contacts: 1 NO + 1 NC, main circuit: box terminal, control and auxiliary circuit: screw terminal, size: S3 | 10200 | 1 | Z9 | 1
3RT2448-1AK60 |  | contactor AC-1, 160 A, 690 V / 40 Â°C, 3-pole, 110 V AC, 50 Hz / 120 V, 60 Hz, auxiliary contacts: 1 NO + 1 NC, main circuit: box terminal, control and auxiliary circuit: screw terminal, size: S3 | 10200 | 1 | Z9 | 1
3RT2448-1AL20 |  | contactor AC-1, 160 A, 690 V / 40 Â°C, 3-pole, 230 V AC, 50/60 Hz, auxiliary contacts: 1 NO + 1 NC, main circuit: box terminal, control and auxiliary circuit: screw terminal, size: S3 | 10200 | 1 | Z9 | 1
3RT2448-1AP00 |  | contactor AC-1, 160 A, 690 V / 40 Â°C, 3-pole, 230 V AC, 50 Hz, auxiliary contacts: 1 NO + 1 NC, main circuit: box terminal, control and auxiliary circuit: screw terminal, size: S3 | 10200 | 1 | Z9 | 1
3RT2448-1AP60 |  | contactor AC-1, 160 A, 690 V / 40 Â°C, 3-pole, 220 V AC, 50 Hz / 240 V, 60 Hz, auxiliary contacts: 1 NO + 1 NC, main circuit: box terminal, control and auxiliary circuit: screw terminal, size: S3 | 10200 | 1 | Z9 | 1
3RT2448-1NB30 |  | contactor AC-1, 160 A, 690 V / 40 Â°C, 3-pole, 20-33 V AC/DC, 50/60 Hz, with integrated varistor, auxiliary contacts: 1 NO + 1 NC, main circuit: box terminal, control and auxiliary circuit: screw terminal size: S3 | 11800 | 1 | Z9 | 1
3RT2448-1NF30 |  | contactor AC-1, 160 A, 690 V / 40 Â°C, 3-pole, 83-155 V AC/DC, 50/60 Hz, with integrated varistor, auxiliary contacts: 1 NO + 1 NC, main circuit: box terminal, control and auxiliary circuit: screw terminal size: S3 | 11800 | 1 | Z9 | 1
3RT2448-1NP30 |  | contactor AC-1, 160 A, 690 V / 40 Â°C, 3-pole, 175-280 V AC/DC, 50/60 Hz, with integrated varistor, auxiliary contacts: 1 NO + 1 NC, main circuit: box terminal, control and auxiliary circuit: screw terminal size: S3 | 11800 | 1 | Z9 | 1
3RT2516-1AB00 |  | power contactor, AC-3, 9 A, 4 kW / 400 V, 4-pole, 24 V AC, 50/60 Hz, main contacts: 2 NO + 2 NC, screw terminal, size: S00 | 799 | 1 | Z9 | 1
3RT2516-1AD00 |  | power contactor, AC-3, 9 A, 4 kW / 400 V, 4-pole, 42 V AC, 50/60 Hz, main contacts: 2 NO + 2 NC, screw terminal, size: S00 | 876 | 1 | Z9 | 1
3RT2516-1AF00 |  | power contactor, AC-3, 9 A, 4 kW / 400 V, 4-pole, 110 V AC, 50/60 Hz, main contacts: 2 NO + 2 NC, screw terminal, size: S00 | 799 | 1 | Z9 | 1
3RT2516-1AH00 |  | power contactor, AC-3, 9 A, 4 kW / 400 V, 4-pole, 48 V AC, 50/60 Hz, main contacts: 2 NO + 2 NC, screw terminal, size: S00 | 799 | 1 | Z9 | 1
3RT2516-1AK60 |  | power contactor, AC-3, 9 A, 4 kW / 400 V, 4-pole, 110 V AC, 50 Hz / 120 V, 60 Hz, main contacts: 2 NO + 2 NC, screw terminal, size: S00 | 799 | 1 | Z9 | 1
3RT2516-1AM20 |  | power contactor, AC-3, 9 A, 4 kW / 400 V, 4-pole, 208 V AC, 50/60 Hz, main contacts: 2 NO + 2 NC, screw terminal, size: S00 | 876 | 1 | Z9 | 1
3RT2516-1AP00 |  | power contactor, AC-3, 9 A, 4 kW / 400 V, 4-pole, 230 V AC, 50/60 Hz, main contacts: 2 NO + 2 NC, screw terminal, size: S00 | 799 | 1 | Z9 | 1
3RT2516-1AP60 |  | power contactor, AC-3, 9 A, 4 kW / 400 V, 4-pole, 220 V AC, 50 Hz / 240 V, 60 Hz, main contacts: 2 NO + 2 NC, screw terminal, size: S00 | 799 | 1 | Z9 | 1
3RT2516-1AR60 |  | power contactor, AC-3, 9 A, 4 kW / 400 V, 4-pole, 400 V AC, 50 Hz / 400-440 V, 60 Hz, main contacts: 2 NO + 2 NC, screw terminal, size: S00 | 876 | 1 | Z9 | 1
3RT2516-1BB40 |  | power contactor, AC-3, 9 A, 4 kW / 400 V, 4-pole, 24 V DC, main contacts: 2 NO + 2 NC, screw terminal, size: S00 | 924 | 1 | Z9 | 1
3RT2516-1BE40 |  | power contactor, AC-3, 9 A, 4 kW / 400 V, 4-pole, 60 V DC, main contacts: 2 NO + 2 NC, screw terminal, size: S00 | 1040 | 1 | Z9 | 1
3RT2516-1BF40 |  | power contactor, AC-3, 9 A, 4 kW / 400 V, 4-pole, 110 V DC, main contacts: 2 NO + 2 NC, screw terminal, size: S00 | 924 | 1 | Z9 | 1
3RT2516-1BG40 |  | power contactor, AC-3, 9 A, 4 kW / 400 V, 4-pole, 125 V DC, main contacts: 2 NO + 2 NC, screw terminal, size: S00 | 1040 | 1 | Z9 | 1
3RT2516-1BJ80 |  | power contactor, AC-3, 9 A, 4 kW / 400 V, 4-pole, 72 V DC, main contacts: 2 NO + 2 NC, screw terminal, size: S00 | 1040 | 1 | Z9 | 1
3RT2516-1BM40 |  | power contactor, AC-3, 9 A, 4 kW / 400 V, 4-pole, 220 V DC, main contacts: 2 NO + 2 NC, screw terminal, size: S00 | 924 | 1 | Z9 | 1
3RT2516-1BW40 |  | power contactor, AC-3, 9 A, 4 kW / 400 V, 4-pole, 48 V DC, main contacts: 2 NO + 2 NC, screw terminal, size: S00 | 924 | 1 | Z9 | 1
3RT2516-1XF40-0LA2 |  | traction contactor, AC-3, 9 A, 4 kW / 400 V, 4-pole, 110 V DC, 0.7-1.25* Uc, solid-state operating mechanism, with integrated varistor, main contacts: 2 NO + 2 NC, screw terminal, frame size: S00 | 1560 | 1 | Z9 | 1
3RT2516-2AB00 |  | power contactor, AC-3, 9 A, 4 kW / 400 V, 4-pole, 24 V AC, 50/60 Hz, main contacts: 2 NO + 2 NC, spring-loaded terminal, size: S00 | 799 | 1 | Z9 | 1
3RT2516-2AF00 |  | power contactor, AC-3, 9 A, 4 kW / 400 V, 4-pole, 110 V AC, 50/60 Hz, main contacts: 2 NO + 2 NC, spring-loaded terminal, size: S00 | 799 | 1 | Z9 | 1
3RT2516-2AK60 |  | power contactor, AC-3, 9 A, 4 kW / 400 V, 4-pole, 110 V AC, 50 Hz / 120 V, 60 Hz, main contacts: 2 NO + 2 NC, spring-loaded terminal, size: S00 | 799 | 1 | Z9 | 1
3RT2516-2AP00 |  | power contactor, AC-3, 9 A, 4 kW / 400 V, 4-pole, 230 V AC, 50/60 Hz, main contacts: 2 NO + 2 NC, spring-loaded terminal, size: S00 | 799 | 1 | Z9 | 1
3RT2516-2AP60 |  | power contactor, AC-3, 9 A, 4 kW / 400 V, 4-pole, 220 V AC, 50 Hz / 240 V, 60 Hz, main contacts: 2 NO + 2 NC, spring-loaded terminal, size: S00 | 799 | 1 | Z9 | 1
3RT2516-2BA40 |  | power contactor, AC-3, 9 A, 4 kW / 400 V, 4-pole, 12 V DC, main contacts: 2 NO + 2 NC, spring-loaded terminal, size: S00 | 1040 | 1 | Z9 | 1
3RT2516-2BB40 |  | power contactor, AC-3, 9 A, 4 kW / 400 V, 4-pole, 24 V DC, main contacts: 2 NO + 2 NC, spring-loaded terminal, size: S00 | 924 | 1 | Z9 | 1
3RT2516-2BF40 |  | power contactor, AC-3, 9 A, 4 kW / 400 V, 4-pole, 110 V DC, main contacts: 2 NO + 2 NC, spring-loaded terminal, size: S00 | 924 | 1 | Z9 | 1
3RT2516-2BM40 |  | power contactor, AC-3, 9 A, 4 kW / 400 V, 4-pole, 220 V DC, main contacts: 2 NO + 2 NC, spring-loaded terminal, size: S00 | 907 | 1 | Z9 | 1
3RT2516-2XF40-0LA2 |  | traction contactor, AC-3, 9 A, 4 kW / 400 V, 4-pole, 110 V DC, 0.7-1.25* Uc, solid-state operating mechanism, with integrated varistor, main contacts: 2 NO + 2 NC, spring-loaded terminal, frame size: S00 | 1560 | 1 | Z9 | 1
3RT2517-1AB00 |  | power contactor, AC-3, 12 A, 5.5 kW / 400 V, 4-pole, 24 V AC, 50/60 Hz, main contacts: 2 NO + 2 NC, screw terminal, size: S00 | 992 | 1 | Z9 | 1
3RT2517-1AF00 |  | power contactor, AC-3, 12 A, 5.5 kW / 400 V, 4-pole, 110 V AC, 50/60 Hz, main contacts: 2 NO + 2 NC, screw terminal, size: S00 | 992 | 1 | Z9 | 1
3RT2517-1AH00 |  | power contactor, AC-3, 12 A, 5.5 kW / 400 V, 4-pole, 48 V AC, 50/60 Hz, main contacts: 2 NO + 2 NC, screw terminal, size: S00 | 992 | 1 | Z9 | 1
3RT2517-1AK60 |  | power contactor, AC-3, 12 A, 5.5 kW / 400 V, 4-pole, 110 V AC, 50 Hz / 120 V, 60 Hz, main contacts: 2 NO + 2 NC, screw terminal, size: S00 | 992 | 1 | Z9 | 1
3RT2517-1AP00 |  | power contactor, AC-3, 12 A, 5.5 kW / 400 V, 4-pole, 230 V AC, 50/60 Hz, main contacts: 2 NO + 2 NC, screw terminal, size: S00 | 992 | 1 | Z9 | 1
3RT2517-1AP60 |  | power contactor, AC-3, 12 A, 5.5 kW / 400 V, 4-pole, 220 V AC, 50 Hz / 240 V, 60 Hz, main contacts: 2 NO + 2 NC, screw terminal, size: S00 | 992 | 1 | Z9 | 1
3RT2517-1BB40 |  | power contactor, AC-3, 12 A, 5.5 kW / 400 V, 4-pole, 24 V DC, main contacts: 2 NO + 2 NC, screw terminal, size: S00 | 1130 | 1 | Z9 | 1
3RT2517-1BE40 |  | power contactor, AC-3, 12 A, 5.5 kW / 400 V, 4-pole, 60 V DC, main contacts: 2 NO + 2 NC, screw terminal, size: S00 | 1240 | 1 | Z9 | 1
3RT2517-1BF40 |  | power contactor, AC-3, 12 A, 5.5 kW / 400 V, 4-pole, 110 V DC, main contacts: 2 NO + 2 NC, screw terminal, size: S00 | 1130 | 1 | Z9 | 1
3RT2517-1BG40 |  | power contactor, AC-3, 12 A, 5.5 kW / 400 V, 4-pole, 125 V DC, main contacts: 2 NO + 2 NC, screw terminal, size: S00 | 1240 | 1 | Z9 | 1
3RT2517-1BJ80 |  | power contactor, AC-3, 12 A, 5.5 kW / 400 V, 4-pole, 72 V DC, main contacts: 2 NO + 2 NC, screw terminal, size: S00 | 1220 | 1 | Z9 | 1
3RT2517-1BM40 |  | power contactor, AC-3, 12 A, 5.5 kW / 400 V, 4-pole, 220 V DC, main contacts: 2 NO + 2 NC, screw terminal, size: S00 | 1130 | 1 | Z9 | 1
3RT2517-1BW40 |  | power contactor, AC-3, 12 A, 5.5 kW / 400 V, 4-pole, 48 V DC, main contacts: 2 NO + 2 NC, screw terminal, size: S00 | 1130 | 1 | Z9 | 1
3RT2517-2AB00 |  | power contactor, AC-3, 12 A, 5.5 kW / 400 V, 4-pole, 24 V AC, 50/60 Hz, main contacts: 2 NO + 2 NC, spring-loaded terminal, size: S00 | 992 | 1 | Z9 | 1
3RT2517-2AF00 |  | power contactor, AC-3, 12 A, 5.5 kW / 400 V, 4-pole, 110 V AC, 50/60 Hz, main contacts: 2 NO + 2 NC, spring-loaded terminal, size: S00 | 992 | 1 | Z9 | 1
3RT2517-2AK60 |  | power contactor, AC-3, 12 A, 5.5 kW / 400 V, 4-pole, 110 V AC, 50 Hz / 120 V, 60 Hz, main contacts: 2 NO + 2 NC, spring-loaded terminal, size: S00 | 970 | 1 | Z9 | 1
3RT2517-2AP00 |  | power contactor, AC-3, 12 A, 5.5 kW / 400 V, 4-pole, 230 V AC, 50/60 Hz, main contacts: 2 NO + 2 NC, spring-loaded terminal, size: S00 | 992 | 1 | Z9 | 1
3RT2517-2AP60 |  | power contactor, AC-3, 12 A, 5.5 kW / 400 V, 4-pole, 220 V AC, 50 Hz / 240 V, 60 Hz, main contacts: 2 NO + 2 NC, spring-loaded terminal, size: S00 | 992 | 1 | Z9 | 1
3RT2517-2BB40 |  | power contactor, AC-3, 12 A, 5.5 kW / 400 V, 4-pole, 24 V DC, main contacts: 2 NO + 2 NC, spring-loaded terminal, size: S00 | 1130 | 1 | Z9 | 1
3RT2517-2BF40 |  | power contactor, AC-3, 12 A, 5.5 kW / 400 V, 4-pole, 110 V DC, main contacts: 2 NO + 2 NC, spring-loaded terminal, size: S00 | 1130 | 1 | Z9 | 1
3RT2517-2BM40 |  | power contactor, AC-3, 12 A, 5.5 kW / 400 V, 4-pole, 220 V DC, main contacts: 2 NO + 2 NC, spring-loaded terminal, size: S00 | 1090 | 1 | Z9 | 1
3RT2517-2BW40 |  | power contactor, AC-3, 12 A, 5.5 kW / 400 V, 4-pole, 48 V DC, main contacts: 2 NO + 2 NC, spring-loaded terminal, size: S00 | 1130 | 1 | Z9 | 1
3RT2517-2FW40 |  | power contactor, AC-3, 12 A, 5.5 kW / 400 V, 4-pole, 48 V DC, with integrated diode, main contacts: 2 NO + 2 NC, spring-loaded terminal, size: S00 | 1240 | 1 | Z9 | 1
3RT2517-2GG20 |  | power contactor, AC-3, 12 A, 5.5 kW / 400 V, 4-pole, 110 V AC, 50/60 Hz, with integrated full-wave rectifier, main contacts: 2 NO + 2 NC, spring-loaded terminal, size: S00 | 1530 | 1 | Z9 | 1
3RT2518-1AB00 |  | power contactor, AC-3, 16 A, 7.5 kW / 400 V, 4-pole, 24 V AC, 50/60 Hz, main contacts: 2 NO + 2 NC, screw terminal, size: S00 | 1260 | 1 | Z9 | 1
3RT2518-1AF00 |  | power contactor, AC-3, 16 A, 7.5 kW / 400 V, 4-pole, 110 V AC, 50/60 Hz, main contacts: 2 NO + 2 NC, screw terminal, size: S00 | 1260 | 1 | Z9 | 1
3RT2518-1AH00 |  | power contactor, AC-3, 16 A, 7.5 kW / 400 V, 4-pole, 48 V AC, 50/60 Hz, main contacts: 2 NO + 2 NC, screw terminal, size: S00 | 1260 | 1 | Z9 | 1
3RT2518-1AK60 |  | power contactor, AC-3, 16 A, 7.5 kW / 400 V, 4-pole, 110 V AC, 50 Hz / 120 V, 60 Hz, main contacts: 2 NO + 2 NC, screw terminal, size: S00 | 1260 | 1 | Z9 | 1
3RT2518-1AP00 |  | power contactor, AC-3, 16 A, 7.5 kW / 400 V, 4-pole, 230 V AC, 50/60 Hz, main contacts: 2 NO + 2 NC, screw terminal, size: S00 | 1260 | 1 | Z9 | 1
3RT2518-1AP60 |  | power contactor, AC-3, 16 A, 7.5 kW / 400 V, 4-pole, 220 V AC, 50 Hz / 240 V, 60 Hz, main contacts: 2 NO + 2 NC, screw terminal, size: S00 | 1260 | 1 | Z9 | 1
3RT2518-1BB40 |  | power contactor, AC-3, 16 A, 7.5 kW / 400 V, 4-pole, 24 V DC, main contacts: 2 NO + 2 NC, screw terminal, size: S00 | 1970 | 1 | Z9 | 1
3RT2518-1BE40 |  | power contactor, AC-3, 16 A, 7.5 kW / 400 V, 4-pole, 60 V DC, main contacts: 2 NO + 2 NC, screw terminal, size: S00 | 1500 | 1 | Z9 | 1
3RT2518-1BF40 |  | power contactor, AC-3, 16 A, 7.5 kW / 400 V, 4-pole, 110 V DC, main contacts: 2 NO + 2 NC, screw terminal, size: S00 | 1970 | 1 | Z9 | 1
3RT2518-1BJ80 |  | power contactor, AC-3, 16 A, 7.5 kW / 400 V, 4-pole, 72 V DC, main contacts: 2 NO + 2 NC, screw terminal, size: S00 | 1500 | 1 | Z9 | 1
3RT2518-1BM40 |  | power contactor, AC-3, 16 A, 7.5 kW / 400 V, 4-pole, 220 V DC, main contacts: 2 NO + 2 NC, screw terminal, size: S00 | 1970 | 1 | Z9 | 1
3RT2518-1BW40 |  | power contactor, AC-3, 16 A, 7.5 kW / 400 V, 4-pole, 48 V DC, main contacts: 2 NO + 2 NC, screw terminal, size: S00 | 1970 | 1 | Z9 | 1
3RT2518-2AB00 |  | power contactor, AC-3, 16 A, 7.5 kW / 400 V, 4-pole, 24 V AC, 50/60 Hz, main contacts: 2 NO + 2 NC, spring-loaded terminal, size: S00 | 1220 | 1 | Z9 | 1
3RT2518-2AF00 |  | power contactor, AC-3, 16 A, 7.5 kW / 400 V, 4-pole, 110 V AC, 50/60 Hz, main contacts: 2 NO + 2 NC, spring-loaded terminal, size: S00 | 1260 | 1 | Z9 | 1
3RT2518-2AK60 |  | power contactor, AC-3, 16 A, 7.5 kW / 400 V, 4-pole, 110 V AC, 50 Hz / 120 V, 60 Hz, main contacts: 2 NO + 2 NC, spring-loaded terminal, size: S00 | 1260 | 1 | Z9 | 1
3RT2518-2AP00 |  | power contactor, AC-3, 16 A, 7.5 kW / 400 V, 4-pole, 230 V AC, 50/60 Hz, main contacts: 2 NO + 2 NC, spring-loaded terminal, size: S00 | 1260 | 1 | Z9 | 1
3RT2518-2BB40 |  | power contactor, AC-3, 16 A, 7.5 kW / 400 V, 4-pole, 24 V DC, main contacts: 2 NO + 2 NC, spring-loaded terminal, size: S00 | 1970 | 1 | Z9 | 1
3RT2518-2BF40 |  | power contactor, AC-3, 16 A, 7.5 kW / 400 V, 4-pole, 110 V DC, main contacts: 2 NO + 2 NC, spring-loaded terminal, size: S00 | 1380 | 1 | Z9 | 1
3RT2518-2BM40 |  | power contactor, AC-3, 16 A, 7.5 kW / 400 V, 4-pole, 220 V DC, main contacts: 2 NO + 2 NC, spring-loaded terminal, size: S00 | 1380 | 1 | Z9 | 1
3RT2518-2XF40-0LA2 |  | traction contactor, AC-3, 16 A, 7.5 kW / 400 V, 4-pole, 110 V DC, 0.7-1.25* Uc, solid-state operating mechanism, with integrated varistor, main contacts: 2 NO + 2 NC, spring-loaded terminal, frame size: S00 | 2220 | 1 | Z9 | 1
3RT2526-1AB00 |  | power contactor, AC-3, 25 A, 11 kW / 400 V, 4-pole, 24 V AC, 50 Hz, main contacts: 2 NO + 2 NC, auxiliary contacts: 1 NO + 1 NC, screw terminal, size: S0 | 2740 | 1 | Z9 | 1
3RT2526-1AC20 |  | power contactor, AC-3, 25 A, 11 kW / 400 V, 4-pole, 24 V AC, 50/60 Hz, main contacts: 2 NO + 2 NC, auxiliary contacts: 1 NO + 1 NC, screw terminal, size: S0 | 2740 | 1 | Z9 | 1
3RT2526-1AD00 |  | power contactor, AC-3, 25 A, 11 kW / 400 V, 4-pole, 42 V AC, 50 Hz, main contacts: 2 NO + 2 NC, auxiliary contacts: 1 NO + 1 NC, screw terminal, size: S0 | 2850 | 1 | Z9 | 1
3RT2526-1AD20 |  | power contactor, AC-3, 25 A, 11 kW / 400 V, 4-pole, 42 V AC, 50/60 Hz, main contacts: 2 NO + 2 NC, auxiliary contacts: 1 NO + 1 NC, screw terminal, size: S0 | 2850 | 1 | Z9 | 1
3RT2526-1AF00 |  | power contactor, AC-3, 25 A, 11 kW / 400 V, 4-pole, 110 V AC, 50 Hz, main contacts: 2 NO + 2 NC, auxiliary contacts: 1 NO + 1 NC, screw terminal, size: S0 | 2740 | 1 | Z9 | 1
3RT2526-1AG20 |  | power contactor, AC-3, 25 A, 11 kW / 400 V, 4-pole, 110 V AC, 50/60 Hz, main contacts: 2 NO + 2 NC, auxiliary contacts: 1 NO + 1 NC, screw terminal, size: S0 | 2740 | 1 | Z9 | 1
3RT2526-1AH20 |  | power contactor, AC-3, 25 A, 11 kW / 400 V, 4-pole, 48 V AC, 50/60 Hz, main contacts: 2 NO + 2 NC, auxiliary contacts: 1 NO + 1 NC, screw terminal, size: S0 | 2850 | 1 | Z9 | 1
3RT2526-1AK60 |  | power contactor, AC-3, 25 A, 11 kW / 400 V, 4-pole, 110 V AC, 50 Hz / 120 V, 60 Hz, main contacts: 2 NO + 2 NC, auxiliary contacts: 1 NO + 1 NC, screw terminal, size: S0 | 2740 | 1 | Z9 | 1
3RT2526-1AL20 |  | power contactor, AC-3, 25 A, 11 kW / 400 V, 4-pole, 230 V AC, 50/60 Hz, main contacts: 2 NO + 2 NC, auxiliary contacts: 1 NO + 1 NC, screw terminal, size: S0 | 2740 | 1 | Z9 | 1
3RT2526-1AP00 |  | power contactor, AC-3, 25 A, 11 kW / 400 V, 4-pole, 230 V AC, 50 Hz, main contacts: 2 NO + 2 NC, auxiliary contacts: 1 NO + 1 NC, screw terminal, size: S0 | 2740 | 1 | Z9 | 1
3RT2526-1AP60 |  | power contactor, AC-3, 25 A, 11 kW / 400 V, 4-pole, 220 V AC, 50 Hz / 240 V, 60 Hz, main contacts: 2 NO + 2 NC, auxiliary contacts: 1 NO + 1 NC, screw terminal, size: S0 | 2740 | 1 | Z9 | 1
3RT2526-1BA40 |  | power contactor, AC-3, 25 A, 11 kW / 400 V, 4-pole, 12 V DC, main contacts: 2 NO + 2 NC, auxiliary contacts: 1 NO + 1 NC, screw terminal, size: S0 | 4140 | 1 | Z9 | 1
3RT2526-1BB40 |  | power contactor, AC-3, 25 A, 11 kW / 400 V, 4-pole, 24 V DC, main contacts: 2 NO + 2 NC, auxiliary contacts: 1 NO + 1 NC, screw terminal, size: S0 | 4010 | 1 | Z9 | 1
3RT2526-1BE40 |  | power contactor, AC-3, 25 A, 11 kW / 400 V, 4-pole, 60 V DC, main contacts: 2 NO + 2 NC, auxiliary contacts: 1 NO + 1 NC, screw terminal, size: S0 | 4140 | 1 | Z9 | 1
3RT2526-1BF40 |  | power contactor, AC-3, 25 A, 11 kW / 400 V, 4-pole, 110 V DC, main contacts: 2 NO + 2 NC, auxiliary contacts: 1 NO + 1 NC, screw terminal, size: S0 | 4010 | 1 | Z9 | 1
3RT2526-1BG40 |  | power contactor, AC-3, 25 A, 11 kW / 400 V, 4-pole, 125 V DC, main contacts: 2 NO + 2 NC, auxiliary contacts: 1 NO + 1 NC, screw terminal, size: S0 | 4140 | 1 | Z9 | 1
3RT2526-1BJ80 |  | power contactor, AC-3, 25 A, 11 kW / 400 V, 4-pole, 72 V DC, main contacts: 2 NO + 2 NC, auxiliary contacts: 1 NO + 1 NC, screw terminal, size: S0 | 4270 | 1 | Z9 | 1
3RT2526-1BM40 |  | power contactor, AC-3, 25 A, 11 kW / 400 V, 4-pole, 220 V DC, main contacts: 2 NO + 2 NC, auxiliary contacts: 1 NO + 1 NC, screw terminal, size: S0 | 4010 | 1 | Z9 | 1
3RT2526-1BP40 |  | power contactor, AC-3, 25 A, 11 kW / 400 V, 4-pole, 230 V DC, main contacts: 2 NO + 2 NC, auxiliary contacts: 1 NO + 1 NC, screw terminal, size: S0 | 4140 | 1 | Z9 | 1
3RT2526-1BW40 |  | power contactor, AC-3, 25 A, 11 kW / 400 V, 4-pole, 48 V DC, main contacts: 2 NO + 2 NC, auxiliary contacts: 1 NO + 1 NC, screw terminal, size: S0 | 4010 | 1 | Z9 | 1
3RT2526-2AB00 |  | power contactor, AC-3, 25 A, 11 kW / 400 V, 4-pole, 24 V AC, 50 Hz, main contacts: 2 NO + 2 NC, auxiliary contacts: 1 NO + 1 NC, spring-loaded terminal, size: S0 | 2800 | 1 | Z9 | 1
3RT2526-2AC20 |  | power contactor, AC-3, 25 A, 11 kW / 400 V, 4-pole, 24 V AC, 50/60 Hz, main contacts: 2 NO + 2 NC, auxiliary contacts: 1 NO + 1 NC, spring-loaded terminal, size: S0 | 2800 | 1 | Z9 | 1
3RT2526-2AF00 |  | power contactor, AC-3, 25 A, 11 kW / 400 V, 4-pole, 110 V AC, 50 Hz, main contacts: 2 NO + 2 NC, auxiliary contacts: 1 NO + 1 NC, spring-loaded terminal, size: S0 | 2740 | 1 | Z9 | 1
3RT2526-2AK60 |  | power contactor, AC-3, 25 A, 11 kW / 400 V, 4-pole, 110 V AC, 50 Hz / 120 V, 60 Hz, main contacts: 2 NO + 2 NC, auxiliary contacts: 1 NO + 1 NC, spring-loaded terminal, size: S0 | 2740 | 1 | Z9 | 1
3RT2526-2AP00 |  | power contactor, AC-3, 25 A, 11 kW / 400 V, 4-pole, 230 V AC, 50 Hz, main contacts: 2 NO + 2 NC, auxiliary contacts: 1 NO + 1 NC, spring-loaded terminal, size: S0 | 2740 | 1 | Z9 | 1
3RT2526-2AP60 |  | power contactor, AC-3, 25 A, 11 kW / 400 V, 4-pole, 220 V AC, 50 Hz / 240 V, 60 Hz, main contacts: 2 NO + 2 NC, auxiliary contacts: 1 NO + 1 NC, spring-loaded terminal, size: S0 | 2740 | 1 | Z9 | 1
3RT2526-2BB40 |  | power contactor, AC-3, 25 A, 11 kW / 400 V, 4-pole, 24 V DC, main contacts: 2 NO + 2 NC, auxiliary contacts: 1 NO + 1 NC, spring-loaded terminal, size: S0 | 4010 | 1 | Z9 | 1
3RT2526-2BF40 |  | power contactor, AC-3, 25 A, 11 kW / 400 V, 4-pole, 110 V DC, main contacts: 2 NO + 2 NC, auxiliary contacts: 1 NO + 1 NC, spring-loaded terminal, size: S0 | 4010 | 1 | Z9 | 1
3RT2526-2BG40 |  | power contactor, AC-3, 25 A, 11 kW / 400 V, 4-pole, 125 V DC, main contacts: 2 NO + 2 NC, auxiliary contacts: 1 NO + 1 NC, spring-loaded terminal, size: S0 | 4270 | 1 | Z9 | 1
3RT2526-2BM40 |  | power contactor, AC-3, 25 A, 11 kW / 400 V, 4-pole, 220 V DC, main contacts: 2 NO + 2 NC, auxiliary contacts: 1 NO + 1 NC, spring-loaded terminal, size: S0 | 4120 | 1 | Z9 | 1
3RT2526-2BW40 |  | power contactor, AC-3, 25 A, 11 kW / 400 V, 4-pole, 48 V DC, main contacts: 2 NO + 2 NC, auxiliary contacts: 1 NO + 1 NC, spring-loaded terminal, size: S0 | 4010 | 1 | Z9 | 1
3RT2526-2NF30 |  | power contactor, AC-3, 25 A, 11 kW / 400 V, 4-pole, 83-155 V AC/DC, 50/60 Hz, with integrated varistor, main contacts: 2 NO + 2 NC, auxiliary contacts: 1 NO + 1 NC, spring-loaded terminal, size: S0 | 5220 | 1 | Z9 | 1
3RT2526-2XJ40-0LA2 |  | traction contactor, AC-3, 25 A, 11 kW / 400 V, 4-pole, 72 V DC, 0.7-1.25* Uc, solid-state operating mechanism, with integrated varistor, main contacts: 2 NO + 2 NC, auxiliary contacts: 1 NO + 1 NC, spring-loaded terminal, frame size: S0 | 5140 | 1 | Z9 | 1
3RT2535-1AB00 |  | power contactor, AC-3, 35 A, 18.5 kW / 400 V, 4-pole, 24 V AC, 50 Hz, main contacts: 2 NO + 2 NC, auxiliary contacts: 1 NO + 1 NC, screw terminal, size: S2 | 4460 | 1 | Z9 | 1
3RT2535-1AC20 |  | power contactor, AC-3, 35 A, 18.5 kW / 400 V, 4-pole, 24 V AC, 50/60 Hz, main contacts: 2 NO + 2 NC, auxiliary contacts: 1 NO + 1 NC, screw terminal, size: S2 | 4460 | 1 | Z9 | 1
3RT2535-1AD00 |  | power contactor, AC-3, 35 A, 18.5 kW / 400 V, 4-pole, 42 V AC, 50 Hz, main contacts: 2 NO + 2 NC, auxiliary contacts: 1 NO + 1 NC, screw terminal, size: S2 | 4570 | 1 | Z9 | 1
3RT2535-1AF00 |  | power contactor, AC-3, 35 A, 18.5 kW / 400 V, 4-pole, 110 V AC, 50 Hz, main contacts: 2 NO + 2 NC, auxiliary contacts: 1 NO + 1 NC, screw terminal, size: S2 | 4460 | 1 | Z9 | 1
3RT2535-1AG20 |  | power contactor, AC-3, 35 A, 18.5 kW / 400 V, 4-pole, 110 V AC, 50/60 Hz, main contacts: 2 NO + 2 NC, auxiliary contacts: 1 NO + 1 NC, screw terminal, size: S2 | 4460 | 1 | Z9 | 1
3RT2535-1AK60 |  | power contactor, AC-3, 35 A, 18.5 kW / 400 V, 4-pole, 110 V AC, 50 Hz / 120 V, 60 Hz, main contacts: 2 NO + 2 NC, auxiliary contacts: 1 NO + 1 NC, screw terminal, size: S2 | 4460 | 1 | Z9 | 1
3RT2535-1AL20 |  | power contactor, AC-3, 35 A, 18.5 kW / 400 V, 4-pole, 230 V AC, 50/60 Hz, main contacts: 2 NO + 2 NC, auxiliary contacts: 1 NO + 1 NC, screw terminal, size: S2 | 4460 | 1 | Z9 | 1
3RT2535-1AP00 |  | power contactor, AC-3, 35 A, 18.5 kW / 400 V, 4-pole, 230 V AC, 50 Hz, main contacts: 2 NO + 2 NC, auxiliary contacts: 1 NO + 1 NC, screw terminal, size: S2 | 4460 | 1 | Z9 | 1
3RT2535-1AP60 |  | power contactor, AC-3, 35 A, 18.5 kW / 400 V, 4-pole, 220 V AC, 50 Hz / 240 V, 60 Hz, main contacts: 2 NO + 2 NC, auxiliary contacts: 1 NO + 1 NC, screw terminal, size: S2 | 4460 | 1 | Z9 | 1
3RT2535-1NB30 |  | power contactor, AC-3, 35 A, 18.5 kW / 400 V, 4-pole, 20-33 V AC/DC, 50/60 Hz, with integrated varistor, main contacts: 2 NO + 2 NC, auxiliary contacts: 1 NO + 1 NC, screw terminal, size: S2 | 6310 | 1 | Z9 | 1
3RT2535-1NF30 |  | power contactor, AC-3, 35 A, 18.5 kW / 400 V, 4-pole, 83-155 V AC/DC, 50/60 Hz, with integrated varistor, main contacts: 2 NO + 2 NC, auxiliary contacts: 1 NO + 1 NC, screw terminal, size: S2 | 6310 | 1 | Z9 | 1
3RT2535-1NP30 |  | power contactor, AC-3, 35 A, 18.5 kW / 400 V, 4-pole, 175-280 V AC/DC, 50/60 Hz, with integrated varistor, main contacts: 2 NO + 2 NC, auxiliary contacts: 1 NO + 1 NC, screw terminal, size: S2 | 6310 | 1 | Z9 | 1
3RT2535-3XF40-0LA2 |  | traction contactor, AC-3, 35 A, 18.5 kW / 400 V, 4-pole, 110 V DC, 0.7-1.25* Uc, solid-state operating mechanism, with integrated varistor, main contacts: 2 NO + 2 NC, auxiliary contacts: 1 NO + 1 NC, main circuit: screw terminal, control and auxiliary circuit: spring-loaded terminal, frame size: S2 | 6880 | 1 | Z9 | 1
3RT2536-1AB00 |  | power contactor, AC-3, 41 A, 22 kW / 400 V, 4-pole, 24 V AC, 50 Hz, main contacts: 2 NO + 2 NC, auxiliary contacts: 1 NO + 1 NC, screw terminal, size: S2 | 5750 | 1 | Z9 | 1
3RT2536-1AC20 |  | power contactor, AC-3, 41 A, 22 kW / 400 V, 4-pole, 24 V AC, 50/60 Hz, main contacts: 2 NO + 2 NC, auxiliary contacts: 1 NO + 1 NC, screw terminal, size: S2 | 5750 | 1 | Z9 | 1
3RT2536-1AF00 |  | power contactor, AC-3, 41 A, 22 kW / 400 V, 4-pole, 110 V AC, 50 Hz, main contacts: 2 NO + 2 NC, auxiliary contacts: 1 NO + 1 NC, screw terminal, size: S2 | 5750 | 1 | Z9 | 1
3RT2536-1AH20 |  | power contactor, AC-3, 41 A, 22 kW / 400 V, 4-pole, 48 V AC, 50/60 Hz, main contacts: 2 NO + 2 NC, auxiliary contacts: 1 NO + 1 NC, screw terminal, size: S2 | 5840 | 1 | Z9 | 1
3RT2536-1AK60 |  | power contactor, AC-3, 41 A, 22 kW / 400 V, 4-pole, 110 V AC, 50 Hz / 120 V, 60 Hz, main contacts: 2 NO + 2 NC, auxiliary contacts: 1 NO + 1 NC, screw terminal, size: S2 | 5750 | 1 | Z9 | 1
3RT2536-1AP00 |  | power contactor, AC-3, 41 A, 22 kW / 400 V, 4-pole, 230 V AC, 50 Hz, main contacts: 2 NO + 2 NC, auxiliary contacts: 1 NO + 1 NC, screw terminal, size: S2 | 5750 | 1 | Z9 | 1
3RT2536-1AP60 |  | power contactor, AC-3, 41 A, 22 kW / 400 V, 4-pole, 220 V AC, 50 Hz / 240 V, 60 Hz, main contacts: 2 NO + 2 NC, auxiliary contacts: 1 NO + 1 NC, screw terminal, size: S2 | 5750 | 1 | Z9 | 1
3RT2536-1NB30 |  | power contactor, AC-3, 41 A, 22 kW / 400 V, 4-pole, 20-33 V AC/DC, 50/60 Hz, with integrated varistor, main contacts: 2 NO + 2 NC, auxiliary contacts: 1 NO + 1 NC, screw terminal, size: S2 | 8240 | 1 | Z9 | 1
3RT2536-1NF30 |  | power contactor, AC-3, 41 A, 22 kW / 400 V, 4-pole, 83-155 V AC/DC, 50/60 Hz, with integrated varistor, main contacts: 2 NO + 2 NC, auxiliary contacts: 1 NO + 1 NC, screw terminal, size: S2 | 8240 | 1 | Z9 | 1
3RT2536-1NP30 |  | power contactor, AC-3, 41 A, 22 kW / 400 V, 4-pole, 175-280 V AC/DC, 50/60 Hz, with integrated varistor, main contacts: 2 NO + 2 NC, auxiliary contacts: 1 NO + 1 NC, screw terminal, size: S2 | 7880 | 1 | Z9 | 1
3RT2544-1AB00 |  | power contactor, AC-3, 65 A, 30 kW / 400 V, 4-pole, 24 V AC, 50 Hz, main contacts: 2 NO + 2 NC, auxiliary contacts: 1 NO + 1 NC, screw terminal, size: S3 | 6600 | 1 | Z9 | 1
3RT2544-1AF00 |  | power contactor, AC-3, 65 A, 30 kW / 400 V, 4-pole, 110 V AC, 50 Hz, main contacts: 2 NO + 2 NC, auxiliary contacts: 1 NO + 1 NC, screw terminal, size: S3 | 6600 | 1 | Z9 | 1
3RT2544-1AK60 |  | power contactor, AC-3, 65 A, 30 kW / 400 V, 4-pole, 110 V AC, 50 Hz / 120 V, 60 Hz, main contacts: 2 NO + 2 NC, auxiliary contacts: 1 NO + 1 NC, screw terminal, size: S3 | 6600 | 1 | Z9 | 1
3RT2544-1AL20 |  | power contactor, AC-3, 65 A, 30 kW / 400 V, 4-pole, 230 V AC, 50/60 Hz, main contacts: 2 NO + 2 NC, auxiliary contacts: 1 NO + 1 NC, screw terminal, size: S3 | 6600 | 1 | Z9 | 1
3RT2544-1AP00 |  | power contactor, AC-3, 65 A, 30 kW / 400 V, 4-pole, 230 V AC, 50 Hz, main contacts: 2 NO + 2 NC, auxiliary contacts: 1 NO + 1 NC, screw terminal, size: S3 | 6600 | 1 | Z9 | 1
3RT2544-1AP60 |  | power contactor, AC-3, 65 A, 30 kW / 400 V, 4-pole, 220 V AC, 50 Hz / 240 V, 60 Hz, main contacts: 2 NO + 2 NC, auxiliary contacts: 1 NO + 1 NC, screw terminal, size: S3 | 6600 | 1 | Z9 | 1
3RT2544-1NB30 |  | power contactor, AC-3, 65 A, 30 kW / 400 V, 4-pole, 20-33 V AC/DC, 50/60 Hz, with integrated varistor, main contacts: 2 NO + 2 NC, auxiliary contacts: 1 NO + 1 NC, screw terminal, size: S3 | 9810 | 1 | Z9 | 1
3RT2544-1NP30 |  | power contactor, AC-3, 65 A, 30 kW / 400 V, 4-pole, 175-280 V AC/DC, 50/60 Hz, with integrated varistor, main contacts: 2 NO + 2 NC, auxiliary contacts: 1 NO + 1 NC, screw terminal, size: S3 | 9810 | 1 | Z9 | 1
3RT2545-1AB00 |  | power contactor, AC-3, 80 A, 37 kW / 400 V, 4-pole, 24 V AC, 50 Hz, main contacts: 2 NO + 2 NC, auxiliary contacts: 1 NO + 1 NC, screw terminal, size: S3 | 9730 | 1 | Z9 | 1
3RT2545-1AF00 |  | power contactor, AC-3, 80 A, 37 kW / 400 V, 4-pole, 110 V AC, 50 Hz, main contacts: 2 NO + 2 NC, auxiliary contacts: 1 NO + 1 NC, screw terminal, size: S3 | 9730 | 1 | Z9 | 1
3RT2545-1AK60 |  | power contactor, AC-3, 80 A, 37 kW / 400 V, 4-pole, 110 V AC, 50 Hz / 120 V, 60 Hz, main contacts: 2 NO + 2 NC, auxiliary contacts: 1 NO + 1 NC, screw terminal, size: S3 | 9730 | 1 | Z9 | 1
3RT2545-1AL20 |  | power contactor, AC-3, 80 A, 37 kW / 400 V, 4-pole, 230 V AC, 50/60 Hz, main contacts: 2 NO + 2 NC, auxiliary contacts: 1 NO + 1 NC, screw terminal, size: S3 | 9730 | 1 | Z9 | 1
3RT2545-1AP00 |  | power contactor, AC-3, 80 A, 37 kW / 400 V, 4-pole, 230 V AC, 50 Hz, main contacts: 2 NO + 2 NC, auxiliary contacts: 1 NO + 1 NC, screw terminal, size: S3 | 9730 | 1 | Z9 | 1
3RT2545-1AP60 |  | power contactor, AC-3, 80 A, 37 kW / 400 V, 4-pole, 220 V AC, 50 Hz / 240 V, 60 Hz, main contacts: 2 NO + 2 NC, auxiliary contacts: 1 NO + 1 NC, screw terminal, size: S3 | 9730 | 1 | Z9 | 1
3RT2545-1NB30 |  | power contactor, AC-3, 80 A, 37 kW / 400 V, 4-pole, 20-33 V AC/DC, 50/60 Hz, with integrated varistor, main contacts: 2 NO + 2 NC, auxiliary contacts: 1 NO + 1 NC, screw terminal, size: S3 | 12700 | 1 | Z9 | 1
3RT2545-1NP30 |  | power contactor, AC-3, 80 A, 37 kW / 400 V, 4-pole, 175-280 V AC/DC, 50/60 Hz, with integrated varistor, main contacts: 2 NO + 2 NC, auxiliary contacts: 1 NO + 1 NC, screw terminal, size: S3 | 12700 | 1 | Z9 | 1
3RT2617-1AB03 |  | capacitor contactor, AC-6b 12.5 kVAr, / 400 V, 3-pole, 24 V AC, 50/60 Hz, auxiliary contacts: 1 NO + 1 NC, screw terminal, size: S00 | 2130 | 1 | Z9 | 1
3RT2617-1AB05 |  | capacitor contactor, AC-6b 12.5 kVAr, / 400 V, 3-pole, 24 V AC, 50/60 Hz, auxiliary contacts: 2 NC, screw terminal, size: S00 | 2130 | 1 | Z9 | 1
3RT2617-1AF03 |  | capacitor contactor, AC-6b 12.5 kVAr, / 400 V, 3-pole, 110 V AC, 50/60 Hz, auxiliary contacts: 1 NO + 1 NC, screw terminal, size: S00 | 2130 | 1 | Z9 | 1
3RT2617-1AF05 |  | capacitor contactor, AC-6b 12.5 kVAr, / 400 V, 3-pole, 110 V AC, 50/60 Hz, auxiliary contacts: 2 NC, screw terminal, size: S00 | 2130 | 1 | Z9 | 1
3RT2617-1AK63 |  | capacitor contactor, AC-6b 12.5 kVAr, / 400 V, 3-pole, 110 V AC, 50 Hz / 120 V, 60 Hz, auxiliary contacts: 1 NO + 1 NC, screw terminal, size: S00 | 2130 | 1 | Z9 | 1
3RT2617-1AP03 |  | capacitor contactor, AC-6b 12.5 kVAr, / 400 V, 3-pole, 230 V AC, 50/60 Hz, auxiliary contacts: 1 NO + 1 NC, screw terminal, size: S00 | 2130 | 1 | Z9 | 1
3RT2617-1AP05 |  | capacitor contactor, AC-6b 12.5 kVAr, / 400 V, 3-pole, 230 V AC, 50/60 Hz, auxiliary contacts: 2 NC, screw terminal, size: S00 | 2130 | 1 | Z9 | 1
3RT2617-1AP63 |  | capacitor contactor, AC-6b 12.5 kVAr, / 400 V, 3-pole, 220 V AC, 50 Hz / 240 V, 60 Hz, auxiliary contacts: 1 NO + 1 NC, screw terminal, size: S00 | 2130 | 1 | Z9 | 1
3RT2617-1AV03 |  | capacitor contactor, AC-6b 12.5 kVAr, / 400 V, 3-pole, 400 V AC, 50/60 Hz, auxiliary contacts: 1 NO + 1 NC, screw terminal, size: S00 | 2170 | 1 | Z9 | 1
3RT2617-1AV05 |  | capacitor contactor, AC-6b 12.5 kVAr, / 400 V, 3-pole, 400 V AC, 50/60 Hz, auxiliary contacts: 2 NC, screw terminal, size: S00 | 2170 | 1 | Z9 | 1
3RT2617-1BB43 |  | capacitor contactor, AC-6b 12.5 kVAr, / 400 V, 3-pole, 24 V DC, auxiliary contacts: 1 NO + 1 NC, screw terminal, size: S00 | 3170 | 1 | Z9 | 1
3RT2617-1BB45 |  | capacitor contactor, AC-6b 12.5 kVAr, / 400 V, 3-pole, 24 V DC, auxiliary contacts: 2 NC, screw terminal, size: S00 | 3170 | 1 | Z9 | 1
3RT2617-1BF43 |  | capacitor contactor, AC-6b 12.5 kVAr, / 400 V, 3-pole, 110 V DC, auxiliary contacts: 1 NO + 1 NC, screw terminal, size: S00 | 3170 | 1 | Z9 | 1
3RT2617-1BF45 |  | capacitor contactor, AC-6b 12.5 kVAr, / 400 V, 3-pole, 110 V DC, auxiliary contacts: 2 NC, screw terminal, size: S00 | 3170 | 1 | Z9 | 1
3RT2625-1AB05 |  | capacitor contactor, AC-6b 16.7 kVAr, / 400 V, 3-pole, 24 V AC, 50 Hz, auxiliary contacts: 1 NO + 2 NC, screw terminal, size: S0 | 2930 | 1 | Z9 | 1
3RT2625-1AC25 |  | capacitor contactor, AC-6b 16.7 kVAr, / 400 V, 3-pole, 24 V AC, 50/60 Hz, auxiliary contacts: 1 NO + 2 NC, screw terminal, size: S0 | 2930 | 1 | Z9 | 1
3RT2625-1AF05 |  | capacitor contactor, AC-6b 16.7 kVAr, / 400 V, 3-pole, 110 V AC, 50 Hz, auxiliary contacts: 1 NO + 2 NC, screw terminal, size: S0 | 2930 | 1 | Z9 | 1
3RT2625-1AK65 |  | capacitor contactor, AC-6b 16.7 kVAr, / 400 V, 3-pole, 110 V AC, 50 Hz / 120 V, 60 Hz, auxiliary contacts: 1 NO + 2 NC, screw terminal, size: S0 | 2930 | 1 | Z9 | 1
3RT2625-1AL25 |  | capacitor contactor, AC-6b 16.7 kVAr, / 400 V, 3-pole, 230 V AC, 50/60 Hz, auxiliary contacts: 1 NO + 2 NC, screw terminal, size: S0 | 2930 | 1 | Z9 | 1
3RT2625-1AP05 |  | capacitor contactor, AC-6b 16.7 kVAr, / 400 V, 3-pole, 230 V AC, 50 Hz, auxiliary contacts: 1 NO + 2 NC, screw terminal, size: S0 | 2930 | 1 | Z9 | 1
3RT2625-1AP65 |  | capacitor contactor, AC-6b 16.7 kVAr, / 400 V, 3-pole, 220 V AC, 50 Hz / 240 V, 60 Hz, auxiliary contacts: 1 NO + 2 NC, screw terminal, size: S0 | 2930 | 1 | Z9 | 1
3RT2625-1AV05 |  | capacitor contactor, AC-6b 16.7 kVAr, / 400 V, 3-pole, 400 V AC, 50 Hz, auxiliary contacts: 1 NO + 2 NC, screw terminal, size: S0 | 3010 | 1 | Z9 | 1
3RT2625-1BB45 |  | capacitor contactor, AC-6b 16.7 kVAr, / 400 V, 3-pole, 24 V DC, auxiliary contacts: 1 NO + 2 NC, screw terminal, size: S0 | 4400 | 1 | Z9 | 1
3RT2625-1BF45 |  | capacitor contactor, AC-6b 16.7 kVAr, / 400 V, 3-pole, 110 V DC, auxiliary contacts: 1 NO + 2 NC, screw terminal, size: S0 | 4400 | 1 | Z9 | 1
3RT2625-1NB35 |  | capacitor contactor, AC-6b 16.7 kVAr, / 400 V, 3-pole, 21-28 V AC/DC, 50/60 Hz, with integrated varistor, auxiliary contacts: 1 NO + 2 NC, screw terminal, size: S0 | 5270 | 1 | Z9 | 1
3RT2625-1NF35 |  | capacitor contactor, AC-6b 16.7 kVAr, / 400 V, 3-pole, 95-130 V AC/DC, 50/60 Hz, with integrated varistor, auxiliary contacts: 1 NO + 2 NC, screw terminal, size: S0 | 5270 | 1 | Z9 | 1
3RT2625-1NP35 |  | capacitor contactor, AC-6b 16.7 kVAr, / 400 V, 3-pole, 200-280 V AC/DC, 50/60 Hz, with integrated varistor, auxiliary contacts: 1 NO + 2 NC, screw terminal, size: S0 | 5270 | 1 | Z9 | 1
3RT2626-1AB05 |  | capacitor contactor, AC-6b 20 kVAr, / 400 V, 3-pole, 24 V AC, 50 Hz, auxiliary contacts: 1 NO + 2 NC, screw terminal, size: S0 | 3230 | 1 | Z9 | 1
3RT2626-1AC25 |  | capacitor contactor, AC-6b 20 kVAr, / 400 V, 3-pole, 24 V AC, 50/60 Hz, auxiliary contacts: 1 NO + 2 NC, screw terminal, size: S0 | 3230 | 1 | Z9 | 1
3RT2626-1AF05 |  | capacitor contactor, AC-6b 20 kVAr, / 400 V, 3-pole, 110 V AC, 50 Hz, auxiliary contacts: 1 NO + 2 NC, screw terminal, size: S0 | 3230 | 1 | Z9 | 1
3RT2626-1AK65 |  | capacitor contactor, AC-6b 20 kVAr, / 400 V, 3-pole, 110 V AC, 50 Hz / 120 V, 60 Hz, auxiliary contacts: 1 NO + 2 NC, screw terminal, size: S0 | 3230 | 1 | Z9 | 1
3RT2626-1AL25 |  | capacitor contactor, AC-6b 20 kVAr, / 400 V, 3-pole, 230 V AC, 50/60 Hz, auxiliary contacts: 1 NO + 2 NC, screw terminal, size: S0 | 3230 | 1 | Z9 | 1
3RT2626-1AP05 |  | capacitor contactor, AC-6b 20 kVAr, / 400 V, 3-pole, 230 V AC, 50 Hz, auxiliary contacts: 1 NO + 2 NC, screw terminal, size: S0 | 3230 | 1 | Z9 | 1
3RT2626-1AP65 |  | capacitor contactor, AC-6b 20 kVAr, / 400 V, 3-pole, 220 V AC, 50 Hz / 240 V, 60 Hz, auxiliary contacts: 1 NO + 2 NC, screw terminal, size: S0 | 3230 | 1 | Z9 | 1
3RT2626-1AV05 |  | capacitor contactor, AC-6b 20 kVAr, / 400 V, 3-pole, 400 V AC, 50 Hz, auxiliary contacts: 1 NO + 2 NC, screw terminal, size: S0 | 3310 | 1 | Z9 | 1
3RT2626-1BB45 |  | capacitor contactor, AC-6b 20 kVAr, / 400 V, 3-pole, 24 V DC, auxiliary contacts: 1 NO + 2 NC, screw terminal, size: S0 | 4840 | 1 | Z9 | 1
3RT2626-1BF45 |  | capacitor contactor, AC-6b 20 kVAr, / 400 V, 3-pole, 110 V DC, auxiliary contacts: 1 NO + 2 NC, screw terminal, size: S0 | 4840 | 1 | Z9 | 1
3RT2626-1NB35 |  | capacitor contactor, AC-6b 20 kVAr, / 400 V, 3-pole, 21-28 V AC/DC, 50/60 Hz, with integrated varistor, auxiliary contacts: 1 NO + 2 NC, screw terminal, size: S0 | 5840 | 1 | Z9 | 1
3RT2626-1NF35 |  | capacitor contactor, AC-6b 20 kVAr, / 400 V, 3-pole, 95-130 V AC/DC, 50/60 Hz, with integrated varistor, auxiliary contacts: 1 NO + 2 NC, screw terminal, size: S0 | 5840 | 1 | Z9 | 1
3RT2626-1NP35 |  | capacitor contactor, AC-6b 20 kVAr, / 400 V, 3-pole, 200-280 V AC/DC, 50/60 Hz, with integrated varistor, auxiliary contacts: 1 NO + 2 NC, screw terminal, size: S0 | 5840 | 1 | Z9 | 1
3RT2627-1AB05 |  | capacitor contactor, AC-6b 25 kVAr, / 400 V, 3-pole, 24 V AC, 50 Hz, auxiliary contacts: 1 NO + 2 NC, screw terminal, size: S0 | 3950 | 1 | Z9 | 1
3RT2627-1AC25 |  | capacitor contactor, AC-6b 25 kVAr, / 400 V, 3-pole, 24 V AC, 50/60 Hz, auxiliary contacts: 1 NO + 2 NC, screw terminal, size: S0 | 3950 | 1 | Z9 | 1
3RT2627-1AF05 |  | capacitor contactor, AC-6b 25 kVAr, / 400 V, 3-pole, 110 V AC, 50 Hz, auxiliary contacts: 1 NO + 2 NC, screw terminal, size: S0 | 3950 | 1 | Z9 | 1
3RT2627-1AK65 |  | capacitor contactor, AC-6b 25 kVAr, / 400 V, 3-pole, 110 V AC, 50 Hz / 120 V, 60 Hz, auxiliary contacts: 1 NO + 2 NC, screw terminal, size: S0 | 3950 | 1 | Z9 | 1
3RT2627-1AL25 |  | capacitor contactor, AC-6b 25 kVAr, / 400 V, 3-pole, 230 V AC, 50/60 Hz, auxiliary contacts: 1 NO + 2 NC, screw terminal, size: S0 | 3950 | 1 | Z9 | 1
3RT2627-1AP05 |  | capacitor contactor, AC-6b 25 kVAr, / 400 V, 3-pole, 230 V AC, 50 Hz, auxiliary contacts: 1 NO + 2 NC, screw terminal, size: S0 | 3950 | 1 | Z9 | 1
3RT2627-1AP65 |  | capacitor contactor, AC-6b 25 kVAr, / 400 V, 3-pole, 220 V AC, 50 Hz / 240 V, 60 Hz, auxiliary contacts: 1 NO + 2 NC, screw terminal, size: S0 | 3950 | 1 | Z9 | 1
3RT2627-1AV05 |  | capacitor contactor, AC-6b 25 kVAr, / 400 V, 3-pole, 400 V AC, 50 Hz, auxiliary contacts: 1 NO + 2 NC, screw terminal, size: S0 | 4040 | 1 | Z9 | 1
3RT2627-1BB45 |  | capacitor contactor, AC-6b 25 kVAr, / 400 V, 3-pole, 24 V DC, auxiliary contacts: 1 NO + 2 NC, screw terminal, size: S0 | 5990 | 1 | Z9 | 1
3RT2627-1BF45 |  | capacitor contactor, AC-6b 25 kVAr, / 400 V, 3-pole, 110 V DC, auxiliary contacts: 1 NO + 2 NC, screw terminal, size: S0 | 5990 | 1 | Z9 | 1
3RT2627-1NB35 |  | capacitor contactor, AC-6b 25 kVAr, / 400 V, 3-pole, 21-28 V AC/DC, 50/60 Hz, with integrated varistor, auxiliary contacts: 1 NO + 2 NC, screw terminal, size: S0 | 7130 | 1 | Z9 | 1
3RT2627-1NF35 |  | capacitor contactor, AC-6b 25 kVAr, / 400 V, 3-pole, 95-130 V AC/DC, 50/60 Hz, with integrated varistor, auxiliary contacts: 1 NO + 2 NC, screw terminal, size: S0 | 7130 | 1 | Z9 | 1
3RT2627-1NP35 |  | capacitor contactor, AC-6b 25 kVAr, / 400 V, 3-pole, 200-280 V AC/DC, 50/60 Hz, with integrated varistor, auxiliary contacts: 1 NO + 2 NC, screw terminal, size: S0 | 7130 | 1 | Z9 | 1
3RT2628-1AB05 |  | capacitor contactor, AC-6b 33 kVAr, / 400 V, 3-pole, 24 V AC, 50 Hz, auxiliary contacts: 1 NO + 2 NC, screw terminal, size: S0 | 5240 | 1 | Z9 | 1
3RT2628-1AC25 |  | capacitor contactor, AC-6b 33 kVAr, / 400 V, 3-pole, 24 V AC, 50/60 Hz, auxiliary contacts: 1 NO + 2 NC, screw terminal, size: S0 | 5240 | 1 | Z9 | 1
3RT2628-1AF05 |  | capacitor contactor, AC-6b 33 kVAr, / 400 V, 3-pole, 110 V AC, 50 Hz, auxiliary contacts: 1 NO + 2 NC, screw terminal, size: S0 | 5240 | 1 | Z9 | 1
3RT2628-1AK65 |  | capacitor contactor, AC-6b 33 kVAr, / 400 V, 3-pole, 110 V AC, 50 Hz / 120 V, 60 Hz, auxiliary contacts: 1 NO + 2 NC, screw terminal, size: S0 | 5240 | 1 | Z9 | 1
3RT2628-1AL25 |  | capacitor contactor, AC-6b 33 kVAr, / 400 V, 3-pole, 230 V AC, 50/60 Hz, auxiliary contacts: 1 NO + 2 NC, screw terminal, size: S0 | 5240 | 1 | Z9 | 1
3RT2628-1AP05 |  | capacitor contactor, AC-6b 33 kVAr, / 400 V, 3-pole, 230 V AC, 50 Hz, auxiliary contacts: 1 NO + 2 NC, screw terminal, size: S0 | 5240 | 1 | Z9 | 1
3RT2628-1AP65 |  | capacitor contactor, AC-6b 33 kVAr, / 400 V, 3-pole, 220 V AC, 50 Hz / 240 V, 60 Hz, auxiliary contacts: 1 NO + 2 NC, screw terminal, size: S0 | 5240 | 1 | Z9 | 1
3RT2628-1AV05 |  | capacitor contactor, AC-6b 33 kVAr, / 400 V, 3-pole, 400 V AC, 50 Hz, auxiliary contacts: 1 NO + 2 NC, screw terminal, size: S0 | 5290 | 1 | Z9 | 1
3RT2628-1BB45 |  | capacitor contactor, AC-6b 33 kVAr, / 400 V, 3-pole, 24 V DC, auxiliary contacts: 1 NO + 2 NC, screw terminal, size: S0 | 7730 | 1 | Z9 | 1
3RT2628-1BF45 |  | capacitor contactor, AC-6b 33 kVAr, / 400 V, 3-pole, 110 V DC, auxiliary contacts: 1 NO + 2 NC, screw terminal, size: S0 | 7730 | 1 | Z9 | 1
3RT2628-1NB35 |  | capacitor contactor, AC-6b 33 kVAr, / 400 V, 3-pole, 21-28 V AC/DC, 50/60 Hz, with integrated varistor, auxiliary contacts: 1 NO + 2 NC, screw terminal, size: S0 | 9260 | 1 | Z9 | 1
3RT2628-1NF35 |  | capacitor contactor, AC-6b 33 kVAr, / 400 V, 3-pole, 95-130 V AC/DC, 50/60 Hz, with integrated varistor, auxiliary contacts: 1 NO + 2 NC, screw terminal, size: S0 | 9260 | 1 | Z9 | 1
3RT2628-1NP35 |  | capacitor contactor, AC-6b 33 kVAr, / 400 V, 3-pole, 200-280 V AC/DC, 50/60 Hz, with integrated varistor, auxiliary contacts: 1 NO + 2 NC, screw terminal, size: S0 | 9260 | 1 | Z9 | 1
3RT2636-1AB03 |  | capacitor contactor, AC-6b 50 kVAr, / 400 V, 3-pole, 24 V AC, 50 Hz, auxiliary contacts: 1 NO + 1 NC, screw terminal, size: S2 | 8300 | 1 | Z9 | 1
3RT2636-1AB05 |  | capacitor contactor, AC-6b 50 kVAr, / 400 V, 3-pole, 24 V AC, 50 Hz, auxiliary contacts: 2 NC, screw terminal, size: S2 | 8300 | 1 | Z9 | 1
3RT2636-1AF03 |  | capacitor contactor, AC-6b 50 kVAr, / 400 V, 3-pole, 110 V AC, 50 Hz, auxiliary contacts: 1 NO + 1 NC, screw terminal, size: S2 | 8300 | 1 | Z9 | 1
3RT2636-1AF05 |  | capacitor contactor, AC-6b 50 kVAr, / 400 V, 3-pole, 110 V AC, 50 Hz, auxiliary contacts: 2 NC, screw terminal, size: S2 | 8300 | 1 | Z9 | 1
3RT2636-1AK65 |  | capacitor contactor, AC-6b 50 kVAr, / 400 V, 3-pole, 110 V AC, 50 Hz / 120 V, 60 Hz, auxiliary contacts: 2 NC, screw terminal, size: S2 | 8300 | 1 | Z9 | 1
3RT2636-1AL23 |  | capacitor contactor, AC-6b 50 kVAr, / 400 V, 3-pole, 230 V AC, 50/60 Hz, auxiliary contacts: 1 NO + 1 NC, screw terminal, size: S2 | 8300 | 1 | Z9 | 1
3RT2636-1AN23 |  | capacitor contactor, AC-6b 50 kVAr, / 400 V, 3-pole, 220 V AC, 50/60 Hz, auxiliary contacts: 1 NO + 1 NC, screw terminal, size: S2 | 8300 | 1 | Z9 | 1
3RT2636-1AP03 |  | capacitor contactor, AC-6b 50 kVAr, / 400 V, 3-pole, 230 V AC, 50 Hz, auxiliary contacts: 1 NO + 1 NC, screw terminal, size: S2 | 8300 | 1 | Z9 | 1
3RT2636-1AP05 |  | capacitor contactor, AC-6b 50 kVAr, / 400 V, 3-pole, 230 V AC, 50 Hz, auxiliary contacts: 2 NC, screw terminal, size: S2 | 8300 | 1 | Z9 | 1
3RT2636-1AV03 |  | capacitor contactor, AC-6b 50 kVAr, / 400 V, 3-pole, 400 V AC, 50 Hz, auxiliary contacts: 1 NO + 1 NC, screw terminal, size: S2 | 8450 | 1 | Z9 | 1
3RT2636-1AV05 |  | capacitor contactor, AC-6b 50 kVAr, / 400 V, 3-pole, 400 V AC, 50 Hz, auxiliary contacts: 2 NC, screw terminal, size: S2 | 8450 | 1 | Z9 | 1
3RT2636-1NB33 |  | capacitor contactor, AC-6b 50 kVAr, / 400 V, 3-pole, 20-33 V AC/DC, 50/60 Hz, with integrated varistor, auxiliary contacts: 1 NO + 1 NC, screw terminal, size: S2 | 12500 | 1 | Z9 | 1
3RT2636-1NB35 |  | capacitor contactor, AC-6b 50 kVAr, / 400 V, 3-pole, 20-33 V AC/DC, 50/60 Hz, with integrated varistor, auxiliary contacts: 2 NC, screw terminal, size: S2 | 12500 | 1 | Z9 | 1
3RT2636-1NF35 |  | capacitor contactor, AC-6b 50 kVAr, / 400 V, 3-pole, 83-155 V AC/DC, 50/60 Hz, with integrated varistor, auxiliary contacts: 2 NC, screw terminal, size: S2 | 12500 | 1 | Z9 | 1
3RT2636-1NP35 |  | capacitor contactor, AC-6b 50 kVAr, / 400 V, 3-pole, 175-280 V AC/DC, 50/60 Hz, with integrated varistor, auxiliary contacts: 2 NC, screw terminal, size: S2 | 12500 | 1 | Z9 | 1
3RT2637-1AB03 |  | capacitor contactor, AC-6b 75 kVAr, / 400 V, 3-pole, 24 V AC, 50 Hz, auxiliary contacts: 1 NO + 1 NC, screw terminal, size: S2 | 11100 | 1 | Z9 | 1
3RT2637-1AB05 |  | capacitor contactor, AC-6b 75 kVAr, / 400 V, 3-pole, 24 V AC, 50 Hz, auxiliary contacts: 2 NC, screw terminal, size: S2 | 11100 | 1 | Z9 | 1
3RT2637-1AF03 |  | capacitor contactor, AC-6b 75 kVAr, / 400 V, 3-pole, 110 V AC, 50 Hz, auxiliary contacts: 1 NO + 1 NC, screw terminal, size: S2 | 11100 | 1 | Z9 | 1
3RT2637-1AF05 |  | capacitor contactor, AC-6b 75 kVAr, / 400 V, 3-pole, 110 V AC, 50 Hz, auxiliary contacts: 2 NC, screw terminal, size: S2 | 11100 | 1 | Z9 | 1
3RT2637-1AK65 |  | capacitor contactor, AC-6b 75 kVAr, / 400 V, 3-pole, 110 V AC, 50 Hz / 120 V, 60 Hz, auxiliary contacts: 2 NC, screw terminal, size: S2 | 11100 | 1 | Z9 | 1
3RT2637-1AL23 |  | capacitor contactor, AC-6b 75 kVAr, / 400 V, 3-pole, 230 V AC, 50/60 Hz, auxiliary contacts: 1 NO + 1 NC, screw terminal, size: S2 | 11100 | 1 | Z9 | 1
3RT2637-1AP03 |  | capacitor contactor, AC-6b 75 kVAr, / 400 V, 3-pole, 230 V AC, 50 Hz, auxiliary contacts: 1 NO + 1 NC, screw terminal, size: S2 | 11100 | 1 | Z9 | 1
3RT2637-1AP05 |  | capacitor contactor, AC-6b 75 kVAr, / 400 V, 3-pole, 230 V AC, 50 Hz, auxiliary contacts: 2 NC, screw terminal, size: S2 | 11100 | 1 | Z9 | 1
3RT2637-1AV03 |  | capacitor contactor, AC-6b 75 kVAr, / 400 V, 3-pole, 400 V AC, 50 Hz, auxiliary contacts: 1 NO + 1 NC, screw terminal, size: S2 | 11200 | 1 | Z9 | 1
3RT2637-1NB33 |  | capacitor contactor, AC-6b 75 kVAr, / 400 V, 3-pole, 20-33 V AC/DC, 50/60 Hz, with integrated varistor, auxiliary contacts: 1 NO + 1 NC, screw terminal, size: S2 | 16700 | 1 | Z9 | 1
3RT2637-1NB35 |  | capacitor contactor, AC-6b 75 kVAr, / 400 V, 3-pole, 20-33 V AC/DC, 50/60 Hz, with integrated varistor, auxiliary contacts: 2 NC, screw terminal, size: S2 | 16700 | 1 | Z9 | 1
3RT2637-1NF35 |  | capacitor contactor, AC-6b 75 kVAr, / 400 V, 3-pole, 83-155 V AC/DC, 50/60 Hz, with integrated varistor, auxiliary contacts: 2 NC, screw terminal, size: S2 | 16700 | 1 | Z9 | 1
3RT2637-1NP35 |  | capacitor contactor, AC-6b 75 kVAr, / 400 V, 3-pole, 175-280 V AC/DC, 50/60 Hz, with integrated varistor, auxiliary contacts: 2 NC, screw terminal, size: S2 | 16700 | 1 | Z9 | 1
3RT2645-1AB03 |  | capacitor contactor, AC-6b 75 kVAr, / 400 V, 3-pole, 24 V AC, 50 Hz, auxiliary contacts: 1 NO + 1 NC, screw terminal, size: S3 | 11800 | 1 | Z9 | 1
3RT2645-1AB05 |  | capacitor contactor, AC-6b 75 kVAr, / 400 V, 3-pole, 24 V AC, 50 Hz, auxiliary contacts: 2 NC, screw terminal, size: S3 | 11800 | 1 | Z9 | 1
3RT2645-1AF03 |  | capacitor contactor, AC-6b 75 kVAr, / 400 V, 3-pole, 110 V AC, 50 Hz, auxiliary contacts: 1 NO + 1 NC, screw terminal, size: S3 | 11800 | 1 | Z9 | 1
3RT2645-1AF05 |  | capacitor contactor, AC-6b 75 kVAr, / 400 V, 3-pole, 110 V AC, 50 Hz, auxiliary contacts: 2 NC, screw terminal, size: S3 | 11800 | 1 | Z9 | 1
3RT2645-1AL23 |  | capacitor contactor, AC-6b 75 kVAr, / 400 V, 3-pole, 230 V AC, 50/60 Hz, auxiliary contacts: 1 NO + 1 NC, screw terminal, size: S3 | 11800 | 1 | Z9 | 1
3RT2645-1AP03 |  | capacitor contactor, AC-6b 75 kVAr, / 400 V, 3-pole, 230 V AC, 50 Hz, auxiliary contacts: 1 NO + 1 NC, screw terminal, size: S3 | 11800 | 1 | Z9 | 1
3RT2645-1AP05 |  | capacitor contactor, AC-6b 75 kVAr, / 400 V, 3-pole, 230 V AC, 50 Hz, auxiliary contacts: 2 NC, screw terminal, size: S3 | 11800 | 1 | Z9 | 1
3RT2645-1NB33 |  | capacitor contactor, AC-6b 75 kVAr, / 400 V, 3-pole, 20-33 V AC/DC, 50/60 Hz, with integrated varistor, auxiliary contacts: 1 NO + 1 NC, screw terminal, size: S3 | 17700 | 1 | Z9 | 1
3RT2645-1NB35 |  | capacitor contactor, AC-6b 75 kVAr, / 400 V, 3-pole, 20-33 V AC/DC, 50/60 Hz, with integrated varistor, auxiliary contacts: 2 NC, screw terminal, size: S3 | 17700 | 1 | Z9 | 1
3RT2645-1NF35 |  | capacitor contactor, AC-6b 75 kVAr, / 400 V, 3-pole, 83-155 V AC/DC, 50/60 Hz, with integrated varistor, auxiliary contacts: 2 NC, screw terminal, size: S3 | 17700 | 1 | Z9 | 1
3RT2645-1NP35 |  | capacitor contactor, AC-6b 75 kVAr, / 400 V, 3-pole, 175-280 V AC/DC, 50/60 Hz, with integrated varistor, auxiliary contacts: 2 NC, screw terminal, size: S3 | 17700 | 1 | Z9 | 1
3RT2646-1AB03 |  | capacitor contactor, AC-6b 100 kVAr, / 400 V, 3-pole, 24 V AC, 50 Hz, auxiliary contacts: 1 NO + 1 NC, screw terminal, size: S3 | 16400 | 1 | Z9 | 1
3RT2646-1AB05 |  | capacitor contactor, AC-6b 100 kVAr, / 400 V, 3-pole, 24 V AC, 50 Hz, auxiliary contacts: 2 NC, screw terminal, size: S3 | 16400 | 1 | Z9 | 1
3RT2646-1AF03 |  | capacitor contactor, AC-6b 100 kVAr, / 400 V, 3-pole, 110 V AC, 50 Hz, auxiliary contacts: 1 NO + 1 NC, screw terminal, size: S3 | 16400 | 1 | Z9 | 1
3RT2646-1AF05 |  | capacitor contactor, AC-6b 100 kVAr, / 400 V, 3-pole, 110 V AC, 50 Hz, auxiliary contacts: 2 NC, screw terminal, size: S3 | 16400 | 1 | Z9 | 1
3RT2646-1AL23 |  | capacitor contactor, AC-6b 100 kVAr, / 400 V, 3-pole, 230 V AC, 50/60 Hz, auxiliary contacts: 1 NO + 1 NC, screw terminal, size: S3 | 16400 | 1 | Z9 | 1
3RT2646-1AP03 |  | capacitor contactor, AC-6b 100 kVAr, / 400 V, 3-pole, 230 V AC, 50 Hz, auxiliary contacts: 1 NO + 1 NC, screw terminal, size: S3 | 16400 | 1 | Z9 | 1
3RT2646-1AP05 |  | capacitor contactor, AC-6b 100 kVAr, / 400 V, 3-pole, 230 V AC, 50 Hz, auxiliary contacts: 2 NC, screw terminal, size: S3 | 16400 | 1 | Z9 | 1
3RT2646-1AV03 |  | capacitor contactor, AC-6b 100 kVAr, / 400 V, 3-pole, 400 V AC, 50 Hz, auxiliary contacts: 1 NO + 1 NC, screw terminal, size: S3 | 16700 | 1 | Z9 | 1
3RT2646-1NB33 |  | capacitor contactor, AC-6b 100 kVAr, / 400 V, 3-pole, 20-33 V AC/DC, 50/60 Hz, with integrated varistor, auxiliary contacts: 1 NO + 1 NC, screw terminal, size: S3 | 24800 | 1 | Z9 | 1
3RT2646-1NB35 |  | capacitor contactor, AC-6b 100 kVAr, / 400 V, 3-pole, 20-33 V AC/DC, 50/60 Hz, with integrated varistor, auxiliary contacts: 2 NC, screw terminal, size: S3 | 24800 | 1 | Z9 | 1
3RT2646-1NF35 |  | capacitor contactor, AC-6b 100 kVAr, / 400 V, 3-pole, 83-155 V AC/DC, 50/60 Hz, with integrated varistor, auxiliary contacts: 2 NC, screw terminal, size: S3 | 24800 | 1 | Z9 | 1
3RT2646-1NP35 |  | capacitor contactor, AC-6b 100 kVAr, / 400 V, 3-pole, 175-280 V AC/DC, 50/60 Hz, with integrated varistor, auxiliary contacts: 2 NC, screw terminal, size: S3 | 24800 | 1 | Z9 | 1
3RT2900-1SB10 |  | device identification labels, for SIRIUS devices, 10x7 mm, titanium gray, package contents: 17 sheets with 48 labels each | 303 | 100 | Z9 | 816
3RT2900-1SB20 |  | device identification labels, for SIRIUS devices, 20x7 mm, titanium gray, package contents: 17 sheets with 20 labels each | 664 | 100 | Z9 | 340
3RT2900-1SB60 |  | adhesive labels, for SIRIUS devices, 19x6 mm, titanium gray, package contents: 10 DIN A4 sheets with 306 labels each | 70.4 | 100 | Z9 | 3.060,000
3RT2916-1BB00 |  | surge suppressor, varistor, 24-48 V AC, 50/60 Hz, 24-70 V DC, for contactors 3RT2.1 and auxiliary contactors 3RH2 | 229 | 1 | Z9 | 1
3RT2916-1BC00 |  | surge suppressor, varistor, 48-127 V AC, 50/60 Hz, 70-150 V DC, for contactors 3RT2.1 and auxiliary contactors 3RH2 | 229 | 1 | Z9 | 1
3RT2916-1BD00 |  | surge suppressor, varistor, 127-240 V AC, 50/60 Hz, 150-250 V DC, for contactors 3RT2.1 and auxiliary contactors 3RH2 | 229 | 1 | Z9 | 1
3RT2916-1BE00 |  | surge suppressor, varistor, 240-400 V AC, 50/60 Hz, for contactors 3RT2.1 and auxiliary contactors 3RH2 | 229 | 1 | Z9 | 1
3RT2916-1BF00 |  | surge suppressor, varistor, 400-600 V AC, 50/60 Hz, for contactors 3RT2.1 and auxiliary contactors 3RH2 | 229 | 1 | Z9 | 1
3RT2916-1CB00 |  | surge suppressor, RC element, 24-48 V AC, 50/60 Hz, 24-70 V DC, for contactors 3RT2.1 and auxiliary contactors 3RH2 | 229 | 1 | Z9 | 1
3RT2916-1CC00 |  | surge suppressor, RC element, 48-127 V AC, 50/60 Hz, 70-150 V DC, for contactors 3RT2.1 and auxiliary contactors 3RH2 | 229 | 1 | Z9 | 1
3RT2916-1CD00 |  | surge suppressor, RC element, 127-240 V AC, 50/60 Hz, 150-250 V DC, for contactors 3RT2.1 and auxiliary contactors 3RH2 | 229 | 1 | Z9 | 1
3RT2916-1CE00 |  | surge suppressor, RC element, 240-400 V AC, 50/60 Hz, for contactors 3RT2.1 and auxiliary contactors 3RH2 | 229 | 1 | Z9 | 1
3RT2916-1CF00 |  | surge suppressor, RC element, 400-600 V AC, 50/60 Hz, for contactors 3RT2.1 and auxiliary contactors 3RH2 | 229 | 1 | Z9 | 1
3RT2916-1DG00 |  | surge suppressor, suppression diode 12-250 V DC, for contactors 3RT2.1 and auxiliary contactors 3RH2 | 229 | 1 | Z9 | 1
3RT2916-1EH00 |  | surge suppressor, diode combination, 12-250 V DC, for contactors 3RT2.1 and auxiliary contactors 3RH2 | 245 | 1 | Z9 | 1
3RT2916-1GA00 |  | additional load module, 180-255 V AC, 50/60 Hz, for contactors 3RT2.1 and contactor relays 3RH2 | 218 | 1 | Z9 | 1
3RT2916-1JJ00 |  | surge suppressor, varistor with LED, 24-48 V AC, 50/60 Hz, 12-24 V DC, for contactors 3RT2.1 and auxiliary contactors 3RH2 | 303 | 1 | Z9 | 1
3RT2916-1JK00 |  | surge suppressor, varistor with LED, 48-127 V AC, 50/60 Hz, 24-70 V DC, for contactors 3RT2.1 and auxiliary contactors 3RH2 | 303 | 1 | Z9 | 1
3RT2916-1JL00 |  | surge suppressor, varistor with LED, 127-240 V AC, 50/60 Hz, 70-150 V DC, for contactors 3RT2.1 and auxiliary contactors 3RH2 | 303 | 1 | Z9 | 1
3RT2916-1JP00 |  | surge suppressor, varistor with LED, 150-250 V DC, for contactors 3RT2.1 and auxiliary contactors 3RH2 | 303 | 1 | Z9 | 1
3RT2916-1LM00 |  | surge suppressor, suppression diode with LED, 24-70 V DC, for contactors 3RT2.1 and auxiliary contactors 3RH2 | 303 | 1 | Z9 | 1
3RT2916-1LN00 |  | surge suppressor, suppression diode with LED, 70-150 V DC, for contactors 3RT2.1 and auxiliary contactors 3RH2 | 303 | 1 | Z9 | 1
3RT2916-1LP00 |  | surge suppressor, suppression diode with LED, 150-250 V DC, for contactors 3RT2.1 and auxiliary contactors 3RH2 | 303 | 1 | Z9 | 1
3RT2916-1PA1 |  | EMC interference suppression module, RC element, up to 400 V AC/DC, 50/60 Hz, for contactors 3RT201 | 1160 | 1 | Z9 | 1
3RT2916-1PA2 |  | EMC interference suppression module, RC element, up to 575 V AC/DC, 50/60 Hz, for contactors 3RT201 | 1160 | 1 | Z9 | 1
3RT2916-1PA3 |  | EMC interference suppression module, RC element, up to 690 V AC/DC, 50/60 Hz, for contactors 3RT201 | 1160 | 1 | Z9 | 1
3RT2916-1PB1 |  | EMC interference suppression module, varistor, up to 400 V AC/DC, 50/60 Hz, for contactors 3RT201 | 1040 | 1 | Z9 | 1
3RT2916-1PB2 |  | EMC interference suppression module, varistor, up to 575 V AC/DC, 50/60 Hz, for contactors 3RT201 | 1040 | 1 | Z9 | 1
3RT2916-1PB3 |  | EMC interference suppression module, varistor, up to 690 V AC/DC, 50/60 Hz, for contactors 3RT201 | 1040 | 1 | Z9 | 1
3RT2916-2BE01 |  | OFF-delay device, 24 V DC, for contactors 3RT2 and auxiliary contactors 3RH2 with AC/DC and DC operation | 2920 | 1 | Z9 | 1
3RT2916-2BK01 |  | OFF-delay device, 110 V AC/DC, 50/60 Hz, for contactors 3RT2 and auxiliary contactors 3RH2 with AC/DC and DC operation | 2920 | 1 | Z9 | 1
3RT2916-2BL01 |  | OFF-delay device, 220/230 V AC/DC, 50/60 Hz, for contactors 3RT2 and auxiliary contactors 3RH2 with AC/DC and DC operation | 2920 | 1 | Z9 | 1
3RT2916-4BA32 |  | parallel connector, 3-pole, without terminal, for contactors 3RT201.-2â€¦. with spring-loaded terminal | 88.4 | 1 | Z9 | 1
3RT2916-4EA13 |  | Ring cable lug cover for contactor relays and motor contactors Size S00 1 pack = 10 covers | 107 | 1 | Z9 | 10
3RT2916-4JA02 |  | insulating stop line for 5 terminal pairs individually separable, for each contactor 2 lines required, for contactors 3RT2.1 and auxiliary contactors 3RH2, (1 pack = 20 lines) | 70.4 | 1 | Z9 | 20
3RT2916-4MA10 |  | cover sealing, protection against accidental manual operation, for contactors 3RT2 and auxiliary contactors 3RH2, (not suitable for coupling contactors), multi-unit packaging, pack = 5 units | 58.4 | 1 | Z9 | 5
3RT2916-4MC00 |  | control kit (yellow), for contactors 3RT2.1 and auxiliary contactors 3RH2 | 184 | 1 | Z9 | 5
3RT2924-5AB01 |  | magnetic coil 24 V AC, 50 Hz, for contactors 3RT2023-.A, 3RT2024-.A and 3RT2025-.A | 437 | 1 | Z9 | 1
3RT2924-5AC01 |  | magnetic coil 32 V AC, 50 Hz, for contactors 3RT2023-.A, 3RT2024-.A and 3RT2025-.A | 520 | 1 | Z9 | 1
3RT2924-5AC11 |  | magnetic coil 24 V AC, 60 Hz for contactors 3RT2023-.A, 3RT2024-.A and 3RT2025-.A | 520 | 1 | Z9 | 1
3RT2924-5AC21 |  | magnetic coil 24 V AC, 50/60 Hz, for contactors 3RT2023-.A, 3RT2024-.A and 3RT2025-.A | 437 | 1 | Z9 | 1
3RT2924-5AD01 |  | magnetic coil 42 V AC, 50 Hz, for contactors 3RT2023-.A, 3RT2024-.A and 3RT2025-.A | 520 | 1 | Z9 | 1
3RT2924-5AD21 |  | magnetic coil 42 V AC, 50/60 Hz, for contactors 3RT2023-.A, 3RT2024-.A and 3RT2025-.A | 520 | 1 | Z9 | 1
3RT2924-5AF01 |  | magnetic coil 110 V AC, 50 Hz, for contactors 3RT2023-.A, 3RT2024-.A and 3RT2025-.A | 437 | 1 | Z9 | 1
3RT2924-5AG21 |  | magnetic coil 110 V AC, 50/60 Hz, for contactors 3RT2023-.A, 3RT2024-.A and 3RT2025-.A | 437 | 1 | Z9 | 1
3RT2924-5AG61 |  | magnetic coil 100 V AC, 50/60 Hz / 110 V, 60 Hz, for contactors 3RT2023-.A, 3RT2024-.A and 3RT2025-.A | 520 | 1 | Z9 | 1
3RT2924-5AH01 |  | magnetic coil 48 V AC, 50 Hz, for contactors 3RT2023-.A, 3RT2024-.A and 3RT2025-.A | 437 | 1 | Z9 | 1
3RT2924-5AH21 |  | magnetic coil 48 V AC, 50/60 Hz, for contactors 3RT2023-.A, 3RT2024-.A and 3RT2025-.A | 520 | 1 | Z9 | 1
3RT2924-5AK61 |  | magnetic coil 110 V AC, 50 Hz / 120 V, 60 Hz, for contactors 3RT2023-.A, 3RT2024-.A and 3RT2025-.A | 437 | 1 | Z9 | 1
3RT2924-5AL21 |  | magnetic coil 230 V AC, 50/60 Hz, for contactors 3RT2023-.A, 3RT2024-.A and 3RT2025-.A | 437 | 1 | Z9 | 1
3RT2924-5AM11 |  | magnetic coil 208 V AC, 60 Hz, for contactors 3RT2023-.A, 3RT2024-.A and 3RT2025-.A | 520 | 1 | Z9 | 1
3RT2924-5AM21 |  | magnetic coil 208 V AC, 50/60 Hz, for contactors 3RT2023-.A, 3RT2024-.A and 3RT2025-.A | 520 | 1 | Z9 | 1
3RT2924-5AN21 |  | magnetic coil 220 V AC, 50/60 Hz, for contactors 3RT2023-.A, 3RT2024-.A and 3RT2025-.A | 437 | 1 | Z9 | 1
3RT2924-5AN61 |  | magnetic coil 200 V AC, 50/60 Hz / 220 V, 60 Hz, for contactors 3RT2023-.A, 3RT2024-.A and 3RT2025-.A | 520 | 1 | Z9 | 1
3RT2924-5AP01 |  | magnetic coil 230 V AC, 50 Hz, for contactors 3RT2023-.A, 3RT2024-.A and 3RT2025-.A | 437 | 1 | Z9 | 1
3RT2924-5AP61 |  | magnetic coil 220 V AC, 50 Hz / 220 V, 60 Hz, for contactors 3RT2023-.A, 3RT2024-.A and 3RT2025-.A | 437 | 1 | Z9 | 1
3RT2924-5AQ21 |  | magnetic coil 500 V AC, 50/60 Hz, for contactors 3RT2023-.A, 3RT2024-.A and 3RT2025-.A | 520 | 1 | Z9 | 1
3RT2924-5AR01 |  | magnetic coil 415 V AC, 50 Hz, for contactors 3RT2023-.A, 3RT2024-.A and 3RT2025-.A | 520 | 1 | Z9 | 1
3RT2924-5AR11 |  | magnetic coil 440 V AC, 60 Hz, for contactors 3RT2023-.A, 3RT2024-.A and 3RT2025-.A | 520 | 1 | Z9 | 1
3RT2924-5AR61 |  | magnetic coil 400 V AC, 50/60 Hz / 440 V, 60 Hz, for contactors 3RT2023-.A, 3RT2024-.A and 3RT2025-.A | 520 | 1 | Z9 | 1
3RT2924-5AT61 |  | magnetic coil 600 V AC, 60 Hz, for contactors 3RT2023-.A, 3RT2024-.A and 3RT2025-.A | 520 | 1 | Z9 | 1
3RT2924-5AU01 |  | magnetic coil 240 V AC, 50 Hz, for contactors 3RT2023-.A, 3RT2024-.A and 3RT2025-.A | 437 | 1 | Z9 | 1
3RT2924-5AU21 |  | magnetic coil 380 V AC, 50/60 Hz, for contactors 3RT2023-.A, 3RT2024-.A and 3RT2025-.A | 520 | 1 | Z9 | 1
3RT2924-5AU61 |  | magnetic coil 277 V AC, 60 Hz, for contactors 3RT2023-.A, 3RT2024-.A and 3RT2025-.A | 520 | 1 | Z9 | 1
3RT2924-5AV01 |  | magnetic coil 400 V AC, 50 Hz, for contactors 3RT2023-.A, 3RT2024-.A and 3RT2025-.A | 520 | 1 | Z9 | 1
3RT2924-5AV61 |  | magnetic coil 480 V AC, 60 Hz, for contactors 3RT2023-.A, 3RT2024-.A and 3RT2025-.A | 520 | 1 | Z9 | 1
3RT2924-5AW61 |  | magnetic coil 347 V AC, 60 Hz, for contactors 3RT2023-.A, 3RT2024-.A and 3RT2025-.A | 520 | 1 | Z9 | 1
3RT2926-1BB00 |  | surge suppressor, varistor, 24-48 V AC, 50/60 Hz, 24-70 V DC, for contactors 3RT2.2 | 280 | 1 | Z9 | 1
3RT2926-1BC00 |  | surge suppressor, varistor, 48-127 V AC, 50/60 Hz, 70-150 V DC, for contactors 3RT2.2 | 280 | 1 | Z9 | 1
3RT2926-1BD00 |  | surge suppressor, varistor, 127-240 V AC, 50/60 Hz, 150-250 V DC, for contactors 3RT2.2 | 280 | 1 | Z9 | 1
3RT2926-1BE00 |  | surge suppressor, varistor, 240-400 V AC, 50/60 Hz, for contactors 3RT2.2 | 280 | 1 | Z9 | 1
3RT2926-1BF00 |  | surge suppressor, varistor, 400-600 V AC, 50/60 Hz, for contactors 3RT2.2 | 280 | 1 | Z9 | 1
3RT2926-1CB00 |  | surge suppressor, RC element, 24-48 V AC, 50/60 Hz, 24-70 V DC, for contactors 3RT2.2 | 354 | 1 | Z9 | 1
3RT2926-1CC00 |  | surge suppressor, RC element, 48-127 V AC, 50/60 Hz, 70-150 V DC, for contactors 3RT2.2 | 354 | 1 | Z9 | 1
3RT2926-1CD00 |  | surge suppressor, RC element, 127-240 V AC, 50/60 Hz, 150-250 V DC, for contactors 3RT2.2 | 354 | 1 | Z9 | 1
3RT2926-1CE00 |  | surge suppressor, RC element, 240-400 V AC, 50/60 Hz, for contactors 3RT2.2 | 354 | 1 | Z9 | 1
3RT2926-1CF00 |  | surge suppressor, RC element, 400-600 V AC, 50/60 Hz, for contactors 3RT2.2 | 354 | 1 | Z9 | 1
3RT2926-1ER00 |  | surge suppressor, diode combination, 24 V DC, for contactors 3RT2.2 | 366 | 1 | Z9 | 1
3RT2926-1ES00 |  | surge suppressor, diode combination, 30-250 V DC, for contactors 3RT2.2 | 366 | 1 | Z9 | 1
3RT2926-1JJ00 |  | surge suppressor, varistor with LED, 24-48 V AC, 50/60 Hz, 12-24 V DC, for contactors 3RT2.2 | 363 | 1 | Z9 | 1
3RT2926-1JK00 |  | surge suppressor, varistor with LED, 48-127 V AC, 50/60 Hz, 24-70 V DC, for contactors 3RT2.2 | 363 | 1 | Z9 | 1
3RT2926-1JL00 |  | surge suppressor, varistor with LED, 127-240 V AC, 50/60 Hz, 70-150 V DC, for contactors 3RT2.2 | 363 | 1 | Z9 | 1
3RT2926-1MR00 |  | surge suppressor, diode combination with LED, 24 V DC, for contactors 3RT2.2 | 482 | 1 | Z9 | 1
3RT2926-1QT00 |  | LED module for display of the contactor function, 24-240 V AC/DC, protected against polarity reversal, for contactors 3RT2 and auxiliary contactors 3RH2, multi-unit packaging, pack = 5 units | 216 | 1 | Z9 | 5
3RT2926-3AB31 |  | mechanical latch, 24 V AC/DC, for contactors 3RT202, 3RT232, 3RT252 | 1970 | 1 | Z9 | 1
3RT2926-3AF31 |  | mechanical latch, 110 V AC/DC, for contactors 3RT202, 3RT232, 3RT252 | 1970 | 1 | Z9 | 1
3RT2926-3AP31 |  | mechanical latch, 230 V AC/DC, for contactors 3RT202, 3RT232, 3RT252 | 1970 | 1 | Z9 | 1
3RT2926-4BA32 |  | parallel connector, 3-pole, without terminal, for contactors 3RT202.-2â€¦. with spring-loaded terminal | 88.4 | 1 | Z9 | 1
3RT2926-4BB31 |  | parallel connector, 3-pole, with terminal, for contactors 3RT202.-1â€¦. with screw terminal | 218 | 1 | Z9 | 1
3RT2926-4EB13 |  | Ring cable lug cover for motor contactors, Size S0 Packaging unit 3RT2926-4EB13 includes 2 x 3RT2926-4EB13 and 2 x 3RV2928-4AA00 | 382 | 1 | Z9 | 1
3RT2926-4MC00 |  | control kit (orange), for contactors 3RT2.2 | 184 | 1 | Z9 | 5
3RT2926-4PA00 |  | combination screw set M3, for auxiliary current path, 100 units, for contactors 3RT2.2..-4 |  |  | Z9 | 100
3RT2926-4PA01 |  | combination screw set M4, for main circuit, 100 units, for contactors 3RT2.2..-4 |  |  | Z9 | 100
3RT2926-4RA11 |  | coil connection module connection from top, screw terminal, for contactors 3RT2.2, 3RT2.3, and 3RT2.4 | 125 | 1 | Z9 | 1
3RT2926-4RA12 |  | coil connection module connection from top, spring-loaded terminal, for contactors 3RT2.2 | 125 | 1 | Z9 | 1
3RT2926-4RB11 |  | coil connection module connection from below, screw terminal, for contactors 3RT2.2, 3RT2.3, and 3RT2.4 | 125 | 1 | Z9 | 1
3RT2926-4RB12 |  | coil connection module connection from below, spring-loaded terminal, for contactors 3RT2.2 | 125 | 1 | Z9 | 1
3RT2926-4RC11 |  | coil connection module connection diagonal, screw terminal, for contactors 3RT2.2, 3RT2.3, and 3RT2.4 | 195 | 1 | Z9 | 1
3RT2926-5AB01 |  | magnetic coil 24 V AC, 50 Hz, for contactors 3RT2325-.A, 3RT2.26-.A, 3RT2.27-.A and 3RT2028-.A | 437 | 1 | Z9 | 1
3RT2926-5AC01 |  | magnetic coil 32 V AC, 50 Hz, for contactors 3RT2325-.A, 3RT2.26-.A, 3RT2.27-.A and 3RT2028-.A | 520 | 1 | Z9 | 1
3RT2926-5AC11 |  | magnetic coil 24 V AC, 60 Hz, for contactors 3RT2325-.A, 3RT2.26-.A, 3RT2.27-.A and 3RT2028-.A | 520 | 1 | Z9 | 1
3RT2926-5AC21 |  | magnetic coil 24 V AC, 50/60 Hz for contactors 3RT2325-.A, 3RT2.26-.A, 3RT2.27-.A and 3RT2028-.A | 437 | 1 | Z9 | 1
3RT2926-5AD01 |  | magnetic coil 42 V AC, 50 Hz, for contactors 3RT2325-.A, 3RT2.26-.A, 3RT2.27-.A and 3RT2028-.A | 520 | 1 | Z9 | 1
3RT2926-5AD21 |  | magnetic coil 42 V AC, 50/60 Hz, for contactors 3RT2325-.A, 3RT2.26-.A, 3RT2.27-.A and 3RT2028-.A | 520 | 1 | Z9 | 1
3RT2926-5AF01 |  | magnetic coil 110 V AC, 50 Hz, for contactors 3RT2325-.A, 3RT2.26-.A, 3RT2.27-.A and 3RT2028-.A | 437 | 1 | Z9 | 1
3RT2926-5AG21 |  | magnetic coil 110 V AC, 50/60 Hz, for contactors 3RT2325-.A, 3RT2.26-.A, 3RT2.27-.A and 3RT2028-.A | 437 | 1 | Z9 | 1
3RT2926-5AG61 |  | magnetic coil 100 V AC, 50/60 Hz / 110 V, 60 Hz, for contactors 3RT2325-.A, 3RT2.26-.A, 3RT2.27-.A and 3RT2028-.A | 520 | 1 | Z9 | 1
3RT2926-5AH01 |  | magnetic coil 48 V AC, 50 Hz, for contactors 3RT2325-.A, 3RT2.26-.A, 3RT2.27-.A and 3RT2028-.A | 437 | 1 | Z9 | 1
3RT2926-5AH21 |  | magnetic coil 48 V AC, 50/60 Hz, for contactors 3RT2325-.A, 3RT2.26-.A, 3RT2.27-.A and 3RT2028-.A | 520 | 1 | Z9 | 1
3RT2926-5AK61 |  | magnetic coil 110 V AC, 50 Hz / 120 V, 60 Hz, for contactors 3RT2325-.A, 3RT2.26-.A, 3RT2.27-.A and 3RT2028-.A | 437 | 1 | Z9 | 1
3RT2926-5AL21 |  | magnetic coil 230 V AC, 50/60 Hz, for contactors 3RT2325-.A, 3RT2.26-.A, 3RT2.27-.A and 3RT2028-.A | 437 | 1 | Z9 | 1
3RT2926-5AM11 |  | magnetic coil 208 V AC, 60 Hz, for contactors 3RT2325-.A, 3RT2.26-.A, 3RT2.27-.A and 3RT2028-.A | 520 | 1 | Z9 | 1
3RT2926-5AM21 |  | magnetic coil 208 V AC, 50/60 Hz, for contactors 3RT2325-.A, 3RT2.26-.A, 3RT2.27-.A and 3RT2028-.A | 520 | 1 | Z9 | 1
3RT2926-5AN21 |  | magnetic coil 220 V AC, 50/60 Hz, for contactors 3RT2325-.A, 3RT2.26-.A, 3RT2.27-.A and 3RT2028-.A | 437 | 1 | Z9 | 1
3RT2926-5AN61 |  | magnetic coil 200 V AC, 50/60 Hz / 220 V, 60 Hz, for contactors 3RT2325-.A, 3RT2.26-.A, 3RT2.27-.A and 3RT2028-.A | 520 | 1 | Z9 | 1
3RT2926-5AP01 |  | magnetic coil 230 V AC, 50 Hz, for contactors 3RT2325-.A, 3RT2.26-.A, 3RT2.27-.A and 3RT2028-.A | 437 | 1 | Z9 | 1
3RT2926-5AP61 |  | magnetic coil 220 V AC, 50 Hz / 240 V, 60 Hz, for contactors 3RT2325-.A, 3RT2.26-.A, 3RT2.27-.A and 3RT2028-.A | 437 | 1 | Z9 | 1
3RT2926-5AQ21 |  | magnetic coil 500 V AC, 50/60 Hz, for contactors 3RT2325-.A, 3RT2.26-.A, 3RT2.27-.A and 3RT2028-.A | 520 | 1 | Z9 | 1
3RT2926-5AR01 |  | magnetic coil 415 V AC, 50 Hz, for contactors 3RT2325-.A, 3RT2.26-.A, 3RT2.27-.A and 3RT2028-.A | 520 | 1 | Z9 | 1
3RT2926-5AR11 |  | magnetic coil 440 V AC, 60 Hz, for contactors 3RT2325-.A, 3RT2.26-.A, 3RT2.27-.A and 3RT2028-.A | 520 | 1 | Z9 | 1
3RT2926-5AR61 |  | magnetic coil 400 V AC, 50/60 Hz / 440 V, 60 Hz, for contactors 3RT2325-.A, 3RT2.26-.A, 3RT2.27-.A and 3RT2028-.A | 520 | 1 | Z9 | 1
3RT2926-5AT61 |  | magnetic coil 600 V AC, 60 Hz, for contactors 3RT2325-.A, 3RT2.26-.A, 3RT2.27-.A and 3RT2028-.A | 520 | 1 | Z9 | 1
3RT2926-5AU01 |  | magnetic coil 240 V AC, 50 Hz, for contactors 3RT2325-.A, 3RT2.26-.A, 3RT2.27-.A and 3RT2028-.A | 437 | 1 | Z9 | 1
3RT2926-5AU21 |  | magnetic coil 380 V AC, 50/60 Hz, for contactors 3RT2325-.A, 3RT2.26-.A, 3RT2.27-.A and 3RT2028-.A | 520 | 1 | Z9 | 1
3RT2926-5AU61 |  | magnetic coil 277 V AC, 60 Hz, for contactors 3RT2325-.A, 3RT2.26-.A, 3RT2.27-.A and 3RT2028-.A | 520 | 1 | Z9 | 1
3RT2926-5AV01 |  | magnetic coil 400 V AC, 50 Hz, for contactors 3RT2325-.A, 3RT2.26-.A, 3RT2.27-.A and 3RT2028-.A | 520 | 1 | Z9 | 1
3RT2926-5AV61 |  | magnetic coil 480 V AC, 60 Hz, for contactors 3RT2325-.A, 3RT2.26-.A, 3RT2.27-.A and 3RT2028-.A | 520 | 1 | Z9 | 1
3RT2926-5AW61 |  | magnetic coil 347 V AC, 60 Hz, for contactors 3RT2325-.A, 3RT2.26-.A, 3RT2.27-.A and 3RT2028-.A | 520 | 1 | Z9 | 1
3RT2934-5AB01 |  | magnetic coil 24 V AC, 50 Hz, for contactors 3RT2.3.-.A | 534 | 1 | Z9 | 1
3RT2934-5AC21 |  | magnetic coil 24 V AC, 50/60 Hz, for contactors 3RT2.3.-.A | 534 | 1 | Z9 | 1
3RT2934-5AD01 |  | magnetic coil 42 V AC, 50 Hz, for contactors 3RT2.3.-.A | 649 | 1 | Z9 | 1
3RT2934-5AD21 |  | magnetic coil 42 V AC, 50/60 Hz, for contactors 3RT2.3.-.A | 649 | 1 | Z9 | 1
3RT2934-5AF01 |  | magnetic coil 110 V AC, 50 Hz, for contactors 3RT2.3.-.A | 534 | 1 | Z9 | 1
3RT2934-5AG21 |  | magnetic coil 110 V AC, 50/60 Hz, for contactors 3RT2.3.-.A | 534 | 1 | Z9 | 1
3RT2934-5AG61 |  | magnetic coil 100 V, 50 Hz/ 100-110 V, 60 Hz for contactors 3RT2.3.-.A | 649 | 1 | Z9 | 1
3RT2934-5AH01 |  | magnetic coil 48 V AC, 50 Hz, for contactors 3RT2.3.-.A | 534 | 1 | Z9 | 1
3RT2934-5AH21 |  | magnetic coil 48 V AC, 50/60 Hz, for contactors 3RT2.3.-.A | 649 | 1 | Z9 | 1
3RT2934-5AK61 |  | magnetic coil 110 V AC, 50 Hz / 120 V, 60 Hz, for contactors 3RT2.3.-.A | 534 | 1 | Z9 | 1
3RT2934-5AL21 |  | magnetic coil 230 V AC, 50/60 Hz, for contactors 3RT2.3.-.A | 534 | 1 | Z9 | 1
3RT2934-5AM21 |  | magnetic coil 208 V AC, 50/60 Hz, for contactors 3RT2.3.-.A | 649 | 1 | Z9 | 1
3RT2934-5AN21 |  | magnetic coil 220 V AC, 50/60 Hz, for contactors 3RT2.3.-.A | 534 | 1 | Z9 | 1
3RT2934-5AN61 |  | magnetic coil 200 V AC, 50 Hz / 200-220 V, 60 Hz for contactors 3RT2.3.-.A | 649 | 1 | Z9 | 1
3RT2934-5AP01 |  | magnetic coil 230 V AC, 50 Hz, for contactors 3RT2.3.-.A | 534 | 1 | Z9 | 1
3RT2934-5AP61 |  | magnetic coil 220 V AC, 50 Hz / 240 V, 60 Hz, for contactors 3RT2.3.-.A | 534 | 1 | Z9 | 1
3RT2934-5AR61 |  | magnetic coil 400 V AC, 50 Hz / 400-440 V, 60 Hz, for contactors 3RT2.3.-.A | 649 | 1 | Z9 | 1
3RT2934-5AT61 |  | magnetic coil 600 V AC, 60 Hz, for contactors 3RT2.3.-.A | 649 | 1 | Z9 | 1
3RT2934-5AU61 |  | magnetic coil 277 V AC, 60 Hz, for contactors 3RT2.3.-.A | 649 | 1 | Z9 | 1
3RT2934-5AV01 |  | magnetic coil 400 V AC, 50 Hz, for contactors 3RT2.3.-.A | 649 | 1 | Z9 | 1
3RT2934-5AV61 |  | magnetic coil 480 V AC, 60 Hz, for contactors 3RT2.3.-.A | 649 | 1 | Z9 | 1
3RT2934-5NB31 |  | magnetic coil, 20-33 V AC/DC, 50/60 Hz, with integrated varistor, for contactor 3RT2.3.-.N | 1530 | 1 | Z9 | 1
3RT2934-5ND31 |  | magnetic coil, 30-42 V AC/DC, 50/60 Hz, with integrated varistor, for contactor 3RT2.3.-.N | 1700 | 1 | Z9 | 1
3RT2934-5NE31 |  | magnetic coil, 48-80 V AC/DC, 50/60 Hz, with integrated varistor, for contactor 3RT2.3.-.N | 1700 | 1 | Z9 | 1
3RT2934-5NF31 |  | magnetic coil, 84-155 V AC/DC, 50/60 Hz, with integrated varistor, for contactor 3RT2.3.-.N | 1530 | 1 | Z9 | 1
3RT2934-5NP31 |  | magnetic coil, 175-280 V AC/DC, 50/60 Hz, with integrated varistor, for contactor 3RT2.3.-.N | 1530 | 1 | Z9 | 1
3RT2935-6A |  | contact piece set, 3-pole, for contactors 3RT2035, consists of 3 movable and 6 fixed contacts | 1610 | 1 | Z9 | 1
3RT2936-1BB00 |  | surge suppressor, varistor, 24-48 V AC, 50/60 Hz, 24-70 V DC, for contactors 3RT2.3 and 3RT2.4 | 281 | 1 | Z9 | 1
3RT2936-1BC00 |  | surge suppressor, varistor, 48-127 V AC, 50/60 Hz, 70-150 V DC, for contactors 3RT2.3 and 3RT2.4 | 294 | 1 | Z9 | 1
3RT2936-1BD00 |  | surge suppressor, varistor, 127-240 V AC, 50/60 Hz, 150-250 V DC, for contactors 3RT2.3 and 3RT2.4 | 303 | 1 | Z9 | 1
3RT2936-1BE00 |  | surge suppressor, varistor, 240-400 V AC, 50/60 Hz, for contactors 3RT2.3 and 3RT2.4 | 386 | 1 | Z9 | 1
3RT2936-1BF00 |  | surge suppressor, varistor, 400-600 V AC, 50/60 Hz, for contactors 3RT2.3 and 3RT2.4 | 397 | 1 | Z9 | 1
3RT2936-1CB00 |  | surge suppressor, RC element, 24-48 V AC, 50/60 Hz, 24-70 V DC, for contactors 3RT2.3 | 361 | 1 | Z9 | 1
3RT2936-1CC00 |  | surge suppressor, RC element, 48-127 V AC, 50/60 Hz, 70-150 V DC, for contactors 3RT2.3 | 456 | 1 | Z9 | 1
3RT2936-1CD00 |  | surge suppressor, RC element, 127-240 V AC, 50/60 Hz, 150-250 V DC, for contactors 3RT2.3 | 393 | 1 | Z9 | 1
3RT2936-1CE00 |  | surge suppressor, RC element, 240-400 V AC, 50/60 Hz, for contactors 3RT2.3 for contactors 3RT2.3 | 476 | 1 | Z9 | 1
3RT2936-1CF00 |  | surge suppressor, RC element, 400-600 V AC, 50/60 Hz, for contactors 3RT2.3 for contactors 3RT2.3 | 476 | 1 | Z9 | 1
3RT2936-1ER00 |  | surge suppressor, diode combination 24 V DC, for contactors 3RT2.3 and 3RT2.4 | 613 | 1 | Z9 | 1
3RT2936-1ES00 |  | surge suppressor, diode combination 30-250 V DC, for contactors 3RT2.3 and 3RT2.4 | 613 | 1 | Z9 | 1
3RT2936-1JJ00 |  | surge suppressor, varistor with LED, 24-48 V AC, 50/60 Hz, 12-24 V DC, for contactors 3RT2.3 and 3RT2.4 | 359 | 1 | Z9 | 1
3RT2936-1JK00 |  | surge suppressor, varistor with LED, 48-127 V AC, 50/60 Hz, 24-70 V DC, for contactors 3RT2.3 and 3RT2.4 | 366 | 1 | Z9 | 1
3RT2936-1JL00 |  | surge suppressor, varistor with LED, 127-240 V AC, 50/60 Hz, 70-150 V DC, for contactors 3RT2.3 and 3RT2.4 | 373 | 1 | Z9 | 1
3RT2936-4EA2 |  | terminal cover for box terminals size S2, 3-pole, contactor 3RT203 and circuit breaker 3RV2.3 and overload relay 3RB3.3 and soft starter 3RW303 / 3RW403 | 115 | 1 | Z9 | 1
3RT2936-4EA4 |  | Terminal cover for box terminals, 4-pole, Contactor, Size S2 | 176 | 1 | Z9 | 1
3RT2936-4MC00 |  | control kit for contactors 3RT2.3, 3RT2.4 | 202 | 1 | Z9 | 5
3RT2936-6A |  | contact piece set, 3-pole, for contactors 3RT2036, consists of 3 movable and 6 fixed contacts | 2260 | 1 | Z9 | 1
3RT2937-6A |  | contact piece set, 3-pole, for contactors 3RT2037, consists of 3 movable and 6 fixed contacts | 2510 | 1 | Z9 | 1
3RT2938-6A |  | contact piece set, 3-pole, for contactors 3RT2038, consists of 3 movable and 6 fixed contacts | 2990 | 1 | Z9 | 1
3RT2944-5AB01 |  | magnetic coil 24 V AC, 50 Hz, for contactors 3RT2.4.-.A | 664 | 1 | Z9 | 1
3RT2944-5AC21 |  | magnetic coil 24 V AC, 50/60 Hz, for contactors 3RT2.4.-.A | 664 | 1 | Z9 | 1
3RT2944-5AD01 |  | magnetic coil 42 V AC, 50 Hz, for contactors 3RT2.4.-.A | 943 | 1 | Z9 | 1
3RT2944-5AD21 |  | magnetic coil 42 V AC, 50/60 Hz, for contactors 3RT2.4.-.A | 943 | 1 | Z9 | 1
3RT2944-5AF01 |  | magnetic coil 110 V AC, 50 Hz, for contactors 3RT2.4.-.A | 664 | 1 | Z9 | 1
3RT2944-5AG21 |  | magnetic coil 110 V AC, 50/60 Hz, for contactors 3RT2.4.-.A | 664 | 1 | Z9 | 1
3RT2944-5AG61 |  | magnetic coil 100 V, 50 Hz / 110 V, 60 Hz, for contactors 3RT2.4.-.A | 943 | 1 | Z9 | 1
3RT2944-5AH01 |  | magnetic coil 48 V AC, 50 Hz, for contactors 3RT2.4.-.A | 664 | 1 | Z9 | 1
3RT2944-5AH21 |  | magnetic coil 48 V AC, 50/60 Hz, for contactors 3RT2.4.-.A | 943 | 1 | Z9 | 1
3RT2944-5AK61 |  | magnetic coil 110 V AC, 50 Hz / 120 V, 60 Hz, for contactors 3RT2.4.-.A | 664 | 1 | Z9 | 1
3RT2944-5AL21 |  | magnetic coil 230 V AC, 50/60 Hz, for contactors 3RT2.4.-.A | 664 | 1 | Z9 | 1
3RT2944-5AN21 |  | magnetic coil 220 V AC, 50/60 Hz, for contactors 3RT2.4.-.A | 664 | 1 | Z9 | 1
3RT2944-5AN61 |  | magnetic coil 200 V AC, 50 Hz / 220 V, 60 Hz, for contactors 3RT2.4.-.A | 943 | 1 | Z9 | 1
3RT2944-5AP01 |  | magnetic coil 230 V AC, 50 Hz, for contactors 3RT2.4.-.A | 664 | 1 | Z9 | 1
3RT2944-5AP61 |  | magnetic coil 220 V AC, 50 Hz / 240 V, 60 Hz, for contactors 3RT2.4.-.A | 664 | 1 | Z9 | 1
3RT2944-5AR61 |  | magnetic coil 400 V AC, 50 Hz / 440 V, 60 Hz, for contactors 3RT2.4.-.A | 943 | 1 | Z9 | 1
3RT2944-5AT61 |  | magnetic coil 600 V AC, 60 Hz, for contactors 3RT2.4.-.A | 943 | 1 | Z9 | 1
3RT2944-5AV01 |  | magnetic coil 400 V AC, 50 Hz, for contactors 3RT2.4.-.A | 943 | 1 | Z9 | 1
3RT2944-5AV61 |  | magnetic coil 480 V AC, 60 Hz, for contactors 3RT2.4.-.A | 943 | 1 | Z9 | 1
3RT2944-5NB31 |  | magnetic coil, 20-33 V AC/DC, 50/60 Hz, with integrated varistor, for contactor 3RT2.4.-.N | 1670 | 1 | Z9 | 1
3RT2944-5ND31 |  | magnetic coil, 30-42 V AC/DC, 50/60 Hz, with integrated varistor, for contactor 3RT2.4.-.N | 1840 | 1 | Z9 | 1
3RT2944-5NE31 |  | magnetic coil, 48-80 V AC/DC, 50/60 Hz, with integrated varistor, for contactor 3RT2.4.-.N | 1840 | 1 | Z9 | 1
3RT2944-5NF31 |  | magnetic coil, 84-155 V AC/DC, 50/60 Hz, with integrated varistor, for contactor 3RT2.4.-.N | 1670 | 1 | Z9 | 1
3RT2944-5NP31 |  | magnetic coil, 175-280 V AC/DC, 50/60 Hz, with integrated varistor, for contactor 3RT2.4.-.N | 1670 | 1 | Z9 | 1
3RT2945-6A |  | contact piece set, 3-pole, for contactors 3RT2045, consists of 3 movable and 6 fixed contacts | 2990 | 1 | Z9 | 1
3RT2946-1CB00 |  | surge suppressor, RC element, 24-48 V AC, 50/60 Hz, 24-70 V DC, for contactors 3RT2.4 | 354 | 1 | Z9 | 1
3RT2946-1CC00 |  | surge suppressor, RC element, 48-127 V AC, 50/60 Hz, 70-150 V DC, for contactors 3RT2.4 | 446 | 1 | Z9 | 1
3RT2946-1CD00 |  | surge suppressor, RC element, 127-240 V AC, 50/60 Hz, 150-250 V DC, for contactors 3RT2.4 | 381 | 1 | Z9 | 1
3RT2946-1CE00 |  | surge suppressor, RC element, 240-400 V AC, 50/60 Hz, for contactors 3RT2.4 | 467 | 1 | Z9 | 1
3RT2946-1CF00 |  | surge suppressor, RC element, 400-600 V AC, 50/60 Hz, for contactors 3RT2.4 | 467 | 1 | Z9 | 1
3RT2946-4EA2 |  | Terminal cover for box terminals for contactor Circuit breaker and overload relay size S3 and soft starter 3RW404 | 129 | 1 | Z9 | 1
3RT2946-4EA4 |  | Terminal cover for box terminals for contactor and overload relay S3 4-pole | 198 | 1 | Z9 | 1
3RT2946-4F |  | Auxiliary conductor terminal, 3-pole for 3RT204, 3RW and 3RV2 | 202 | 1 | Z9 | 1
3RT2946-4G |  | Box terminal block, 3-pole for contactor size S3, 3RT2.4 | 476 | 1 | Z9 | 1
3RT2946-4GA07 |  | terminal block type E, increased clearances and creepage distances for combination motor controller type E according to UL 508 for circuit breaker size S3 | 408 | 1 | Z9 | 1
3RT2946-6A |  | contact piece set, 3-pole, for contactors 3RT2046, consists of 3 movable and 6 fixed contacts | 3860 | 1 | Z9 | 1
3RT2946-6D |  | contact piece set, 3-pole, for contactors 3RT2446, consists of 3 movable and 6 fixed contacts | 3280 | 1 | Z9 | 1
3RT2947-6A |  | contact piece set, 3-pole, for contactors 3RT2047, consists of 3 movable and 6 fixed contacts | 5020 | 1 | Z9 | 1
3RT2948-6D |  | contact piece set, 3-pole, for contactors 3RT2448, consists of 3 movable and 6 fixed contacts | 4190 | 1 | Z9 | 1
3RU1900-2AB71 |  | Electronic remote reset 24...30 V AC/DC for 3RU Size S00...S3 | 1990 | 1 | Z9 | 1
3RU1900-2AF71 |  | Electronic remote reset 110...127 V AC/DC for 3RU Size S00...S3 | 1990 | 1 | Z9 | 1
3RU1900-2AM71 |  | Electronic remote reset 220...250 V AC/DC for 3RU Size S00...S3 | 1990 | 1 | Z9 | 1
3RU2116-0AB0 |  | Overload relay 0.11...0.16 A Thermal For motor protection Size S00, Class 10 Contactor mounting Main circuit: Screw Auxiliary circuit: Screw Manual-Automatic-Reset | 1260 | 1 | Z9 | 1
3RU2116-0AB1 |  | Overload relay 0.11...0.16 A Thermal For motor protection Size S00, Class 10 Stand-alone installation Main circuit: Screw Auxiliary circuit: Screw Manual-Automatic-Reset | 1610 | 1 | Z9 | 1
3RU2116-0AC0 |  | overload relay 0.11...0.16 A thermal for motor protection frame size S00, Class 10 for mounting on contactors main circuit: spring-loaded terminal auxiliary circuit: spring-loaded terminal manual-automatic RESET | 1260 | 1 | Z9 | 1
3RU2116-0AC1 |  | overload relay 0.11...0.16 A thermal for motor protection frame size S00, Class 10 stand-alone installation main circuit: spring-loaded terminal auxiliary circuit: spring-loaded terminal manual-automatic RESET | 1610 | 1 | Z9 | 1
3RU2116-0BB0 |  | Overload relay 0.14...0.20 A Thermal For motor protection Size S00, Class 10 Contactor mounting Main circuit: Screw Auxiliary circuit: Screw Manual-Automatic-Reset | 1260 | 1 | Z9 | 1
3RU2116-0BB1 |  | Overload relay 0.14...0.20 A Thermal For motor protection Size S00, Class 10 Stand-alone installation Main circuit: Screw Auxiliary circuit: Screw Manual-Automatic-Reset | 1610 | 1 | Z9 | 1
3RU2116-0BC0 |  | overload relay 0.14...0.20 A thermal for motor protection frame size S00, Class 10 for mounting on contactors main circuit: spring-loaded terminal auxiliary circuit: spring-loaded terminal manual-automatic RESET | 1260 | 1 | Z9 | 1
3RU2116-0BC1 |  | overload relay 0.14...0.20 A thermal for motor protection frame size S00, Class 10 stand-alone installation main circuit: spring-loaded terminal auxiliary circuit: spring-loaded terminal manual-automatic RESET | 1610 | 1 | Z9 | 1
3RU2116-0CB0 |  | Overload relay 0.18...0.25 A Thermal For motor protection Size S00, Class 10 Contactor mounting Main circuit: Screw Auxiliary circuit: Screw Manual-Automatic-Reset | 1260 | 1 | Z9 | 1
3RU2116-0CB1 |  | Overload relay 0.18...0.25 A Thermal For motor protection Size S00, Class 10 Stand-alone installation Main circuit: Screw Auxiliary circuit: Screw Manual-Automatic-Reset | 1610 | 1 | Z9 | 1
3RU2116-0CC0 |  | overload relay 0.18...0.25 A thermal for motor protection frame size S00, Class 10 for mounting on contactors main circuit: spring-loaded terminal auxiliary circuit: spring-loaded terminal manual-automatic RESET | 1260 | 1 | Z9 | 1
3RU2116-0CC1 |  | overload relay 0.18...0.25 A thermal for motor protection frame size S00, Class 10 stand-alone installation main circuit: spring-loaded terminal auxiliary circuit: spring-loaded terminal manual-automatic RESET | 1610 | 1 | Z9 | 1
3RU2116-0DB0 |  | Overload relay 0.22...0.32 A Thermal For motor protection Size S00, Class 10 Contactor mounting Main circuit: Screw Auxiliary circuit: Screw Manual-Automatic-Reset | 1260 | 1 | Z9 | 1
3RU2116-0DB1 |  | Overload relay 0.22...0.32 A Thermal For motor protection Size S00, Class 10 Stand-alone installation Main circuit: Screw Auxiliary circuit: Screw Manual-Automatic-Reset | 1610 | 1 | Z9 | 1
3RU2116-0DC0 |  | overload relay 0.22...0.32 A thermal for motor protection frame size S00, Class 10 for mounting on contactors main circuit: spring-loaded terminal auxiliary circuit: spring-loaded terminal manual-automatic RESET | 1260 | 1 | Z9 | 1
3RU2116-0DC1 |  | overload relay 0.22...0.32 A thermal for motor protection frame size S00, Class 10 stand-alone installation main circuit: spring-loaded terminal auxiliary circuit: spring-loaded terminal manual-automatic RESET | 1610 | 1 | Z9 | 1
3RU2116-0EB0 |  | Overload relay 0.28...0.40 A Thermal For motor protection Size S00, Class 10 Contactor mounting Main circuit: Screw Auxiliary circuit: Screw Manual-Automatic-Reset | 1260 | 1 | Z9 | 1
3RU2116-0EB1 |  | Overload relay 0.28...0.40 A Thermal For motor protection Size S00, Class 10 Stand-alone installation Main circuit: Screw Auxiliary circuit: Screw Manual-Automatic-Reset | 1610 | 1 | Z9 | 1
3RU2116-0EC0 |  | overload relay 0.28...0.40 A thermal for motor protection frame size S00, Class 10 for mounting on contactors main circuit: spring-loaded terminal auxiliary circuit: spring-loaded terminal manual-automatic RESET | 1260 | 1 | Z9 | 1
3RU2116-0EC1 |  | overload relay 0.28...0.40 A thermal for motor protection frame size S00, Class 10 stand-alone installation main circuit: spring-loaded terminal auxiliary circuit: spring-loaded terminal manual-automatic RESET | 1610 | 1 | Z9 | 1
3RU2116-0FB0 |  | Overload relay 0.35...0.50 A Thermal For motor protection Size S00, Class 10 Contactor mounting Main circuit: Screw Auxiliary circuit: Screw Manual-Automatic-Reset | 1260 | 1 | Z9 | 1
3RU2116-0FB1 |  | Overload relay 0.35...0.50 A Thermal For motor protection Size S00, Class 10 Stand-alone installation Main circuit: Screw Auxiliary circuit: Screw Manual-Automatic-Reset | 1610 | 1 | Z9 | 1
3RU2116-0FC0 |  | overload relay 0.35...0.50 A thermal for motor protection frame size S00, Class 10 for mounting on contactors main circuit: spring-loaded terminal auxiliary circuit: spring-loaded terminal manual-automatic RESET | 1260 | 1 | Z9 | 1
3RU2116-0FC1 |  | overload relay 0.35...0.50 A thermal for motor protection frame size S00, Class 10 stand-alone installation main circuit: spring-loaded terminal auxiliary circuit: spring-loaded terminal manual-automatic RESET | 1610 | 1 | Z9 | 1
3RU2116-0GB0 |  | Overload relay 0.45...0.63 A Thermal For motor protection Size S00, Class 10 Contactor mounting Main circuit: Screw Auxiliary circuit: Screw Manual-Automatic-Reset | 1260 | 1 | Z9 | 1
3RU2116-0GB1 |  | Overload relay 0.45...0.63 A Thermal For motor protection Size S00, Class 10 Stand-alone installation Main circuit: Screw Auxiliary circuit: Screw Manual-Automatic-Reset | 1610 | 1 | Z9 | 1
3RU2116-0GC0 |  | overload relay 0.45...0.63 A thermal for motor protection frame size S00, Class 10 for mounting on contactors main circuit: spring-loaded terminal auxiliary circuit: spring-loaded terminal manual-automatic RESET | 1260 | 1 | Z9 | 1
3RU2116-0GC1 |  | overload relay 0.45...0.63 A thermal for motor protection frame size S00, Class 10 stand-alone installation main circuit: spring-loaded terminal auxiliary circuit: spring-loaded terminal manual-automatic RESET | 1610 | 1 | Z9 | 1
3RU2116-0HB0 |  | Overload relay 0.55...0.80 A Thermal For motor protection Size S00, Class 10 Contactor mounting Main circuit: Screw Auxiliary circuit: Screw Manual-Automatic-Reset | 1260 | 1 | Z9 | 1
3RU2116-0HB1 |  | Overload relay 0.55...0.80 A Thermal For motor protection Size S00, Class 10 Stand-alone installation Main circuit: Screw Auxiliary circuit: Screw Manual-Automatic-Reset | 1610 | 1 | Z9 | 1
3RU2116-0HC0 |  | overload relay 0.55...0.80 A thermal for motor protection frame size S00, Class 10 for mounting on contactors main circuit: spring-loaded terminal auxiliary circuit: spring-loaded terminal manual-automatic RESET | 1260 | 1 | Z9 | 1
3RU2116-0HC1 |  | overload relay 0.55...0.80 A thermal for motor protection frame size S00, Class 10 stand-alone installation main circuit: spring-loaded terminal auxiliary circuit: spring-loaded terminal manual-automatic RESET | 1610 | 1 | Z9 | 1
3RU2116-0JB0 |  | Overload relay 0.70...1.0 A Thermal For motor protection Size S00, Class 10 Contactor mounting Main circuit: Screw Auxiliary circuit: Screw Manual-Automatic-Reset | 1260 | 1 | Z9 | 1
3RU2116-0JB1 |  | Overload relay 0.70...1.0 A Thermal For motor protection Size S00, Class 10 Stand-alone installation Main circuit: Screw Auxiliary circuit: Screw Manual-Automatic-Reset | 1610 | 1 | Z9 | 1
3RU2116-0JC0 |  | overload relay 0.70...1.0 A thermal for motor protection frame size S00, Class 10 for mounting on contactors main circuit: spring-loaded terminal auxiliary circuit: spring-loaded terminal manual-automatic RESET | 1260 | 1 | Z9 | 1
3RU2116-0JC1 |  | overload relay 0.70...1.0 A thermal for motor protection frame size S00, Class 10 stand-alone installation main circuit: spring-loaded terminal auxiliary circuit: spring-loaded terminal manual-automatic RESET | 1610 | 1 | Z9 | 1
3RU2116-0KB0 |  | Overload relay 0.90...1.25 A Thermal For motor protection Size S00, Class 10 Contactor mounting Main circuit: Screw Auxiliary circuit: Screw Manual-Automatic-Reset | 1260 | 1 | Z9 | 1
3RU2116-0KB1 |  | Overload relay 0.90...1.25 A Thermal For motor protection Size S00, Class 10 Stand-alone installation Main circuit: Screw Auxiliary circuit: Screw Manual-Automatic-Reset | 1610 | 1 | Z9 | 1
3RU2116-0KC0 |  | overload relay 0.90...1.25 A thermal for motor protection frame size S00, Class 10 for mounting on contactors main circuit: spring-loaded terminal auxiliary circuit: spring-loaded terminal manual-automatic RESET | 1260 | 1 | Z9 | 1
3RU2116-0KC1 |  | overload relay 0.90...1.25 A thermal for motor protection frame size S00, Class 10 stand-alone installation main circuit: spring-loaded terminal auxiliary circuit: spring-loaded terminal manual-automatic RESET | 1610 | 1 | Z9 | 1
3RU2116-1AB0 |  | Overload relay 1.1...1.6 A Thermal For motor protection Size S00, Class 10 Contactor mounting Main circuit: Screw Auxiliary circuit: Screw Manual-Automatic-Reset | 1260 | 1 | Z9 | 1
3RU2116-1AB1 |  | Overload relay 1.1...1.6 A Thermal For motor protection Size S00, Class 10 Stand-alone installation Main circuit: Screw Auxiliary circuit: Screw Manual-Automatic-Reset | 1610 | 1 | Z9 | 1
3RU2116-1AC0 |  | overload relay 1.1...1.6 A thermal for motor protection frame size S00, Class 10 for mounting on contactors main circuit: spring-loaded terminal auxiliary circuit: spring-loaded terminal manual-automatic RESET | 1260 | 1 | Z9 | 1
3RU2116-1AC1 |  | overload relay 1.1...1.6 A thermal for motor protection frame size S00, Class 10 stand-alone installation main circuit: spring-loaded terminal auxiliary circuit: spring-loaded terminal manual-automatic RESET | 1610 | 1 | Z9 | 1
3RU2116-1BB0 |  | Overload relay 1.4...2.0 A Thermal For motor protection Size S00, Class 10 Contactor mounting Main circuit: Screw Auxiliary circuit: Screw Manual-Automatic-Reset | 1260 | 1 | Z9 | 1
3RU2116-1BB1 |  | Overload relay 1.4...2.0 A Thermal For motor protection Size S00, Class 10 Stand-alone installation Main circuit: Screw Auxiliary circuit: Screw Manual-Automatic-Reset | 1610 | 1 | Z9 | 1
3RU2116-1BC0 |  | overload relay 1.4...2.0 A thermal for motor protection frame size S00, Class 10 for mounting on contactors main circuit: spring-loaded terminal auxiliary circuit: spring-loaded terminal manual-automatic RESET | 1260 | 1 | Z9 | 1
3RU2116-1BC1 |  | overload relay 1.4...2.0 A thermal for motor protection frame size S00, Class 10 stand-alone installation main circuit: spring-loaded terminal auxiliary circuit: spring-loaded terminal manual-automatic RESET | 1610 | 1 | Z9 | 1
3RU2116-1CB0 |  | Overload relay 1.8...2.5 A Thermal For motor protection Size S00, Class 10 Contactor mounting Main circuit: Screw Auxiliary circuit: Screw Manual-Automatic-Reset | 1260 | 1 | Z9 | 1
3RU2116-1CB1 |  | Overload relay 1.8...2.5 A Thermal For motor protection Size S00, Class 10 Stand-alone installation Main circuit: Screw Auxiliary circuit: Screw Manual-Automatic-Reset | 1610 | 1 | Z9 | 1
3RU2116-1CC0 |  | overload relay 1.8...2.5 A thermal for motor protection frame size S00, Class 10 for mounting on contactors main circuit: spring-loaded terminal auxiliary circuit: spring-loaded terminal manual-automatic RESET | 1260 | 1 | Z9 | 1
3RU2116-1CC1 |  | overload relay 1.8...2.5 A thermal for motor protection frame size S00, Class 10 stand-alone installation main circuit: spring-loaded terminal auxiliary circuit: spring-loaded terminal manual-automatic RESET | 1610 | 1 | Z9 | 1
3RU2116-1DB0 |  | Overload relay 2.2...3.2 A Thermal For motor protection Size S00, Class 10 Contactor mounting Main circuit: Screw Auxiliary circuit: Screw Manual-Automatic-Reset | 1260 | 1 | Z9 | 1
3RU2116-1DB1 |  | Overload relay 2.2...3.2 A Thermal For motor protection Size S00, Class 10 Stand-alone installation Main circuit: Screw Auxiliary circuit: Screw Manual-Automatic-Reset | 1610 | 1 | Z9 | 1
3RU2116-1DC0 |  | overload relay 2.2...3.2 A thermal for motor protection frame size S00, Class 10 for mounting on contactors main circuit: spring-loaded terminal auxiliary circuit: spring-loaded terminal manual-automatic RESET | 1260 | 1 | Z9 | 1
3RU2116-1DC1 |  | overload relay 2.2...3.2 A thermal for motor protection frame size S00, Class 10 stand-alone installation main circuit: spring-loaded terminal auxiliary circuit: spring-loaded terminal manual-automatic RESET | 1610 | 1 | Z9 | 1
3RU2116-1EB0 |  | Overload relay 2.8...4.0 A Thermal For motor protection Size S00, Class 10 Contactor mounting Main circuit: Screw Auxiliary circuit: Screw Manual-Automatic-Reset | 1260 | 1 | Z9 | 1
3RU2116-1EB1 |  | Overload relay 2.8...4.0 A Thermal For motor protection Size S00, Class 10 Stand-alone installation Main circuit: Screw Auxiliary circuit: Screw Manual-Automatic-Reset | 1610 | 1 | Z9 | 1
3RU2116-1EC0 |  | overload relay 2.8...4.0 A thermal for motor protection frame size S00, Class 10 for mounting on contactors main circuit: spring-loaded terminal auxiliary circuit: spring-loaded terminal manual-automatic RESET | 1260 | 1 | Z9 | 1
3RU2116-1EC1 |  | overload relay 2.8...4.0 A thermal for motor protection frame size S00, Class 10 stand-alone installation main circuit: spring-loaded terminal auxiliary circuit: spring-loaded terminal manual-automatic RESET | 1610 | 1 | Z9 | 1
3RU2116-1FB0 |  | Overload relay 3.5...5.0 A Thermal For motor protection Size S00, Class 10 Contactor mounting Main circuit: Screw Auxiliary circuit: Screw Manual-Automatic-Reset | 1260 | 1 | Z9 | 1
3RU2116-1FB1 |  | Overload relay 3.5...5.0 A Thermal For motor protection Size S00, Class 10 Stand-alone installation Main circuit: Screw Auxiliary circuit: Screw Manual-Automatic-Reset | 1610 | 1 | Z9 | 1
3RU2116-1FC0 |  | overload relay 3.5...5.0 A thermal for motor protection frame size S00, Class 10 for mounting on contactors main circuit: spring-loaded terminal auxiliary circuit: spring-loaded terminal manual-automatic RESET | 1260 | 1 | Z9 | 1
3RU2116-1FC1 |  | overload relay 3.5...5.0 A thermal for motor protection frame size S00, Class 10 stand-alone installation main circuit: spring-loaded terminal auxiliary circuit: spring-loaded terminal manual-automatic RESET | 1610 | 1 | Z9 | 1
3RU2116-1GB0 |  | Overload relay 4.5...6.3 A Thermal For motor protection Size S00, Class 10 Contactor mounting Main circuit: Screw Auxiliary circuit: Screw Manual-Automatic-Reset | 1260 | 1 | Z9 | 1
3RU2116-1GB1 |  | Overload relay 4.5...6.3 A Thermal For motor protection Size S00, Class 10 Stand-alone installation Main circuit: Screw Auxiliary circuit: Screw Manual-Automatic-Reset | 1610 | 1 | Z9 | 1
3RU2116-1GC0 |  | overload relay 4.5...6.3 A thermal for motor protection frame size S00, Class 10 for mounting on contactors main circuit: spring-loaded terminal auxiliary circuit: spring-loaded terminal manual-automatic RESET | 1260 | 1 | Z9 | 1
3RU2116-1GC1 |  | overload relay 4.5...6.3 A thermal for motor protection frame size S00, Class 10 stand-alone installation main circuit: spring-loaded terminal auxiliary circuit: spring-loaded terminal manual-automatic RESET | 1610 | 1 | Z9 | 1
3RU2116-1HB0 |  | Overload relay 5.5...8.0 A Thermal For motor protection Size S00, Class 10 Contactor mounting Main circuit: Screw Auxiliary circuit: Screw Manual-Automatic-Reset | 1260 | 1 | Z9 | 1
3RU2116-1HB1 |  | Overload relay 5.5...8.0 A Thermal For motor protection Size S00, Class 10 Stand-alone installation Main circuit: Screw Auxiliary circuit: Screw Manual-Automatic-Reset | 1610 | 1 | Z9 | 1
3RU2116-1HC0 |  | overload relay 5.5...8.0 A thermal for motor protection frame size S00, Class 10 for mounting on contactors main circuit: spring-loaded terminal auxiliary circuit: spring-loaded terminal manual-automatic RESET | 1260 | 1 | Z9 | 1
3RU2116-1HC1 |  | overload relay 5.5...8.0 A thermal for motor protection frame size S00, Class 10 stand-alone installation main circuit: spring-loaded terminal auxiliary circuit: spring-loaded terminal manual-automatic RESET | 1610 | 1 | Z9 | 1
3RU2116-1JB0 |  | Overload relay 7.0...10 A Thermal For motor protection Size S00, Class 10 Contactor mounting Main circuit: Screw Auxiliary circuit: Screw Manual-Automatic-Reset | 1260 | 1 | Z9 | 1
3RU2116-1JB1 |  | Overload relay 7.0...10 A Thermal For motor protection Size S00, Class 10 Stand-alone installation Main circuit: Screw Auxiliary circuit: Screw Manual-Automatic-Reset | 1610 | 1 | Z9 | 1
3RU2116-1JC0 |  | overload relay 7.0...10 A thermal for motor protection frame size S00, Class 10 for mounting on contactors main circuit: spring-loaded terminal auxiliary circuit: spring-loaded terminal manual-automatic RESET | 1260 | 1 | Z9 | 1
3RU2116-1JC1 |  | overload relay 7.0...10 A thermal for motor protection frame size S00, Class 10 stand-alone installation main circuit: spring-loaded terminal auxiliary circuit: spring-loaded terminal manual-automatic RESET | 1610 | 1 | Z9 | 1
3RU2116-1KB0 |  | Overload relay 9.0...12.5 A Thermal For motor protection Size S00, Class 10 Contactor mounting Main circuit: Screw Auxiliary circuit: Screw Manual-Automatic-Reset | 1260 | 1 | Z9 | 1
3RU2116-1KB1 |  | Overload relay 9.0...12.5 A Thermal For motor protection Size S00, Class 10 Stand-alone installation Main circuit: Screw Auxiliary circuit: Screw Manual-Automatic-Reset | 1610 | 1 | Z9 | 1
3RU2116-1KC0 |  | overload relay 9.0...12.5 A thermal for motor protection frame size S00, Class 10 for mounting on contactors main circuit: spring-loaded terminal auxiliary circuit: spring-loaded terminal manual-automatic RESET | 1260 | 1 | Z9 | 1
3RU2116-1KC1 |  | overload relay 9.0...12.5 A thermal for motor protection frame size S00, Class 10 stand-alone installation main circuit: spring-loaded terminal auxiliary circuit: spring-loaded terminal manual-automatic RESET | 1610 | 1 | Z9 | 1
3RU2116-4AB0 |  | Overload relay 11...16 A Thermal For motor protection Size S00, Class 10 Contactor mounting Main circuit: Screw Auxiliary circuit: Screw Manual-Automatic-Reset | 1260 | 1 | Z9 | 1
3RU2116-4AB1 |  | Overload relay 11...16 A Thermal For motor protection Size S00, Class 10 Stand-alone installation Main circuit: Screw Auxiliary circuit: Screw Manual-Automatic-Reset | 1610 | 1 | Z9 | 1
3RU2116-4AC0 |  | overload relay 11...16 A thermal for motor protection frame size S00, Class 10 for mounting on contactors main circuit: spring-loaded terminal auxiliary circuit: spring-loaded terminal manual-automatic RESET | 1260 | 1 | Z9 | 1
3RU2116-4AC1 |  | overload relay 11...16 A thermal for motor protection frame size S00, Class 10 stand-alone installation main circuit: spring-loaded terminal auxiliary circuit: spring-loaded terminal manual-automatic RESET | 1610 | 1 | Z9 | 1
3RU2126-1CB0 |  | Overload relay 1.8...2.5 A Thermal For motor protection Size S0, Class 10 Contactor mounting Main circuit: Screw Auxiliary circuit: Screw Manual-Automatic-Reset | 1350 | 1 | Z9 | 1
3RU2126-1CC0 |  | overload relay 1.8...2.5 A thermal for motor protection frame size S0, Class 10 for mounting on contactors main circuit: spring-loaded terminal auxiliary circuit: spring-loaded terminal manual-automatic RESET | 1350 | 1 | Z9 | 1
3RU2126-1DB0 |  | Overload relay 2.2...3.2 A Thermal For motor protection Size S0, Class 10 Contactor mounting Main circuit: Screw Auxiliary circuit: Screw Manual-Automatic-Reset | 1350 | 1 | Z9 | 1
3RU2126-1DC0 |  | overload relay 2.2...3.2 A thermal for motor protection frame size S0, Class 10 for mounting on contactors main circuit: spring-loaded terminal auxiliary circuit: spring-loaded terminal manual-automatic RESET | 1350 | 1 | Z9 | 1
3RU2126-1EB0 |  | Overload relay 2.8...4.0 A Thermal For motor protection Size S0, Class 10 Contactor mounting Main circuit: Screw Auxiliary circuit: Screw Manual-Automatic-Reset | 1350 | 1 | Z9 | 1
3RU2126-1EC0 |  | overload relay 2.8...4.0 A thermal for motor protection frame size S0, Class 10 for mounting on contactors main circuit: spring-loaded terminal auxiliary circuit: spring-loaded terminal manual-automatic RESET | 1350 | 1 | Z9 | 1
3RU2126-1FB0 |  | Overload relay 3.5...5.0 A Thermal For motor protection Size S0, Class 10 Contactor mounting Main circuit: Screw Auxiliary circuit: Screw Manual-Automatic-Reset | 1350 | 1 | Z9 | 1
3RU2126-1FC0 |  | overload relay 3.5...5.0 A thermal for motor protection frame size S0, Class 10 for mounting on contactors main circuit: spring-loaded terminal auxiliary circuit: spring-loaded terminal manual-automatic RESET | 1350 | 1 | Z9 | 1
3RU2126-1GB0 |  | Overload relay 4.5...6.3 A Thermal For motor protection Size S0, Class 10 Contactor mounting Main circuit: Screw Auxiliary circuit: Screw Manual-Automatic-Reset | 1350 | 1 | Z9 | 1
3RU2126-1GC0 |  | overload relay 4.5...6.3 A thermal for motor protection frame size S0, Class 10 for mounting on contactors main circuit: spring-loaded terminal auxiliary circuit: spring-loaded terminal manual-automatic RESET | 1350 | 1 | Z9 | 1
3RU2126-1HB0 |  | Overload relay 5.5...8.0 A Thermal For motor protection Size S0, Class 10 Contactor mounting Main circuit: Screw Auxiliary circuit: Screw Manual-Automatic-Reset | 1350 | 1 | Z9 | 1
3RU2126-1HC0 |  | overload relay 5.5...8.0 A thermal for motor protection frame size S0, Class 10 for mounting on contactors main circuit: spring-loaded terminal auxiliary circuit: spring-loaded terminal manual-automatic RESET | 1350 | 1 | Z9 | 1
3RU2126-1JB0 |  | Overload relay 7.0...10 A Thermal For motor protection Size S0, Class 10 Contactor mounting Main circuit: Screw Auxiliary circuit: Screw Manual-Automatic-Reset | 1350 | 1 | Z9 | 1
3RU2126-1JC0 |  | overload relay 7.0...10 A thermal for motor protection frame size S0, Class 10 for mounting on contactors main circuit: spring-loaded terminal auxiliary circuit: spring-loaded terminal manual-automatic RESET | 1350 | 1 | Z9 | 1
3RU2126-1KB0 |  | Overload relay 9.0...12.5 A Thermal For motor protection Size S0, Class 10 Contactor mounting Main circuit: Screw Auxiliary circuit: Screw Manual-Automatic-Reset | 1350 | 1 | Z9 | 1
3RU2126-1KC0 |  | overload relay 9.0...12.5 A thermal for motor protection frame size S0, Class 10 for mounting on contactors main circuit: spring-loaded terminal auxiliary circuit: spring-loaded terminal manual-automatic RESET | 1350 | 1 | Z9 | 1
3RU2126-4AB0 |  | Overload relay 11...16 A Thermal For motor protection Size S0, Class 10 Contactor mounting Main circuit: Screw Auxiliary circuit: Screw Manual-Automatic-Reset | 1350 | 1 | Z9 | 1
3RU2126-4AC0 |  | overload relay 11...16 A thermal for motor protection frame size S0, Class 10 for mounting on contactors main circuit: spring-loaded terminal auxiliary circuit: spring-loaded terminal manual-automatic RESET | 1350 | 1 | Z9 | 1
3RU2126-4BB0 |  | Overload relay 14...20 A Thermal For motor protection Size S0, Class 10 Contactor mounting Main circuit: Screw Auxiliary circuit: Screw Manual-Automatic-Reset | 1350 | 1 | Z9 | 1
3RU2126-4BB1 |  | Overload relay 14...20 A Thermal For motor protection Size S0, Class 10 Stand-alone installation Main circuit: Screw Auxiliary circuit: Screw Manual-Automatic-Reset | 1730 | 1 | Z9 | 1
3RU2126-4BC0 |  | overload relay 14...20 A thermal for motor protection frame size S0, Class 10 for mounting on contactors main circuit: spring-loaded terminal auxiliary circuit: spring-loaded terminal manual-automatic RESET | 1350 | 1 | Z9 | 1
3RU2126-4BC1 |  | overload relay 14...20 A thermal for motor protection frame size S0, Class 10 stand-alone installation main circuit: spring-loaded terminal auxiliary circuit: spring-loaded terminal manual-automatic RESET | 1730 | 1 | Z9 | 1
3RU2126-4CB0 |  | Overload relay 17...22 A Thermal For motor protection Size S0, Class 10 Contactor mounting Main circuit: Screw Auxiliary circuit: Screw Manual-Automatic-Reset | 1350 | 1 | Z9 | 1
3RU2126-4CB1 |  | Overload relay 17...22 A Thermal For motor protection Size S0, Class 10 Stand-alone installation Main circuit: Screw Auxiliary circuit: Screw Manual-Automatic-Reset | 1730 | 1 | Z9 | 1
3RU2126-4CC0 |  | overload relay 17...22 A thermal for motor protection frame size S0, Class 10 for mounting on contactors main circuit: spring-loaded terminal auxiliary circuit: spring-loaded terminal manual-automatic RESET | 1350 | 1 | Z9 | 1
3RU2126-4CC1 |  | overload relay 17...22 A thermal for motor protection frame size S0, Class 10 stand-alone installation main circuit: spring-loaded terminal auxiliary circuit: spring-loaded terminal manual-automatic RESET | 1730 | 1 | Z9 | 1
3RU2126-4DB0 |  | Overload relay 20...25 A Thermal For motor protection Size S0, Class 10 Contactor mounting Main circuit: Screw Auxiliary circuit: Screw Manual-Automatic-Reset | 1350 | 1 | Z9 | 1
3RU2126-4DB1 |  | Overload relay 20...25 A Thermal For motor protection Size S0, Class 10 Stand-alone installation Main circuit: Screw Auxiliary circuit: Screw Manual-Automatic-Reset | 1730 | 1 | Z9 | 1
3RU2126-4DC0 |  | overload relay 20...25 A thermal for motor protection frame size S0, Class 10 for mounting on contactors main circuit: spring-loaded terminal auxiliary circuit: spring-loaded terminal manual-automatic RESET | 1350 | 1 | Z9 | 1
3RU2126-4DC1 |  | overload relay 20...25 A thermal for motor protection frame size S0, Class 10 stand-alone installation main circuit: spring-loaded terminal auxiliary circuit: spring-loaded terminal manual-automatic RESET | 1730 | 1 | Z9 | 1
3RU2126-4EB0 |  | Overload relay 27...32 A Thermal For motor protection Size S0, Class 10 Contactor mounting Main circuit: Screw Auxiliary circuit: Screw Manual-Automatic-Reset | 2070 | 1 | Z9 | 1
3RU2126-4EB1 |  | Overload relay 27...32 A Thermal For motor protection Size S0, Class 10 Stand-alone installation Main circuit: Screw Auxiliary circuit: Screw Manual-Automatic-Reset | 2500 | 1 | Z9 | 1
3RU2126-4EC0 |  | overload relay 27...32 A thermal for motor protection frame size S0, Class 10 for mounting on contactors main circuit: spring-loaded terminal auxiliary circuit: spring-loaded terminal manual-automatic RESET | 2070 | 1 | Z9 | 1
3RU2126-4EC1 |  | overload relay 27...32 A thermal for motor protection frame size S0, Class 10 stand-alone installation main circuit: spring-loaded terminal auxiliary circuit: spring-loaded terminal manual-automatic RESET | 2500 | 1 | Z9 | 1
3RU2126-4FB0 |  | Overload relay 34...40 A Thermal For motor protection Size S0, Class 10 Contactor mounting Main circuit: Screw Auxiliary circuit: Screw Manual-Automatic-Reset | 2070 | 1 | Z9 | 1
3RU2126-4FB1 |  | Overload relay 34...40 A Thermal For motor protection Size S0, Class 10 Stand-alone installation Main circuit: Screw Auxiliary circuit: Screw Manual-Automatic-Reset | 2500 | 1 | Z9 | 1
3RU2126-4FC0 |  | overload relay 34...40 A thermal for motor protection frame size S0, Class 10 for mounting on contactors main circuit: spring-loaded terminal auxiliary circuit: spring-loaded terminal manual-automatic RESET | 2070 | 1 | Z9 | 1
3RU2126-4FC1 |  | overload relay 34...40 A thermal for motor protection frame size S0, Class 10 stand-alone installation main circuit: spring-loaded terminal auxiliary circuit: spring-loaded terminal manual-automatic RESET | 2500 | 1 | Z9 | 1
3RU2126-4NB0 |  | Overload relay 23...28 A Thermal For motor protection Size S0, Class 10 Contactor mounting Main circuit: Screw Auxiliary circuit: Screw Manual-Automatic-Reset | 2070 | 1 | Z9 | 1
3RU2126-4NB1 |  | Overload relay 23...28 A Thermal For motor protection Size S0, Class 10 Stand-alone installation Main circuit: Screw Auxiliary circuit: Screw Manual-Automatic-Reset | 2500 | 1 | Z9 | 1
3RU2126-4NC0 |  | overload relay 23...28 A thermal for motor protection frame size S0, Class 10 for mounting on contactors main circuit: spring-loaded terminal auxiliary circuit: spring-loaded terminal manual-automatic RESET | 2070 | 1 | Z9 | 1
3RU2126-4NC1 |  | overload relay 23...28 A thermal for motor protection frame size S0, Class 10 stand-alone installation main circuit: spring-loaded terminal auxiliary circuit: spring-loaded terminal manual-automatic RESET | 2500 | 1 | Z9 | 1
3RU2126-4PB0 |  | Overload relay 30...36 A Thermal For motor protection Size S0, Class 10 Contactor mounting Main circuit: Screw Auxiliary circuit: Screw Manual-Automatic-Reset | 2070 | 1 | Z9 | 1
3RU2126-4PB1 |  | Overload relay 30...36 A Thermal For motor protection Size S0, Class 10 Stand-alone installation Main circuit: Screw Auxiliary circuit: Screw Manual-Automatic-Reset | 2500 | 1 | Z9 | 1
3RU2126-4PC0 |  | overload relay 30...36 A thermal for motor protection frame size S0, Class 10 for mounting on contactors main circuit: spring-loaded terminal auxiliary circuit: spring-loaded terminal manual-automatic RESET | 2070 | 1 | Z9 | 1
3RU2126-4PC1 |  | overload relay 30...36 A thermal for motor protection frame size S0, Class 10 stand-alone installation main circuit: spring-loaded terminal auxiliary circuit: spring-loaded terminal manual-automatic RESET | 2500 | 1 | Z9 | 1
3RU2136-1HB0 |  | Overload relay 5.5...8 A Thermal For motor protection Size S2 Class 10 Contactor mounting Main circuit: screw terminal Auxiliary circuit: screw terminal Manual-Automatic-Reset | 1650 | 1 | Z9 | 1
3RU2136-1HD0 |  | overload relay 5.5...8 A thermal for motor protection frame size S2 Class 10 for mounting on contactors main circuit: screw terminal auxiliary circuit: spring-loaded terminal manual-automatic RESET | 1650 | 1 | Z9 | 1
3RU2136-1JB0 |  | Overload relay 7...10 A Thermal For motor protection Size S2 Class 10 Contactor mounting Main circuit: screw terminal Auxiliary circuit: screw terminal Manual-Automatic-Reset | 1650 | 1 | Z9 | 1
3RU2136-1JD0 |  | overload relay 7...10 A thermal for motor protection frame size S2 Class 10 for mounting on contactors main circuit: screw terminal auxiliary circuit: spring-loaded terminal manual-automatic RESET | 1650 | 1 | Z9 | 1
3RU2136-1KB0 |  | Overload relay 9...12.5 A Thermal For motor protection Size S2 Class 10 Contactor mounting Main circuit: screw terminal Auxiliary circuit: screw terminal Manual-Automatic-Reset | 1650 | 1 | Z9 | 1
3RU2136-1KD0 |  | overload relay 9...12.5 A thermal for motor protection frame size S2 Class 10 for mounting on contactors main circuit: screw terminal auxiliary circuit: spring-loaded terminal manual-automatic RESET | 1650 | 1 | Z9 | 1
3RU2136-4AB0 |  | Overload relay 11...16 A Thermal For motor protection Size S2, Class 10 Contactor mounting Main circuit: Screw Auxiliary circuit: Screw Manual-Automatic-Reset | 1650 | 1 | Z9 | 1
3RU2136-4AD0 |  | overload relay 11...16 A thermal for motor protection frame size S2, Class 10 for mounting on contactors main circuit: screw auxiliary circuit: spring-loaded terminal manual-automatic RESET | 1650 | 1 | Z9 | 1
3RU2136-4BB0 |  | Overload relay 14...20 A Thermal For motor protection Size S2, Class 10 Contactor mounting Main circuit: Screw Auxiliary circuit: Screw Manual-Automatic-Reset | 1650 | 1 | Z9 | 1
3RU2136-4BD0 |  | overload relay 14...20 A thermal for motor protection frame size S2, Class 10 for mounting on contactors main circuit: screw auxiliary circuit: spring-loaded terminal manual-automatic RESET | 1650 | 1 | Z9 | 1
3RU2136-4DB0 |  | Overload relay 18...25 A Thermal For motor protection Size S2, Class 10 Contactor mounting Main circuit: Screw Auxiliary circuit: Screw Manual-Automatic-Reset | 1650 | 1 | Z9 | 1
3RU2136-4DD0 |  | overload relay 18...25 A thermal for motor protection frame size S2, Class 10 for mounting on contactors main circuit: screw auxiliary circuit: spring-loaded terminal manual-automatic RESET | 1650 | 1 | Z9 | 1
3RU2136-4EB0 |  | Overload relay 22...32 A Thermal For motor protection Size S2, Class 10 Contactor mounting Main circuit: Screw Auxiliary circuit: Screw Manual-Automatic-Reset | 2280 | 1 | Z9 | 1
3RU2136-4EB1 |  | Overload relay 22...32 A Thermal For motor protection Size S2, Class 10 Stand-alone installation Main circuit: Screw Auxiliary circuit: Screw Manual-Automatic-Reset | 2820 | 1 | Z9 | 1
3RU2136-4ED0 |  | overload relay 22...32 A thermal for motor protection frame size S2, Class 10 for mounting on contactors main circuit: screw auxiliary circuit: spring-loaded terminal manual-automatic RESET | 2280 | 1 | Z9 | 1
3RU2136-4ED1 |  | overload relay 22...32 A thermal for motor protection frame size S2, Class 10 stand-alone installation main circuit: screw auxiliary circuit: spring-loaded terminal manual-automatic RESET | 2820 | 1 | Z9 | 1
3RU2136-4FB0 |  | Overload relay 28...40 A Thermal For motor protection Size S2, Class 10 Contactor mounting Main circuit: Screw Auxiliary circuit: Screw Manual-Automatic-Reset | 2280 | 1 | Z9 | 1
3RU2136-4FB1 |  | Overload relay 28...40 A Thermal For motor protection Size S2, Class 10 Stand-alone installation Main circuit: Screw Auxiliary circuit: Screw Manual-Automatic-Reset | 2820 | 1 | Z9 | 1
3RU2136-4FD0 |  | overload relay 28...40 A thermal for motor protection frame size S2, Class 10 for mounting on contactors main circuit: screw auxiliary circuit: spring-loaded terminal manual-automatic RESET | 2280 | 1 | Z9 | 1
3RU2136-4FD1 |  | overload relay 28...40 A thermal for motor protection frame size S2, Class 10 stand-alone installation main circuit: screw auxiliary circuit: spring-loaded terminal manual-automatic RESET | 2820 | 1 | Z9 | 1
3RU2136-4GB0 |  | Overload relay 36...45 A Thermal For motor protection Size S2, Class 10 Contactor mounting Main circuit: Screw Auxiliary circuit: Screw Manual-Automatic-Reset | 2660 | 1 | Z9 | 1
3RU2136-4GB1 |  | Overload relay 36...45 A Thermal For motor protection Size S2, Class 10 Stand-alone installation Main circuit: Screw Auxiliary circuit: Screw Manual-Automatic-Reset | 3100 | 1 | Z9 | 1
3RU2136-4GD0 |  | overload relay 36...45 A thermal for motor protection frame size S2, Class 10 for mounting on contactors main circuit: screw auxiliary circuit: spring-loaded terminal manual-automatic RESET | 2660 | 1 | Z9 | 1
3RU2136-4GD1 |  | overload relay 36...45 A thermal for motor protection frame size S2, Class 10 stand-alone installation main circuit: screw auxiliary circuit: spring-loaded terminal manual-automatic RESET | 3100 | 1 | Z9 | 1
3RU2136-4HB0 |  | Overload relay 40... 50 A Thermal For motor protection Size S2, Class 10 Contactor mounting Main circuit: Screw Auxiliary circuit: Screw Manual-Automatic-Reset | 3170 | 1 | Z9 | 1
3RU2136-4HB1 |  | Overload relay 40... 50 A Thermal For motor protection Size S2, Class 10 Stand-alone installation Main circuit: Screw Auxiliary circuit: Screw Manual-Automatic-Reset | 3690 | 1 | Z9 | 1
3RU2136-4HD0 |  | overload relay 40... 50 A thermal for motor protection frame size S2, Class 10 for mounting on contactors main circuit: screw auxiliary circuit: spring-loaded terminal manual-automatic RESET | 3170 | 1 | Z9 | 1
3RU2136-4HD1 |  | overload relay 40... 50 A thermal for motor protection frame size S2, Class 10 stand-alone installation main circuit: screw auxiliary circuit: spring-loaded terminal manual-automatic RESET | 3690 | 1 | Z9 | 1
3RU2136-4JB0 |  | Overload relay 54...65 A Thermal For motor protection Size S2, Class 10 Contactor mounting Main circuit: Screw Auxiliary circuit: Screw Manual-Automatic-Reset | 3170 | 1 | Z9 | 1
3RU2136-4JB1 |  | Overload relay 54...65 A Thermal For motor protection Size S2, Class 10 Stand-alone installation Main circuit: Screw Auxiliary circuit: Screw Manual-Automatic-Reset | 3820 | 1 | Z9 | 1
3RU2136-4JD0 |  | overload relay 54...65 A thermal for motor protection frame size S2, Class 10 for mounting on contactors main circuit: screw auxiliary circuit: spring-loaded terminal manual-automatic RESET | 3170 | 1 | Z9 | 1
3RU2136-4JD1 |  | overload relay 54...65 A thermal for motor protection frame size S2, Class 10 stand-alone installation main circuit: screw auxiliary circuit: spring-loaded terminal manual-automatic RESET | 3820 | 1 | Z9 | 1
3RU2136-4KB0 |  | Overload relay 62...73 A Thermal For motor protection Size S2, Class 10A Contactor mounting Main circuit: Screw Auxiliary circuit: Screw Manual-Automatic-Reset | 3170 | 1 | Z9 | 1
3RU2136-4KB1 |  | Overload relay 62...73 A Thermal For motor protection Size S2, Class 10A Stand-alone installation Main circuit: Screw Auxiliary circuit: Screw Manual-Automatic-Reset | 3820 | 1 | Z9 | 1
3RU2136-4KD0 |  | overload relay 62...73 A thermal for motor protection frame size S2, Class 10A for mounting on contactors main circuit: screw auxiliary circuit: spring-loaded terminal manual-automatic RESET | 3170 | 1 | Z9 | 1
3RU2136-4KD1 |  | overload relay 62...73 A thermal for motor protection frame size S2, Class 10A stand-alone installation main circuit: screw auxiliary circuit: spring-loaded terminal manual-automatic RESET | 3820 | 1 | Z9 | 1
3RU2136-4QB0 |  | Overload relay 47...57 A Thermal For motor protection Size S2, Class 10 Contactor mounting Main circuit: Screw Auxiliary circuit: Screw Manual-Automatic-Reset | 3170 | 1 | Z9 | 1
3RU2136-4QB1 |  | Overload relay 47...57 A Thermal For motor protection Size S2, Class 10 Stand-alone installation Main circuit: Screw Auxiliary circuit: Screw Manual-Automatic-Reset | 3690 | 1 | Z9 | 1
3RU2136-4QD0 |  | overload relay 47...57 A thermal for motor protection frame size S2, Class 10 for mounting on contactors main circuit: screw auxiliary circuit: spring-loaded terminal manual-automatic RESET | 3170 | 1 | Z9 | 1
3RU2136-4QD1 |  | overload relay 47...57 A thermal for motor protection frame size S2, Class 10 stand-alone installation main circuit: screw auxiliary circuit: spring-loaded terminal manual-automatic RESET | 3690 | 1 | Z9 | 1
3RU2136-4RB0 |  | Overload relay 70...80 A Thermal For motor protection Size S2, Class 10A Contactor mounting Main circuit: Screw Auxiliary circuit: Screw Manual-Automatic-Reset | 3640 | 1 | Z9 | 1
3RU2136-4RB1 |  | Overload relay 70...80 A Thermal For motor protection Size S2, Class 10A Stand-alone installation Main circuit: Screw Auxiliary circuit: Screw Manual-Automatic-Reset | 4260 | 1 | Z9 | 1
3RU2136-4RD0 |  | overload relay 70...80 A thermal for motor protection frame size S2, Class 10A for mounting on contactors main circuit: screw auxiliary circuit: spring-loaded terminal manual-automatic RESET | 3640 | 1 | Z9 | 1
3RU2136-4RD1 |  | overload relay 70...80 A thermal for motor protection frame size S2, Class 10A stand-alone installation main circuit: screw auxiliary circuit: spring-loaded terminal manual-automatic RESET | 4260 | 1 | Z9 | 1
3RU2146-4FB0 |  | Overload relay 28...40 A Thermal For motor protection Size S3, Class 10 Contactor mounting Main circuit: Screw Auxiliary circuit: Screw Manual-Automatic-Reset | 2570 | 1 | Z9 | 1
3RU2146-4FD0 |  | overload relay 28...40 A thermal for motor protection frame size S3, Class 10 for mounting on contactors main circuit: screw auxiliary circuit: spring-loaded terminal manual-automatic RESET | 2570 | 1 | Z9 | 1
3RU2146-4HB0 |  | Overload relay 36...50 A Thermal For motor protection Size S3, Class 10 Contactor mounting Main circuit: Screw Auxiliary circuit: Screw Manual-Automatic-Reset | 2780 | 1 | Z9 | 1
3RU2146-4HD0 |  | overload relay 36...50 A thermal for motor protection frame size S3, Class 10 for mounting on contactors main circuit: screw auxiliary circuit: spring-loaded terminal manual-automatic RESET | 2780 | 1 | Z9 | 1
3RU2146-4JB0 |  | Overload relay 45...63 A Thermal For motor protection Size S3, Class 10 Contactor mounting Main circuit: Screw Auxiliary circuit: Screw Manual-Automatic-Reset | 2780 | 1 | Z9 | 1
3RU2146-4JB1 |  | Overload relay 45...63 A Thermal For motor protection Size S3, Class 10 Stand-alone installation Main circuit: Screw Auxiliary circuit: Screw Manual-Automatic-Reset | 3350 | 1 | Z9 | 1
3RU2146-4JD0 |  | overload relay 45...63 A thermal for motor protection frame size S3, Class 10 for mounting on contactors main circuit: screw auxiliary circuit: spring-loaded terminal manual-automatic RESET | 2780 | 1 | Z9 | 1
3RU2146-4JD1 |  | overload relay 45...63 A thermal for motor protection frame size S3, Class 10 stand-alone installation main circuit: screw auxiliary circuit: spring-loaded terminal manual-automatic RESET | 3350 | 1 | Z9 | 1
3RU2146-4KB0 |  | Overload relay 57...75 A Thermal For motor protection Size S3, Class 10 Contactor mounting Main circuit: Screw Auxiliary circuit: Screw Manual-Automatic-Reset | 2890 | 1 | Z9 | 1
3RU2146-4KB1 |  | Overload relay 57...75 A Thermal For motor protection Size S3, Class 10 Stand-alone installation Main circuit: Screw Auxiliary circuit: Screw Manual-Automatic-Reset | 3470 | 1 | Z9 | 1
3RU2146-4KD0 |  | overload relay 57...75 A thermal for motor protection frame size S3, Class 10 for mounting on contactors main circuit: screw auxiliary circuit: spring-loaded terminal manual-automatic RESET | 2890 | 1 | Z9 | 1
3RU2146-4KD1 |  | overload relay 57...75 A thermal for motor protection frame size S3, Class 10 stand-alone installation main circuit: screw auxiliary circuit: spring-loaded terminal manual-automatic RESET | 3470 | 1 | Z9 | 1
3RU2146-4LB0 |  | Overload relay 70...90 A Thermal For motor protection Size S3, Class 10 Contactor mounting Main circuit: Screw Auxiliary circuit: Screw Manual-Automatic-Reset | 3320 | 1 | Z9 | 1
3RU2146-4LB1 |  | Overload relay 70...90 A Thermal For motor protection Size S3, Class 10 Stand-alone installation Main circuit: Screw Auxiliary circuit: Screw Manual-Automatic-Reset | 3860 | 1 | Z9 | 1
3RU2146-4LD0 |  | overload relay 70...90 A thermal for motor protection frame size S3, Class 10 for mounting on contactors main circuit: screw auxiliary circuit: spring-loaded terminal manual-automatic RESET | 3320 | 1 | Z9 | 1
3RU2146-4LD1 |  | overload relay 70...90 A thermal for motor protection frame size S3, Class 10 stand-alone installation main circuit: screw auxiliary circuit: spring-loaded terminal manual-automatic RESET | 3860 | 1 | Z9 | 1
3RU2146-4MB0 |  | Overload relay 80...100 A Thermal For motor protection Size S3, Class 10 Contactor mounting Main circuit: Screw Auxiliary circuit: Screw Manual-Automatic-Reset | 4270 | 1 | Z9 | 1
3RU2146-4MB1 |  | Overload relay 80...100 A Thermal For motor protection Size S3, Class 10 Stand-alone installation Main circuit: Screw Auxiliary circuit: Screw Manual-Automatic-Reset | 4870 | 1 | Z9 | 1
3RU2146-4MD0 |  | overload relay 80...100 A thermal for motor protection frame size S3, Class 10 for mounting on contactors main circuit: screw auxiliary circuit: spring-loaded terminal manual-automatic RESET | 4270 | 1 | Z9 | 1
3RU2146-4MD1 |  | overload relay 80...100 A thermal for motor protection frame size S3, Class 10 stand-alone installation main circuit: screw auxiliary circuit: spring-loaded terminal manual-automatic RESET | 4870 | 1 | Z9 | 1
3RU2900-1A |  | Mechanical RESET for 3RU2 Size S00...S3 | 110 | 1 | Z9 | 1
3RU2900-1B |  | Cable release for reset 0.4 m for 3RU2 Size S00...S3 | 1080 | 1 | Z9 | 1
3RU2900-1C |  | Cable release for reset 0.6 m for 3RU2 Size S00...S3 | 1080 | 1 | Z9 | 1
3RU2916-3AA01 |  | stand-alone assembly support for 3RU21/3RB30/3RB31/3RR2 Size S00 Stand-alone installation Main circuit: Screw Auxiliary circuit: -- | 263 | 1 | Z9 | 1
3RU2916-3AC01 |  | stand-alone assembly support for 3RU21/3RB30/3RB31/3RR2 Size S00 Stand-alone installation Main circuit: Spring-type terminal Auxiliary circuit: -- | 263 | 1 | Z9 | 1
3RU2916-3BJ20 |  | touch protection cover for 3RU21 on the outgoing side Size S00 Main circuit: ring cable lug | 93.3 | 1 | Z9 | 10
3RU2916-3BJ21 |  | touch protection cover for 3RU21 on the infeed side Size S00 Main circuit: ring cable lug Connection Contactor overload relay | 93.3 | 1 | Z9 | 10
3RU2926-3AA01 |  | stand-alone assembly support for 3RU21/3RB30/3RB31/3RR2 Size S0 Stand-alone installation Main circuit: Screw Auxiliary circuit: -- | 317 | 1 | Z9 | 1
3RU2926-3AC01 |  | stand-alone assembly support for 3RU21/3RB30/3RB31/3RR2 Size S0 Stand-alone installation Main circuit: Spring-type terminal Auxiliary circuit: -- | 317 | 1 | Z9 | 1
3RU2926-3BJ21 |  | touch protection cover for 3RU21 on the infeed side Size S0 Main circuit: ring cable lug Connection Contactor overload relay | 93.3 | 1 | Z9 | 10
3RU2936-3AA01 |  | stand-alone assembly support for 3RU21/3RB30/3RB31/3RR2 Size S2 Stand-alone installation Main circuit: Screw | 429 | 1 | Z9 | 1
3RU2946-3AA01 |  | stand-alone assembly support for 3RU21/3RB30/3RB31 Size S3 Main circuit: screw terminal | 556 | 1 | Z9 | 1
3RV1011-0AA10 |  | Circuit breaker size S00 for motor protection, CLASS 10 A-release 0.11...0.16 A N-release 2.1 A Screw terminal Standard switching capacity | 1550 | 1 | Z9 | 1
3RV1011-0AA15 |  | Circuit breaker size S00 for motor protection, CLASS 10 A-release 0.11...0.16 A N-release 2.1 A Screw terminal Standard switching capacity with transverse auxiliary switch 1 NO+1 NC | 2010 | 1 | Z9 | 1
3RV1011-0BA10 |  | Circuit breaker size S00 for motor protection, CLASS 10 A-release 0.14...0.2 A N-release 2.6 A Screw terminal Standard switching capacity | 1550 | 1 | Z9 | 1
3RV1011-0BA15 |  | Circuit breaker size S00 for motor protection, CLASS 10 A-release 0.14...0.2 A N-release 2.6 A Screw terminal Standard switching capacity with transverse auxiliary switch 1 NO+1 NC | 2010 | 1 | Z9 | 1
3RV1011-0CA10 |  | Circuit breaker size S00 for motor protection, CLASS 10 A-release 0.18...0.25 A N-release 3.3 A Screw terminal Standard switching capacity | 1550 | 1 | Z9 | 1
3RV1011-0CA15 |  | Circuit breaker size S00 for motor protection, CLASS 10 A-release 0.18...0.25 A N-release 3.3 A Screw terminal Standard switching capacity with transverse auxiliary switch 1 NO+1 NC | 2010 | 1 | Z9 | 1
3RV1011-0DA10 |  | Circuit breaker size S00 for motor protection, CLASS 10 A-release 0.22...0.32 A N-release 4.2 A Screw terminal Screw terminal Standard switching capacity | 1560 | 1 | Z9 | 1
3RV1011-0DA15 |  | Circuit breaker size S00 for motor protection, CLASS 10 A-release 0.22...0.32 A N-release 4.2 A Screw terminal Standard switching capacity with transverse auxiliary switch 1 NO+1 NC | 2010 | 1 | Z9 | 1
3RV1011-0EA10 |  | Circuit breaker size S00 for motor protection, CLASS 10 A-release 0.28...0.4 A N-release 5.2 A Screw terminal Standard switching capacity | 1560 | 1 | Z9 | 1
3RV1011-0EA15 |  | Circuit breaker size S00 for motor protection, CLASS 10 A-release 0.28...0.4 A N-release 5.2 A Screw terminal Standard switching capacity with transverse auxiliary switch 1 NO+1 NC | 2010 | 1 | Z9 | 1
3RV1011-0FA10 |  | Circuit breaker size S00 for motor protection, CLASS 10 A-release 0.35...0.5 A N-release 6.5 A Screw terminal Standard switching capacity | 1560 | 1 | Z9 | 1
3RV1011-0FA15 |  | Circuit breaker size S00 for motor protection, CLASS 10 A-release 0.35...0.5 A N-release 6.5 A Screw terminal Standard switching capacity with transverse auxiliary switch 1 NO+1 NC | 2010 | 1 | Z9 | 1
3RV1011-0GA10 |  | Circuit breaker size S00 for motor protection, CLASS 10 A-release 0.45...0.63 A N-release 8.2 A Screw terminal Standard switching capacity | 1580 | 1 | Z9 | 1
3RV1011-0GA15 |  | Circuit breaker size S00 for motor protection, CLASS 10 A-release 0.45...0.63 A N-release 8.2 A Screw terminal Standard switching capacity with transverse auxiliary switch 1 NO+1 NC | 2030 | 1 | Z9 | 1
3RV1011-0HA10 |  | Circuit breaker size S00 for motor protection, CLASS 10 A-release 0.55...0.8 A N-release 10 A Screw terminal Standard switching capacity | 1680 | 1 | Z9 | 1
3RV1011-0HA15 |  | Circuit breaker size S00 for motor protection, CLASS 10 A-release 0.55...0.8 A N-release 10 A Screw terminal Standard switching capacity with transverse auxiliary switch 1 NO+1 NC | 2120 | 1 | Z9 | 1
3RV1011-0JA10 |  | Circuit breaker size S00 for motor protection, CLASS 10 A-release 0.7...1 A N-release 13 A Screw terminal Standard switching capacity | 1680 | 1 | Z9 | 1
3RV1011-0JA15 |  | Circuit breaker size S00 for motor protection, CLASS 10 A-release 0.7...1 A N-release 13 A Screw terminal Standard switching capacity with transverse auxiliary switch 1 NO+1 NC | 2120 | 1 | Z9 | 1
3RV1011-0KA10 |  | Circuit breaker size S00 for motor protection, CLASS 10 A-release 0.9...1.25 A N-release 16 A Screw terminal Standard switching capacity | 1780 | 1 | Z9 | 1
3RV1011-0KA15 |  | Circuit breaker size S00 for motor protection, CLASS 10 A-release 0.9...1.25 A N-release 16 A 1 NO+1 NC transverse Screw terminal Standard switching capacity | 2230 | 1 | Z9 | 1
3RV1011-1AA10 |  | Circuit breaker size S00 for motor protection, CLASS 10 A-release 1.1...1.6 A N-release 21 A Screw terminal Standard switching capacity | 1780 | 1 | Z9 | 1
3RV1011-1AA15 |  | Circuit breaker size S00 for motor protection, CLASS 10 A-release 1.1...1.6 A N-release 21 A Screw terminal Standard switching capacity with transverse auxiliary switch 1 NO+1 NC | 2230 | 1 | Z9 | 1
3RV1011-1BA10 |  | Circuit breaker size S00 for motor protection, CLASS 10 A-release 1.4...2 A N-release 26 A Screw terminal Standard switching capacity | 1870 | 1 | Z9 | 1
3RV1011-1BA15 |  | Circuit breaker size S00 for motor protection, CLASS 10 A-release 1.4...2 A N-release 26 A Screw terminal Standard switching capacity with transverse auxiliary switch 1 NO+1 NC | 2280 | 1 | Z9 | 1
3RV1011-1CA10 |  | Circuit breaker size S00 for motor protection, CLASS 10 A-release 1.8...2.5 A N-release 33 A Screw terminal Standard switching capacity | 1870 | 1 | Z9 | 1
3RV1011-1CA15 |  | Circuit breaker size S00 for motor protection, CLASS 10 A-release 1.8...2.5 A N-release 33 A Screw terminal Standard switching capacity with transverse auxiliary switch 1 NO+1 NC | 2280 | 1 | Z9 | 1
3RV1011-1DA10 |  | Circuit breaker size S00 for motor protection, CLASS 10 A-release 2.2...3.2 A N release 42 A Screw terminal Standard switching capacity | 1870 | 1 | Z9 | 1
3RV1011-1DA15 |  | Circuit breaker size S00 for motor protection, CLASS 10 A-release 2.2...3.2 A N release 42 A 1 NO+1 NC transverse Screw terminal Standard switching capacity | 2280 | 1 | Z9 | 1
3RV1011-1EA10 |  | Circuit breaker size S00 for motor protection, CLASS 10 A-release 2.8...4 A N release 52 A Screw terminal Standard switching capacity | 1870 | 1 | Z9 | 1
3RV1011-1EA15 |  | Circuit breaker size S00 for motor protection, CLASS 10 A-release 2.8...4 A N release 52 A Screw terminal Standard switching capacity with transverse auxiliary switch 1 NO+1 NC | 2280 | 1 | Z9 | 1
3RV1011-1FA10 |  | Circuit breaker size S00 for motor protection, CLASS 10 A-release 3.5...5 A N release 65 A Screw terminal Standard switching capacity | 1870 | 1 | Z9 | 1
3RV1011-1FA15 |  | Circuit breaker size S00 for motor protection, CLASS 10 A-release 3.5...5 A N release 65 A 1 NO+1 NC transverse Screw terminal Standard switching capacity | 2280 | 1 | Z9 | 1
3RV1011-1GA10 |  | Circuit breaker size S00 for motor protection, CLASS 10 A-release 4.5...6.3 A N-release 82 A Screw terminal Standard switching capacity | 1870 | 1 | Z9 | 1
3RV1011-1GA15 |  | Circuit breaker size S00 for motor protection, CLASS 10 A-release 4.5...6.3 A N-release 82 A Screw terminal Standard switching capacity with transverse auxiliary switch 1 NO+1 NC | 2280 | 1 | Z9 | 1
3RV1011-1HA10 |  | Circuit breaker size S00 for motor protection, CLASS 10 A-release 5.5...8 A N-release 104 A Screw terminal Standard switching capacity | 1870 | 1 | Z9 | 1
3RV1011-1HA15 |  | Circuit breaker size S00 for motor protection, CLASS 10 A-release 5.5...8 A N-release 104 A 1 NO+1 NC transverse Screw terminal Standard switching capacity | 2280 | 1 | Z9 | 1
3RV1011-1JA10 |  | Circuit breaker size S00 for motor protection, CLASS 10 A-release 7...10 A N release 130 A Screw terminal Standard switching capacity | 2080 | 1 | Z9 | 1
3RV1011-1JA15 |  | Circuit breaker size S00 for motor protection, CLASS 10 A-release 7...10 A N release 130 A Screw terminal Standard switching capacity with transverse auxiliary switch 1 NO+1 NC | 2530 | 1 | Z9 | 1
3RV1011-1KA10 |  | Circuit breaker size S00 for motor protection, CLASS 10 A-release 9...12 A N-release 156 A Screw terminal Standard switching capacity | 2080 | 1 | Z9 | 1
3RV1011-1KA15 |  | circuit breaker frame size S00 for motor protection, Class 10 thermal overload release 9...12.5 A short-circuit release 156 A 1 NO+1 NC transverse screw terminal standard switching capacity | 2530 | 1 | Z9 | 1
3RV1611-0BD10 |  | Circuit breaker size S00 for fuse monitoring Screw terminal A-release 0.2 A N-release 1.2 A | 1490 | 1 | Z9 | 1
3RV1611-1AG14 |  | voltage transformer circuit breaker frame size S00 1.4 A, short-circuit release 6 A, 1 CO with transverse auxiliary switch | 7870 | 1 | Z9 | 1
3RV1611-1CG14 |  | voltage transformer circuit breaker frame size S00 2.5 A, short-circuit release 10.5 A, 1 CO with transverse auxiliary switch | 7870 | 1 | Z9 | 1
3RV1611-1DG14 |  | voltage transformer circuit breaker frame size S00 3 A, short-circuit release 20 A, 1 CO with transverse auxiliary switch | 7870 | 1 | Z9 | 1
3RV1915-1AB |  | 3-phase busbars modular spacing 45 mm for 2 breakers fork shape connections | 226 | 1 | Z9 | 1
3RV1915-1BB |  | 3-phase busbars modular spacing 45 mm for 3 breakers fork shape connections | 276 | 1 | Z9 | 1
3RV1915-1CB |  | 3-phase busbars modular spacing 45 mm for 4 breakers fork shape connections | 303 | 1 | Z9 | 1
3RV1915-1DB |  | 3-phase busbars modular spacing 45 mm for 5 breakers fork shape connections | 343 | 1 | Z9 | 1
3RV1915-2AB |  | 3-phase busbars modular spacing 55 mm for 2 breakers + accessories fork shape connections | 220 | 1 | Z9 | 1
3RV1915-2BB |  | 3-phase busbars modular spacing 55 mm for 3 breakers + accessories fork shape connections | 265 | 1 | Z9 | 1
3RV1915-2CB |  | 3-phase busbars modular spacing 55 mm for 4 breakers + accessories fork shape connections | 301 | 1 | Z9 | 1
3RV1915-2DB |  | 3-phase busbars modular spacing 55 mm for 5 breakers + accessories fork shape connections | 331 | 1 | Z9 | 1
3RV1915-3AB |  | 3-phase busbars modular spacing 63 mm for 2 breakers + accessories fork shape connections | 233 | 1 | Z9 | 1
3RV1915-3CB |  | 3-phase busbars modular spacing 63 mm for 4 breakers + accessories fork shape connections | 307 | 1 | Z9 | 1
3RV1915-5A |  | 3-phase supply terminal for 3-phase busbar for size S0 and S00 connection from top Pin shape connections | 226 | 1 | Z9 | 1
3RV1915-5DB |  | Connecting piece for 3-phase busbar Modular spacing 45 mm | 235 | 1 | Z9 | 1
3RV1915-6AB |  | Cover cap for connection tags for fork shape connections | 42 | 1 | Z9 | 10
3RV1917-5C |  | cable connector for circuit breaker 3RV1011 with screw terminal (multi-unit packaging) | 88.3 | 1 | Z9 | 10
3RV1917-5CA00 |  | cable connector for circuit breaker 3RV1011 with screw terminal (individual unit packaging) | 88.3 | 1 | Z9 | 1
3RV1917-7B |  | Mounting rail 45 mm for mounting on 3-phase busbars 3RV2917-1/4 | 39.9 | 1 | Z9 | 1
3RV1923-1CA00 |  | molded-plastic enclosure for surface mounting degree of protection IP55 with N and PE terminal can be locked in O position 54 mm with metric cable bushing no UL/CSA approval | 392 | 1 | Z9 | 1
3RV1923-1DA00 |  | molded-plastic enclosure for surface mounting degree of protection IP55 with N and PE terminal can be locked in O position 72 mm with metric cable bushing no UL/CSA approval | 446 | 1 | Z9 | 1
3RV1923-1DA01 |  | Cast aluminum surface mounting enclosure Degree of protection IP65 72 mm installation width with PE terminal for circuit breaker Size S0 | 1390 | 1 | Z9 | 1
3RV1923-1FA00 |  | molded-plastic enclosure for surface mounting with EMERGENCY OFF rotary operating mechanism 54 mm, with metric cable bushing, no UL/CSA approval | 440 | 1 | Z9 | 1
3RV1923-1GA00 |  | molded-plastic enclosure for surface mounting with EMERGENCY OFF rotary operating mechanism 72 mm, with metric cable bushing no UL/CSA approval | 501 | 1 | Z9 | 1
3RV1923-1GA01 |  | Cast aluminum surface mounting enclosure Degree of protection IP65 72 mm installation width, PE terminal with rotary operating mechanism yellow/red for circuit breaker Size S0 | 1440 | 1 | Z9 | 1
3RV1923-2DA00 |  | molded-plastic enclosure for flush mounting with rotary operating mechanism, can be locked metric cable bushing no UL/CSA approval | 526 | 1 | Z9 | 1
3RV1923-2GA00 |  | molded-plastic enclosure for flush mounting with EMERGENCY OFF rotary operating mechanism with metric cable bushing no UL/CSA approval | 526 | 1 | Z9 | 1
3RV1923-4B |  | molded-plastic front plate degree of protection IP55 with rotary operating mechanism, can be locked for circuit breaker frame size S00, S0, S2, S3 | 330 | 1 | Z9 | 1
3RV1923-4E |  | molded-plastic front plate degree of protection IP55 with EMERGENCY OFF rotary operating mechanism can be locked for circuit breaker frame size S00, S0, S2, S3 | 330 | 1 | Z9 | 1
3RV1923-4G |  | Holder for front plate Size S0 | 330 | 1 | Z9 | 1
3RV1927-5A |  | cable connector for circuit breaker size S0 with screw terminal multi-unit packaging 10 units | 83.6 | 1 | Z9 | 10
3RV1927-5AA00 |  | cable connector for circuit breaker frame size S0 with screw terminal (single-unit packaging) | 83.6 | 1 | Z9 | 1
3RV1933-1DA00 |  | molded-plastic enclosure for surface mounting degree of protection IP55 with N and PE terminal can be locked in O position 82 mm with metric cable bushing no UL/CSA approval | 1420 | 1 | Z9 | 1
3RV1933-1GA00 |  | molded-plastic enclosure for surface mounting with EMERGENCY OFF rotary operating mechanism 82 mm with metric cable bushing no UL/CSA approval | 1480 | 1 | Z9 | 1
3RV1935-1A |  | 3-phase busbar for 2 circuit breakers size S2 modular spacing 55 mm | 428 | 1 | Z9 | 1
3RV1935-1B |  | 3-phase busbar for 3 circuit breakers size S2 modular spacing 55 mm | 526 | 1 | Z9 | 1
3RV1935-1C |  | 3-phase busbar for 4 circuit breakers size S2 modular spacing 55 mm | 620 | 1 | Z9 | 1
3RV1935-3A |  | 3-phase busbar for 2 circuit breakers size S2 modular spacing 75 mm | 511 | 1 | Z9 | 1
3RV1935-3B |  | 3-phase busbar for 3 circuit breakers size S2 modular spacing 75 mm | 607 | 1 | Z9 | 1
3RV1935-3C |  | 3-phase busbar for 4 circuit breakers size S2 modular spacing 75 mm | 703 | 1 | Z9 | 1
3RV1935-5A |  | 3-phase supply terminal Size S2 for 3-phase busbar connection from top | 383 | 1 | Z9 | 1
3RV1935-6A |  | Cover cap for connection tags for 3-phase busbar Size S2 | 77.4 | 1 | Z9 | 5
3RV2011-0AA10 |  | Circuit breaker size S00 for motor protection, CLASS 10 A-release 0.11...0.16 A N-release 2.1 A screw terminal Standard switching capacity | 1230 | 1 | Z9 | 1
3RV2011-0AA15 |  | circuit breaker frame size S00 for motor protection, Class 10 thermal release 0.11...0.16 A short-circuit release 2.1 A screw terminal standard switching capacity with transverse auxiliary switch 1 NO+1 NC | 1570 | 1 | Z9 | 1
3RV2011-0AA20 |  | Circuit breaker size S00 for motor protection, CLASS 10 A-release 0.11...0.16 A N-release 2.1 A Spring-type terminal Standard switching capacity | 1230 | 1 | Z9 | 1
3RV2011-0AA25 |  | circuit breaker frame size S00 for motor protection, Class 10 thermal release 0.11...0.16 A short-circuit release 2.1 A spring-loaded terminal standard switching capacity with transverse auxiliary switch 1 NO+1 NC | 1570 | 1 | Z9 | 1
3RV2011-0BA10 |  | Circuit breaker size S00 for motor protection, CLASS 10 A-release 0.14...0.2 A N-release 2.6 A screw terminal Standard switching capacity | 1230 | 1 | Z9 | 1
3RV2011-0BA15 |  | circuit breaker frame size S00 for motor protection, Class 10 thermal release 0.14...0.2 A short-circuit release 2.6 A screw terminal standard switching capacity with transverse auxiliary switch 1 NO+1 NC | 1570 | 1 | Z9 | 1
3RV2011-0BA20 |  | Circuit breaker size S00 for motor protection, CLASS 10 A-release 0.14...0.2 A N-release 2.6 A Spring-type terminal Standard switching capacity | 1230 | 1 | Z9 | 1
3RV2011-0BA25 |  | circuit breaker frame size S00 for motor protection, Class 10 thermal release 0.14...0.2 A short-circuit release 2.6 A spring-loaded terminal standard switching capacity with transverse auxiliary switch 1 NO+1 NC | 1570 | 1 | Z9 | 1
3RV2011-0CA10 |  | Circuit breaker size S00 for motor protection, CLASS 10 A-release 0.18...0.25 A N-release 3.3 A screw terminal Standard switching capacity | 1230 | 1 | Z9 | 1
3RV2011-0CA15 |  | circuit breaker frame size S00 for motor protection, Class 10 thermal release 0.18...0.25 A short-circuit release 3.3 A screw terminal standard switching capacity with transverse auxiliary switch 1 NO+1 NC | 1570 | 1 | Z9 | 1
3RV2011-0CA20 |  | Circuit breaker size S00 for motor protection, CLASS 10 A-release 0.18...0.25 A N-release 3.3 A Spring-type terminal Standard switching capacity | 1230 | 1 | Z9 | 1
3RV2011-0CA25 |  | circuit breaker frame size S00 for motor protection, Class 10 thermal release 0.18...0.25 A short-circuit release 3.3 A spring-loaded terminal standard switching capacity with transverse auxiliary switch 1 NO+1 NC | 1570 | 1 | Z9 | 1
3RV2011-0DA10 |  | Circuit breaker size S00 for motor protection, CLASS 10 A-release 0.22...0.32 A N-release 4.2 A screw terminal Standard switching capacity | 1240 | 1 | Z9 | 1
3RV2011-0DA15 |  | circuit breaker frame size S00 for motor protection, Class 10 thermal release 0.22...0.32 A short-circuit release 4.2 A screw terminal standard switching capacity with transverse auxiliary switch 1 NO+1 NC | 1580 | 1 | Z9 | 1
3RV2011-0DA20 |  | Circuit breaker size S00 for motor protection, CLASS 10 A-release 0.22...0.32 A N-release 4.2 A Spring-type terminal Standard switching capacity | 1240 | 1 | Z9 | 1
3RV2011-0DA25 |  | circuit breaker frame size S00 for motor protection, Class 10 thermal release 0.22...0.32 A short-circuit release 4.2 A spring-loaded terminal standard switching capacity with transverse auxiliary switch 1 NO+1 NC | 1580 | 1 | Z9 | 1
3RV2011-0EA10 |  | Circuit breaker size S00 for motor protection, CLASS 10 A-release 0.28...0.4 A N-release 5.2 A screw terminal Standard switching capacity | 1240 | 1 | Z9 | 1
3RV2011-0EA15 |  | circuit breaker frame size S00 for motor protection, Class 10 thermal release 0.28...0.4 A short-circuit release 5.2 A screw terminal standard switching capacity with transverse auxiliary switch 1 NO+1 NC | 1580 | 1 | Z9 | 1
3RV2011-0EA20 |  | Circuit breaker size S00 for motor protection, CLASS 10 A-release 0.28...0.4 A N-release 5.2 A Spring-type terminal Standard switching capacity | 1240 | 1 | Z9 | 1
3RV2011-0EA25 |  | circuit breaker frame size S00 for motor protection, Class 10 thermal release 0.28...0.4 A short-circuit release 5.2 A spring-loaded terminal standard switching capacity with transverse auxiliary switch 1 NO+1 NC | 1580 | 1 | Z9 | 1
3RV2011-0FA10 |  | Circuit breaker size S00 for motor protection, CLASS 10 A-release 0.35...0.5 A N-release 6.5 A screw terminal Standard switching capacity | 1240 | 1 | Z9 | 1
3RV2011-0FA15 |  | circuit breaker frame size S00 for motor protection, Class 10 thermal release 0.35...0.5 A short-circuit release 6.5 A screw terminal standard switching capacity with transverse auxiliary switch 1 NO+1 NC | 1580 | 1 | Z9 | 1
3RV2011-0FA20 |  | Circuit breaker size S00 for motor protection, CLASS 10 A-release 0.35...0.5 A N-release 6.5 A Spring-type terminal Standard switching capacity | 1240 | 1 | Z9 | 1
3RV2011-0FA25 |  | circuit breaker frame size S00 for motor protection, Class 10 thermal release 0.35...0.5 A short-circuit release 6.5 A spring-loaded terminal standard switching capacity with transverse auxiliary switch 1 NO+1 NC | 1580 | 1 | Z9 | 1
3RV2011-0GA10 |  | Circuit breaker size S00 for motor protection, CLASS 10 A-release 0.45...0.63 A N-release 8.2 A screw terminal Standard switching capacity | 1250 | 1 | Z9 | 1
3RV2011-0GA15 |  | circuit breaker frame size S00 for motor protection, Class 10 thermal release 0.45...0.63 A short-circuit release 8.2 A screw terminal standard switching capacity with transverse auxiliary switch 1 NO+1 NC | 1600 | 1 | Z9 | 1
3RV2011-0GA20 |  | Circuit breaker size S00 for motor protection, CLASS 10 A-release 0.45...0.63 A N-release 8.2 A Spring-type terminal Standard switching capacity | 1250 | 1 | Z9 | 1
3RV2011-0GA25 |  | circuit breaker frame size S00 for motor protection, Class 10 thermal release 0.45...0.63 A short-circuit release 8.2 A spring-loaded terminal standard switching capacity with transverse auxiliary switch 1 NO+1 NC | 1600 | 1 | Z9 | 1
3RV2011-0HA10 |  | Circuit breaker size S00 for motor protection, CLASS 10 A-release 0.55...0.8 A N-release 10 A screw terminal Standard switching capacity | 1330 | 1 | Z9 | 1
3RV2011-0HA15 |  | circuit breaker frame size S00 for motor protection, Class 10 thermal release 0.55...0.8 A short-circuit release 10 A screw terminal standard switching capacity with transverse auxiliary switch 1 NO+1 NC | 1670 | 1 | Z9 | 1
3RV2011-0HA20 |  | Circuit breaker size S00 for motor protection, CLASS 10 A-release 0.55...0.8 A N-release 10 A Spring-type terminal Standard switching capacity | 1330 | 1 | Z9 | 1
3RV2011-0HA25 |  | circuit breaker frame size S00 for motor protection, Class 10 thermal release 0.55...0.8 A short-circuit release 10 A spring-loaded terminal standard switching capacity with transverse auxiliary switch 1 NO+1 NC | 1670 | 1 | Z9 | 1
3RV2011-0JA10 |  | Circuit breaker size S00 for motor protection, CLASS 10 A-release 0.7...1 A N-release 13 A screw terminal Standard switching capacity | 1330 | 1 | Z9 | 1
3RV2011-0JA15 |  | circuit breaker frame size S00 for motor protection, Class 10 thermal release 0.7...1 A short-circuit release 13 A screw terminal standard switching capacity with transverse auxiliary switch 1 NO+1 NC | 1670 | 1 | Z9 | 1
3RV2011-0JA20 |  | Circuit breaker size S00 for motor protection, CLASS 10 A-release 0.7...1 A N-release 13 A Spring-type terminal Standard switching capacity | 1330 | 1 | Z9 | 1
3RV2011-0JA25 |  | circuit breaker frame size S00 for motor protection, Class 10 thermal release 0.7...1 A short-circuit release 13 A spring-loaded terminal standard switching capacity with transverse auxiliary switch 1 NO+1 NC | 1670 | 1 | Z9 | 1
3RV2011-0KA10 |  | Circuit breaker size S00 for motor protection, CLASS 10 A-release 0.9...1.25 A N-release 16 A screw terminal Standard switching capacity | 1410 | 1 | Z9 | 1
3RV2011-0KA10-0BA0 |  | special type circuit breaker frame size S00 for motor protection, Class 10 thermal release 0.9-1.25 A short-circuit release 16 A screw terminal standard switching capacity ambient temperature -50 Â°C 500 operating cycles | 2030 | 1 | Z9 | 1
3RV2011-0KA15 |  | circuit breaker frame size S00 for motor protection, Class 10 thermal release 0.9...1.25 A short-circuit release 16 A screw terminal standard switching capacity with transverse auxiliary switch 1 NO+1 NC | 1750 | 1 | Z9 | 1
3RV2011-0KA20 |  | Circuit breaker size S00 for motor protection, CLASS 10 A-release 0.9...1.25 A N-release 16 A Spring-type terminal Standard switching capacity | 1410 | 1 | Z9 | 1
3RV2011-0KA25 |  | circuit breaker frame size S00 for motor protection, Class 10 thermal release 0.9...1.25 A short-circuit release 16 A spring-loaded terminal standard switching capacity with transverse auxiliary switch 1 NO+1 NC | 1750 | 1 | Z9 | 1
3RV2011-1AA10 |  | Circuit breaker size S00 for motor protection, CLASS 10 A-release 1.1...1.6 A N-release 21 A screw terminal Standard switching capacity | 1410 | 1 | Z9 | 1
3RV2011-1AA10-0BA0 |  | Special type Circuit breaker size S00 for motor protection, CLASS 10 A-release 1.1...1.6 A N-release 21 A screw terminal Standard switching capacity Ambient temperature -50 Â°C 500 switching cycles | 2030 | 1 | Z9 | 1
3RV2011-1AA15 |  | circuit breaker frame size S00 for motor protection, Class 10 thermal release 1.1...1.6 A short-circuit release 21 A screw terminal standard switching capacity with transverse auxiliary switch 1 NO+1 NC | 1750 | 1 | Z9 | 1
3RV2011-1AA20 |  | Circuit breaker size S00 for motor protection, CLASS 10 A-release 1.1...1.6 A N-release 21 A Spring-type terminal Standard switching capacity | 1410 | 1 | Z9 | 1
3RV2011-1AA20-0BA0 |  | Special type Circuit breaker size S00 for motor protection, CLASS 10 A-release 1.1...1.6 A N-release 21 A Spring-type terminal Standard switching capacity Ambient temperature -50 Â°C 500 switching cycles | 2030 | 1 | Z9 | 1
3RV2011-1AA25 |  | circuit breaker frame size S00 for motor protection, Class 10 thermal release 1.1...1.6 A short-circuit release 21 A spring-loaded terminal standard switching capacity with transverse auxiliary switch 1 NO+1 NC | 1750 | 1 | Z9 | 1
3RV2011-1BA10 |  | Circuit breaker size S00 for motor protection, CLASS 10 A-release 1.4...2 A N-release 26 A screw terminal Standard switching capacity | 1470 | 1 | Z9 | 1
3RV2011-1BA15 |  | circuit breaker frame size S00 for motor protection, Class 10 thermal release 1.4...2 A short-circuit release 26 A screw terminal standard switching capacity with transverse auxiliary switch 1 NO+1 NC | 1810 | 1 | Z9 | 1
3RV2011-1BA15-0BA0 |  | special type circuit breaker frame size S00 for motor protection, Class 10 thermal release 1.4...2 A short-circuit release 26 A screw terminal standard switching capacity with transverse auxiliary switch 1 NO+1 NC ambient temperature -50 Â°C 500 operating cycles | 2470 | 1 | Z9 | 1
3RV2011-1BA20 |  | Circuit breaker size S00 for motor protection, CLASS 10 A-release 1.4...2 A N-release 26 A Spring-type terminal Standard switching capacity | 1470 | 1 | Z9 | 1
3RV2011-1BA25 |  | circuit breaker frame size S00 for motor protection, Class 10 thermal release 1.4...2 A short-circuit release 26 A spring-loaded terminal standard switching capacity with transverse auxiliary switch 1 NO+1 NC | 1810 | 1 | Z9 | 1
3RV2011-1CA10 |  | Circuit breaker size S00 for motor protection, CLASS 10 A-release 1.8...2.5 A N-release 33 A screw terminal Standard switching capacity | 1470 | 1 | Z9 | 1
3RV2011-1CA10-0BA0 |  | Special type Circuit breaker size S00 for motor protection, CLASS 10 A-release 1.8...2.5 A N-release 33 A screw terminal Standard switching capacity Ambient temperature -50 Â°C 500 switching cycles | 2080 | 1 | Z9 | 1
3RV2011-1CA15 |  | circuit breaker frame size S00 for motor protection, Class 10 thermal release 1.8...2.5 A short-circuit release 33 A screw terminal standard switching capacity with transverse auxiliary switch 1 NO+1 NC | 1810 | 1 | Z9 | 1
3RV2011-1CA15-0BA0 |  | special type circuit breaker frame size S00 for motor protection, Class 10 thermal release 1.8...2.5 A short-circuit release 33 A screw terminal standard switching capacity with transverse auxiliary switch 1 NO+1 NC ambient temperature -50 Â°C 500 operating cycles | 2470 | 1 | Z9 | 1
3RV2011-1CA20 |  | Circuit breaker size S00 for motor protection, CLASS 10 A-release 1.8...2.5 A N-release 33 A Spring-type terminal Standard switching capacity | 1470 | 1 | Z9 | 1
3RV2011-1CA25 |  | circuit breaker frame size S00 for motor protection, Class 10 thermal release 1.8...2.5 A short-circuit release 33 A spring-loaded terminal standard switching capacity with transverse auxiliary switch 1 NO+1 NC | 1810 | 1 | Z9 | 1
3RV2011-1DA10 |  | Circuit breaker size S00 for motor protection, CLASS 10 A-release 2.2...3.2 A N release 42 A screw terminal Standard switching capacity | 1470 | 1 | Z9 | 1
3RV2011-1DA10-0BA0 |  | Special type Circuit breaker size S00 for motor protection, CLASS 10 A-release 2.2...3.2 A N release 42 A screw terminal Standard switching capacity Ambient temperature -50 Â°C 500 switching cycles | 2080 | 1 | Z9 | 1
3RV2011-1DA15 |  | circuit breaker frame size S00 for motor protection, Class 10 thermal release 2.2...3.2 A short-circuit release 42 A screw terminal standard switching capacity with transverse auxiliary switch 1 NO+1 NC | 1810 | 1 | Z9 | 1
3RV2011-1DA20 |  | Circuit breaker size S00 for motor protection, CLASS 10 A-release 2.2...3.2 A N release 42 A Spring-type terminal Standard switching capacity | 1470 | 1 | Z9 | 1
3RV2011-1DA25 |  | circuit breaker frame size S00 for motor protection, Class 10 thermal release 2.2...3.2 A short-circuit release 42 A spring-loaded terminal standard switching capacity with transverse auxiliary switch 1 NO+1 NC | 1810 | 1 | Z9 | 1
3RV2011-1EA10 |  | Circuit breaker size S00 for motor protection, CLASS 10 A-release 2.8...4 A N release 52 A screw terminal Standard switching capacity | 1470 | 1 | Z9 | 1
3RV2011-1EA10-0BA0 |  | Special type Circuit breaker size S00 for motor protection, CLASS 10 A-release 2.8...4 A N release 52 A screw terminal Standard switching capacity Ambient temperature -50 Â°C 500 switching cycles | 2080 | 1 | Z9 | 1
3RV2011-1EA15 |  | circuit breaker frame size S00 for motor protection, Class 10 thermal release 2.8...4 A short-circuit release 52 A screw terminal standard switching capacity with transverse auxiliary switch 1 NO+1 NC | 1810 | 1 | Z9 | 1
3RV2011-1EA15-0BA0 |  | special type circuit breaker frame size S00 for motor protection, Class 10 thermal release 2.8...4 A short-circuit release 52 A screw terminal standard switching capacity with transverse auxiliary switch 1 NO+1 NC ambient temperature -50 Â°C 500 operating cycles | 2470 | 1 | Z9 | 1
3RV2011-1EA20 |  | Circuit breaker size S00 for motor protection, CLASS 10 A-release 2.8...4 A N release 52 A Spring-type terminal Standard switching capacity | 1470 | 1 | Z9 | 1
3RV2011-1EA25 |  | circuit breaker frame size S00 for motor protection, Class 10 thermal release 2.8...4 A short-circuit release 52 A spring-loaded terminal standard switching capacity with transverse auxiliary switch 1 NO+1 NC | 1810 | 1 | Z9 | 1
3RV2011-1EA25-0BA0 |  | special type circuit breaker frame size S00 for motor protection, Class 10 thermal release 2.8...4 A short-circuit release 52 A spring-loaded terminal standard switching capacity with transverse auxiliary switch 1 NO+1 NC ambient temperature -50 Â°C 500 operating cycles | 2470 | 1 | Z9 | 1
3RV2011-1FA10 |  | Circuit breaker size S00 for motor protection, CLASS 10 A-release 3.5...5 A N release 65 A screw terminal Standard switching capacity | 1470 | 1 | Z9 | 1
3RV2011-1FA10-0BA0 |  | Special type Circuit breaker size S00 for motor protection, CLASS 10 A-release 3.5...5 A N release 65 A screw terminal Standard switching capacity Ambient temperature -50 Â°C 500 switching cycles | 2080 | 1 | Z9 | 1
3RV2011-1FA15 |  | circuit breaker frame size S00 for motor protection, Class 10 thermal release 3.5...5 A short-circuit release 65 A screw terminal standard switching capacity with transverse auxiliary switch 1 NO+1 NC | 1810 | 1 | Z9 | 1
3RV2011-1FA15-0BA0 |  | special type circuit breaker frame size S00 for motor protection, Class 10 thermal release 3.5...5 A short-circuit release 65 A screw terminal standard switching capacity with transverse auxiliary switch 1 NO+1 NC ambient temperature -50 Â°C 500 operating cycles | 2470 | 1 | Z9 | 1
3RV2011-1FA20 |  | Circuit breaker size S00 for motor protection, CLASS 10 A-release 3.5...5 A N release 65 A Spring-type terminal Standard switching capacity | 1470 | 1 | Z9 | 1
3RV2011-1FA25 |  | circuit breaker frame size S00 for motor protection, Class 10 thermal release 3.5...5 A short-circuit release 65 A spring-loaded terminal standard switching capacity with transverse auxiliary switch 1 NO+1 NC | 1810 | 1 | Z9 | 1
3RV2011-1GA10 |  | Circuit breaker size S00 for motor protection, CLASS 10 A-release 4.5...6.3 A N-release 82 A screw terminal Standard switching capacity | 1470 | 1 | Z9 | 1
3RV2011-1GA10-0BA0 |  | Special type Circuit breaker size S00 for motor protection, CLASS 10 A-release 4.5...6.3 A N-release 82 A screw terminal Standard switching capacity Ambient temperature -50 Â°C 500 switching cycles | 2080 | 1 | Z9 | 1
3RV2011-1GA15 |  | circuit breaker frame size S00 for motor protection, Class 10 thermal release 4.5...6.3 A short-circuit release 82 A screw terminal standard switching capacity with transverse auxiliary switch 1 NO+1 NC | 1810 | 1 | Z9 | 1
3RV2011-1GA15-0BA0 |  | special type circuit breaker frame size S00 for motor protection, Class 10 thermal release 4.5...6.3 A short-circuit release 82 A screw terminal standard switching capacity with transverse auxiliary switch 1 NO+1 NC ambient temperature -50 Â°C 500 operating cycles | 2470 | 1 | Z9 | 1
3RV2011-1GA20 |  | Circuit breaker size S00 for motor protection, CLASS 10 A-release 4.5...6.3 A N-release 82 A Spring-type terminal Standard switching capacity | 1470 | 1 | Z9 | 1
3RV2011-1GA25 |  | circuit breaker frame size S00 for motor protection, Class 10 thermal release 4.5...6.3 A short-circuit release 82 A spring-loaded terminal standard switching capacity with transverse auxiliary switch 1 NO+1 NC | 1810 | 1 | Z9 | 1
3RV2011-1HA10 |  | Circuit breaker size S00 for motor protection, CLASS 10 A-release 5.5...8 A N-release 104 A screw terminal Standard switching capacity | 1470 | 1 | Z9 | 1
3RV2011-1HA10-0BA0 |  | Special type Circuit breaker size S00 for motor protection, CLASS 10 A-release 5.5...8 A N-release 104 A screw terminal Standard switching capacity Ambient temperature -50 Â°C 500 switching cycles | 2080 | 1 | Z9 | 1
3RV2011-1HA15 |  | circuit breaker frame size S00 for motor protection, Class 10 thermal release 5.5...8 A short-circuit release 104 A screw terminal standard switching capacity with transverse auxiliary switch 1 NO+1 NC | 1810 | 1 | Z9 | 1
3RV2011-1HA15-0BA0 |  | special type circuit breaker frame size S00 for motor protection, Class 10 thermal release 5.5...8 A short-circuit release 104 A screw terminal standard switching capacity with transverse auxiliary switch 1 NO+1 NC ambient temperature -50 Â°C 500 operating cycles | 2470 | 1 | Z9 | 1
3RV2011-1HA20 |  | Circuit breaker size S00 for motor protection, CLASS 10 A-release 5.5...8 A N-release 104 A Spring-type terminal Standard switching capacity | 1470 | 1 | Z9 | 1
3RV2011-1HA25 |  | circuit breaker frame size S00 for motor protection, Class 10 thermal release 5.5...8 A short-circuit release 104 A spring-loaded terminal standard switching capacity with transverse auxiliary switch 1 NO+1 NC | 1810 | 1 | Z9 | 1
3RV2011-1JA10 |  | Circuit breaker size S00 for motor protection, CLASS 10 A-release 7...10 A N release 130 A screw terminal Standard switching capacity | 1660 | 1 | Z9 | 1
3RV2011-1JA10-0BA0 |  | Special type Circuit breaker size S00 for motor protection, CLASS 10 A-release 7...10 A N release 130 A screw terminal Standard switching capacity Ambient temperature -50 Â°C 500 switching cycles | 2300 | 1 | Z9 | 1
3RV2011-1JA15 |  | circuit breaker frame size S00 for motor protection, Class 10 thermal release 7...10 A short-circuit release 130 A screw terminal standard switching capacity with transverse auxiliary switch 1 NO+1 NC | 1990 | 1 | Z9 | 1
3RV2011-1JA20 |  | Circuit breaker size S00 for motor protection, CLASS 10 A-release 7...10 A N release 130 A Spring-type terminal Standard switching capacity | 1660 | 1 | Z9 | 1
3RV2011-1JA25 |  | circuit breaker frame size S00 for motor protection, Class 10 thermal release 7...10 A short-circuit release 130 A spring-loaded terminal standard switching capacity with transverse auxiliary switch 1 NO+1 NC | 1990 | 1 | Z9 | 1
3RV2011-1KA10 |  | Circuit breaker size S00 for motor protection, CLASS 10 A-release 9...12 A N-release 163 A screw terminal Standard switching capacity | 1660 | 1 | Z9 | 1
3RV2011-1KA10-0BA0 |  | Special type Circuit breaker size S00 for motor protection, CLASS 10 A-release 9...12 A N-release 163 A screw terminal Standard switching capacity Ambient temperature -50 Â°C 500 switching cycles | 2300 | 1 | Z9 | 1
3RV2011-1KA15 |  | circuit breaker frame size S00 for motor protection, Class 10 thermal release 9...12.5 A short-circuit release 163 A screw terminal standard switching capacity with transverse auxiliary switch 1 NO+1 NC | 1990 | 1 | Z9 | 1
3RV2011-1KA15-0BA0 |  | special type circuit breaker frame size S00 for motor protection, Class 10 thermal release 9...12.5 A short-circuit release 163 A screw terminal standard switching capacity with transverse auxiliary switch 1 NO+1 NC ambient temperature -50 Â°C 500 operating cycles | 2620 | 1 | Z9 | 1
3RV2011-1KA20 |  | Circuit breaker size S00 for motor protection, CLASS 10 A-release 9...12 A N-release 163 A Spring-type terminal Standard switching capacity | 1660 | 1 | Z9 | 1
3RV2011-1KA25 |  | circuit breaker frame size S00 for motor protection, Class 10 thermal release 9...12.5 A short-circuit release 163 A spring-loaded terminal standard switching capacity with transverse auxiliary switch 1 NO+1 NC | 1990 | 1 | Z9 | 1
3RV2011-4AA10 |  | Circuit breaker size S00 for motor protection, CLASS 10 A-release 10...16 A N-release 208 A screw terminal Standard switching capacity | 1720 | 1 | Z9 | 1
3RV2011-4AA10-0BA0 |  | Special type Circuit breaker size S00 for motor protection, CLASS 10 A-release 10...16 A N-release 208 A screw terminal Standard switching capacity Ambient temperature -50 Â°C 500 switching cycles | 2360 | 1 | Z9 | 1
3RV2011-4AA15 |  | circuit breaker frame size S00 for motor protection, Class 10 thermal release 10...16 A short-circuit release 208 A screw terminal standard switching capacity with transverse auxiliary switch 1 NO+1 NC | 2080 | 1 | Z9 | 1
3RV2011-4AA15-0BA0 |  | special type circuit breaker frame size S00 for motor protection, Class 10 thermal release 10...16 A short-circuit release 208 A screw terminal standard switching capacity with transverse auxiliary switch 1 NO+1 NC ambient temperature -50 Â°C 500 operating cycles | 2670 | 1 | Z9 | 1
3RV2011-4AA20 |  | Circuit breaker size S00 for motor protection, CLASS 10 A-release 10...16 A N-release 208 A Spring-type terminal Standard switching capacity | 1720 | 1 | Z9 | 1
3RV2011-4AA20-0BA0 |  | Special type Circuit breaker size S00 for motor protection, CLASS 10 A-release 10...16 A N-release 208 A Spring-type terminal Standard switching capacity Ambient temperature -50 Â°C 500 switching cycles | 2360 | 1 | Z9 | 1
3RV2011-4AA25 |  | circuit breaker frame size S00 for motor protection, Class 10 thermal release 10...16 A short-circuit release 208 A spring-loaded terminal standard switching capacity with transverse auxiliary switch 1 NO+1 NC | 2050 | 1 | Z9 | 1
3RV2021-0AA10 |  | Circuit breaker size S0 for motor protection, Class 10 A-release 0.11...0.16 A Short-circuit release 2.1 A Screw terminal Standard switching capacity | 1280 | 1 | Z9 | 1
3RV2021-0BA10 |  | Circuit breaker size S0 for motor protection, Class 10 A-release 0.14...0.2 A Short-circuit release 2.6 A Screw terminal Standard switching capacity | 1280 | 1 | Z9 | 1
3RV2021-0CA10 |  | Circuit breaker size S0 for motor protection, Class 10 A-release 0.18...0.25 A Short-circuit release 3.3 A Screw terminal Standard switching capacity | 1280 | 1 | Z9 | 1
3RV2021-0DA10 |  | Circuit breaker size S0 for motor protection, Class 10 A-release 0.22...0.32 A Short-circuit release 4.2 A Screw terminal Standard switching capacity | 1300 | 1 | Z9 | 1
3RV2021-0EA10 |  | Circuit breaker size S0 for motor protection, Class 10 A-release 0.28...0.4 A Short-circuit release 5.2 A Screw terminal Standard switching capacity | 1300 | 1 | Z9 | 1
3RV2021-0FA10 |  | Circuit breaker size S0 for motor protection, Class 10 A-release 0.35...0.5 A Short-circuit release 6.5 A Screw terminal Standard switching capacity | 1300 | 1 | Z9 | 1
3RV2021-0FA10-0DA0 |  | circuit breaker size S0 for system protection without phase failure protection A-release 0.35...0.5 A short-circuit release 6.5 A screw terminal standard switching capacity | 1750 | 1 | Z9 | 1
3RV2021-0GA10 |  | Circuit breaker size S0 for motor protection, CLASS 10 A-release 0.45...0.63 A N-release 8.2 A screw terminal Standard switching capacity | 1300 | 1 | Z9 | 1
3RV2021-0GA10-0DA0 |  | Circuit breaker size S0 for system protection without phase failure protection A-release 0.45...0.63 A short-circuit release 8.2 A screw terminal standard switching capacity | 1750 | 1 | Z9 | 1
3RV2021-0GA20 |  | Circuit breaker size S0 for motor protection, CLASS 10 A-release 0.45...0.63 A N-release 8.2 A Spring-type terminal Standard switching capacity | 1300 | 1 | Z9 | 1
3RV2021-0GA25 |  | circuit breaker frame size S0 for motor protection, Class 10 thermal release 0.45...0.63 A short-circuit release 8.2 A spring-loaded terminal standard switching capacity with transverse auxiliary switch 1 NO+1 NC | 1640 | 1 | Z9 | 1
3RV2021-0HA10 |  | Circuit breaker size S0 for motor protection, CLASS 10 A-release 0.55...0.8 A N-release 10 A screw terminal Standard switching capacity | 1380 | 1 | Z9 | 1
3RV2021-0HA15 |  | circuit breaker frame size S0 for motor protection, Class 10 thermal release 0.55...0.8 A short-circuit release 10 A screw terminal standard switching capacity with transverse auxiliary switch 1 NO+1 NC | 1720 | 1 | Z9 | 1
3RV2021-0HA20 |  | Circuit breaker size S0 for motor protection, CLASS 10 A-release 0.55...0.8 A N-release 10 A Spring-type terminal Standard switching capacity | 1380 | 1 | Z9 | 1
3RV2021-0HA25 |  | circuit breaker frame size S0 for motor protection, Class 10 thermal release 0.55...0.8 A short-circuit release 10 A spring-loaded terminal standard switching capacity with transverse auxiliary switch 1 NO+1 NC | 1720 | 1 | Z9 | 1
3RV2021-0JA10 |  | Circuit breaker size S0 for motor protection, CLASS 10 A-release 0.7...1 A N-release 13 A screw terminal Standard switching capacity | 1380 | 1 | Z9 | 1
3RV2021-0JA15 |  | circuit breaker frame size S0 for motor protection, Class 10 thermal release 0.7...1 A short-circuit release 13 A screw terminal standard switching capacity with transverse auxiliary switch 1 NO+1 NC | 1720 | 1 | Z9 | 1
3RV2021-0JA20 |  | Circuit breaker size S0 for motor protection, CLASS 10 A-release 0.7...1 A N-release 13 A Spring-type terminal Standard switching capacity | 1380 | 1 | Z9 | 1
3RV2021-0JA20-0BA0 |  | Special type Circuit breaker size S0 for motor protection, CLASS 10 A-release 0.7...1 A N-release 13 A Spring-type terminal Standard switching capacity Ambient temperature -50 Â°C 500 switching cycles | 2030 | 1 | Z9 | 1
3RV2021-0JA25 |  | circuit breaker frame size S0 for motor protection, Class 10 thermal release 0.7...1 A short-circuit release 13 A spring-loaded terminal standard switching capacity with transverse auxiliary switch 1 NO+1 NC | 1720 | 1 | Z9 | 1
3RV2021-0KA10 |  | Circuit breaker size S0 for motor protection, CLASS 10 A-release 0.9...1.25 A N-release 16 A screw terminal Standard switching capacity | 1470 | 1 | Z9 | 1
3RV2021-0KA10-0DA0 |  | circuit breaker size S0 for system protection without phase failure protection A-release 0.9...1.25 A short-circuit release 16 A screw terminal standard switching capacity | 1970 | 1 | Z9 | 1
3RV2021-0KA15 |  | circuit breaker frame size S0 for motor protection, Class 10 thermal release 0.9...1.25 A short-circuit release 16 A screw terminal standard switching capacity with transverse auxiliary switch 1 NO+1 NC | 1810 | 1 | Z9 | 1
3RV2021-0KA20 |  | Circuit breaker size S0 for motor protection, CLASS 10 A-release 0.9...1.25 A N-release 16 A Spring-type terminal Standard switching capacity | 1470 | 1 | Z9 | 1
3RV2021-0KA25 |  | circuit breaker frame size S0 for motor protection, Class 10 thermal release 0.9...1.25 A short-circuit release 16 A spring-loaded terminal standard switching capacity with transverse auxiliary switch 1 NO+1 NC | 1810 | 1 | Z9 | 1
3RV2021-1AA10 |  | Circuit breaker size S0 for motor protection, CLASS 10 A-release 1.1...1.6 A N-release 21 A screw terminal Standard switching capacity | 1470 | 1 | Z9 | 1
3RV2021-1AA10-0DA0 |  | circuit breaker size S0 for system protection without phase failure protection A-release 1.1...1.6 A short-circuit release 21 A screw terminal standard switching capacity | 1970 | 1 | Z9 | 1
3RV2021-1AA15 |  | circuit breaker frame size S0 for motor protection, Class 10 thermal release 1.1...1.6 A short-circuit release 21 A screw terminal standard switching capacity with transverse auxiliary switch 1 NO+1 NC | 1810 | 1 | Z9 | 1
3RV2021-1AA20 |  | Circuit breaker size S0 for motor protection, CLASS 10 A-release 1.1...1.6 A N-release 21 A Spring-type terminal Standard switching capacity | 1470 | 1 | Z9 | 1
3RV2021-1AA20-0BA0 |  | Special type Circuit breaker size S0 for motor protection, CLASS 10 A-release 1.1...1.6 A N-release 21 A Spring-type terminal Standard switching capacity Ambient temperature -50 Â°C 500 switching cycles | 2110 | 1 | Z9 | 1
3RV2021-1AA25 |  | circuit breaker frame size S0 for motor protection, Class 10 thermal release 1.1...1.6 A short-circuit release 21 A spring-loaded terminal standard switching capacity with transverse auxiliary switch 1 NO+1 NC | 1810 | 1 | Z9 | 1
3RV2021-1BA10 |  | Circuit breaker size S0 for motor protection, CLASS 10 A-release 1.4...2 A N-release 26 A screw terminal Standard switching capacity | 1540 | 1 | Z9 | 1
3RV2021-1BA15 |  | circuit breaker frame size S0 for motor protection, Class 10 thermal release 1.4...2 A short-circuit release 26 A screw terminal standard switching capacity with transverse auxiliary switch 1 NO+1 NC | 1880 | 1 | Z9 | 1
3RV2021-1BA20 |  | Circuit breaker size S0 for motor protection, CLASS 10 A-release 1.4...2 A N-release 26 A Spring-type terminal Standard switching capacity | 1540 | 1 | Z9 | 1
3RV2021-1BA20-0BA0 |  | Special type Circuit breaker size S0 for motor protection, CLASS 10 A-release 1.4...2 A N-release 26 A Spring-type terminal Standard switching capacity Ambient temperature -50 Â°C 500 switching cycles | 2180 | 1 | Z9 | 1
3RV2021-1BA25 |  | circuit breaker frame size S0 for motor protection, Class 10 thermal release 1.4...2 A short-circuit release 26 A spring-loaded terminal standard switching capacity with transverse auxiliary switch 1 NO+1 NC | 1880 | 1 | Z9 | 1
3RV2021-1CA10 |  | Circuit breaker size S0 for motor protection, CLASS 10 A-release 1.8...2.5 A N-release 33 A screw terminal Standard switching capacity | 1540 | 1 | Z9 | 1
3RV2021-1CA10-0DA0 |  | circuit breaker size S0 for system protection without phase failure protection A-release 1.8...2.5 A short-circuit release 33 A screw terminal standard switching capacity | 2050 | 1 | Z9 | 1
3RV2021-1CA15 |  | circuit breaker frame size S0 for motor protection, Class 10 thermal release 1.8...2.5 A short-circuit release 33 A screw terminal standard switching capacity with transverse auxiliary switch 1 NO+1 NC | 1880 | 1 | Z9 | 1
3RV2021-1CA20 |  | Circuit breaker size S0 for motor protection, CLASS 10 A-release 1.8...2.5 A N-release 33 A Spring-type terminal Standard switching capacity | 1540 | 1 | Z9 | 1
3RV2021-1CA20-0BA0 |  | Special type Circuit breaker size S0 for motor protection, CLASS 10 A-release 1.8...2.5 A N-release 33 A Spring-type terminal Standard switching capacity Ambient temperature -50 Â°C 500 switching cycles | 2180 | 1 | Z9 | 1
3RV2021-1CA25 |  | circuit breaker frame size S0 for motor protection, Class 10 thermal release 1.8...2.5 A short-circuit release 33 A spring-loaded terminal standard switching capacity with transverse auxiliary switch 1 NO+1 NC | 1880 | 1 | Z9 | 1
3RV2021-1DA10 |  | Circuit breaker size S0 for motor protection, CLASS 10 A-release 2.2...3.2 A N release 42 A screw terminal Standard switching capacity | 1540 | 1 | Z9 | 1
3RV2021-1DA10-0DA0 |  | circuit breaker size S0 for system protection without phase failure protection A-release 2.2...3.2 A short-circuit release 42 A screw terminal standard switching capacity | 2050 | 1 | Z9 | 1
3RV2021-1DA15 |  | circuit breaker frame size S0 for motor protection, Class 10 thermal release 2.2...3.2 A short-circuit release 42 A screw terminal standard switching capacity with transverse auxiliary switch 1 NO+1 NC | 1880 | 1 | Z9 | 1
3RV2021-1DA20 |  | Circuit breaker size S0 for motor protection, CLASS 10 A-release 2.2...3.2 A N release 42 A Spring-type terminal Standard switching capacity | 1540 | 1 | Z9 | 1
3RV2021-1DA25 |  | circuit breaker frame size S0 for motor protection, Class 10 thermal release 2.2...3.2 A short-circuit release 42 A spring-loaded terminal standard switching capacity with transverse auxiliary switch 1 NO+1 NC | 1880 | 1 | Z9 | 1
3RV2021-1EA10 |  | Circuit breaker size S0 for motor protection, CLASS 10 A-release 2.8...4 A N release 52 A screw terminal Standard switching capacity | 1540 | 1 | Z9 | 1
3RV2021-1EA10-0DA0 |  | Circuit breaker size S0 for system protection without phase failure protection A-release 2.8...4 A Short-circuit release 52 A Screw terminal Standard switching capacity | 2050 | 1 | Z9 | 1
3RV2021-1EA15 |  | circuit breaker frame size S0 for motor protection, Class 10 thermal release 2.8...4 A short-circuit release 52 A screw terminal standard switching capacity with transverse auxiliary switch 1 NO+1 NC | 1880 | 1 | Z9 | 1
3RV2021-1EA20 |  | Circuit breaker size S0 for motor protection, CLASS 10 A-release 2.8...4 A N release 52 A Spring-type terminal Standard switching capacity | 1540 | 1 | Z9 | 1
3RV2021-1EA20-0BA0 |  | CIRCUIT-BREAKER SZ S0, FOR MOTOR PROTECTION, CLASS 10, A-REL. 2.8...4A, N-REL. 52A SPRING-L. CONNECTION, STANDARD SW. CAPACITY | 2180 | 1 | Z9 | 1
3RV2021-1EA25 |  | circuit breaker frame size S0 for motor protection, Class 10 thermal release 2.8...4 A short-circuit release 52 A spring-loaded terminal standard switching capacity with transverse auxiliary switch 1 NO+1 NC | 1880 | 1 | Z9 | 1
3RV2021-1FA10 |  | Circuit breaker size S0 for motor protection, CLASS 10 A-release 3.5...5 A N release 65 A screw terminal Standard switching capacity | 1540 | 1 | Z9 | 1
3RV2021-1FA10-0DA0 |  | circuit breaker size S0 for system protection without phase failure protection A-release 3.5...5 A short-circuit release 65 A screw terminal standard switching capacity | 2050 | 1 | Z9 | 1
3RV2021-1FA15 |  | circuit breaker frame size S0 for motor protection, Class 10 thermal release 3.5...5 A short-circuit release 65 A screw terminal standard switching capacity with transverse auxiliary switch 1 NO+1 NC | 1880 | 1 | Z9 | 1
3RV2021-1FA20 |  | Circuit breaker size S0 for motor protection, CLASS 10 A-release 3.5...5 A N release 65 A Spring-type terminal Standard switching capacity | 1540 | 1 | Z9 | 1
3RV2021-1FA25 |  | circuit breaker frame size S0 for motor protection, Class 10 thermal release 3.5...5 A short-circuit release 65 A spring-loaded terminal standard switching capacity with transverse auxiliary switch 1 NO+1 NC | 1880 | 1 | Z9 | 1
3RV2021-1GA10 |  | Circuit breaker size S0 for motor protection, CLASS 10 A-release 4.5...6.3 A N-release 82 A screw terminal Standard switching capacity | 1540 | 1 | Z9 | 1
3RV2021-1GA10-0DA0 |  | Circuit breaker size S0 for system protection without phase failure protection A-release 4.5...6.3 A N-release 82 A screw terminal Standard switching capacity | 2050 | 1 | Z9 | 1
3RV2021-1GA15 |  | circuit breaker frame size S0 for motor protection, Class 10 thermal release 4.5...6.3 A short-circuit release 82 A screw terminal standard switching capacity with transverse auxiliary switch 1 NO+1 NC | 1880 | 1 | Z9 | 1
3RV2021-1GA20 |  | Circuit breaker size S0 for motor protection, CLASS 10 A-release 4.5...6.3 A N-release 82 A Spring-type terminal Standard switching capacity | 1540 | 1 | Z9 | 1
3RV2021-1GA25 |  | circuit breaker frame size S0 for motor protection, Class 10 thermal release 4.5...6.3 A short-circuit release 82 A spring-loaded terminal standard switching capacity with transverse auxiliary switch 1 NO+1 NC | 1880 | 1 | Z9 | 1
3RV2021-1HA10 |  | Circuit breaker size S0 for motor protection, CLASS 10 A-release 5.5...8 A N-release 104 A screw terminal Standard switching capacity | 1540 | 1 | Z9 | 1
3RV2021-1HA10-0DA0 |  | Circuit breaker size S0 for system protection without phase failure protection A-release 5.5...8 A N-release 104 A screw terminal Standard switching capacity | 2050 | 1 | Z9 | 1
3RV2021-1HA15 |  | circuit breaker frame size S0 for motor protection, Class 10 thermal release 5.5...8 A short-circuit release 104 A screw terminal standard switching capacity with transverse auxiliary switch 1 NO+1 NC | 1880 | 1 | Z9 | 1
3RV2021-1HA20 |  | Circuit breaker size S0 for motor protection, CLASS 10 A-release 5.5...8 A N-release 104 A Spring-type terminal Standard switching capacity | 1540 | 1 | Z9 | 1
3RV2021-1HA25 |  | circuit breaker frame size S0 for motor protection, Class 10 thermal release 5.5...8 A short-circuit release 104 A spring-loaded terminal standard switching capacity with transverse auxiliary switch 1 NO+1 NC | 1880 | 1 | Z9 | 1
3RV2021-1JA10 |  | Circuit breaker size S0 for motor protection, CLASS 10 A-release 7...10 A N release 130 A screw terminal Standard switching capacity | 1720 | 1 | Z9 | 1
3RV2021-1JA10-0DA0 |  | Circuit breaker size S0 for system protection without phase failure protection A-release 7...10 A N-release 130 A screw terminal Standard switching capacity | 2300 | 1 | Z9 | 1
3RV2021-1JA15 |  | circuit breaker frame size S0 for motor protection, Class 10 thermal release 7...10 A short-circuit release 130 A screw terminal standard switching capacity with transverse auxiliary switch 1 NO+1 NC | 2050 | 1 | Z9 | 1
3RV2021-1JA20 |  | Circuit breaker size S0 for motor protection, CLASS 10 A-release 7...10 A N release 130 A Spring-type terminal Standard switching capacity | 1720 | 1 | Z9 | 1
3RV2021-1JA20-0BA0 |  | Special type Circuit breaker size S0 for motor protection, CLASS 10 A-release 7...10 A N release 130 A Spring-type terminal Standard switching capacity Ambient temperature -50 Â°C 500 switching cycles | 2350 | 1 | Z9 | 1
3RV2021-1JA25 |  | circuit breaker frame size S0 for motor protection, Class 10 thermal release 7...10 A short-circuit release 130 A spring-loaded terminal standard switching capacity with transverse auxiliary switch 1 NO+1 NC | 2050 | 1 | Z9 | 1
3RV2021-1KA10 |  | Circuit breaker size S0 for motor protection, CLASS 10 A-release 9...12.5 A N-release 163 A screw terminal Standard switching capacity | 1720 | 1 | Z9 | 1
3RV2021-1KA10-0DA0 |  | Circuit breaker size S0 for system protection without phase failure protection A-release 9...12.5 A N-release 163 A screw terminal Standard switching capacity | 2300 | 1 | Z9 | 1
3RV2021-1KA15 |  | circuit breaker frame size S0 for motor protection, Class 10 thermal release 9...12.5 A short-circuit release 163 A screw terminal standard switching capacity with transverse auxiliary switch 1 NO+1 NC | 2050 | 1 | Z9 | 1
3RV2021-1KA20 |  | Circuit breaker size S0 for motor protection, CLASS 10 A-release 9...12 A N-release 163 A Spring-type terminal Standard switching capacity | 1720 | 1 | Z9 | 1
3RV2021-1KA20-0BA0 |  | Special type Circuit breaker size S0 for motor protection, CLASS 10 A-release 9...12 A N-release 163 A Spring-type terminal Standard switching capacity Ambient temperature -50 Â°C 500 switching cycles | 2360 | 1 | Z9 | 1
3RV2021-1KA25 |  | circuit breaker frame size S0 for motor protection, Class 10 thermal release 9...12.5 A short-circuit release 163 A spring-loaded terminal standard switching capacity with transverse auxiliary switch 1 NO+1 NC | 2050 | 1 | Z9 | 1
3RV2021-4AA10 |  | Circuit breaker size S0 for motor protection, CLASS 10 A-release 10...16 A N-release 208 A screw terminal Standard switching capacity | 1790 | 1 | Z9 | 1
3RV2021-4AA10-0DA0 |  | Circuit breaker size S0 for system protection without phase failure protection A-release 10...16 A N-release 208 A screw terminal Standard switching capacity | 2320 | 1 | Z9 | 1
3RV2021-4AA15 |  | circuit breaker frame size S0 for motor protection, Class 10 thermal release 10...16 A short-circuit release 208 A screw terminal standard switching capacity with transverse auxiliary switch 1 NO+1 NC | 2110 | 1 | Z9 | 1
3RV2021-4AA20 |  | Circuit breaker size S0 for motor protection, CLASS 10 A-release 10...16 A N-release 208 A Spring-type terminal Standard switching capacity | 1790 | 1 | Z9 | 1
3RV2021-4AA20-0BA0 |  | Special type Circuit breaker size S0 for motor protection, CLASS 10 A-release 10...16 A N-release 208 A Spring-type terminal Standard switching capacity Ambient temperature -50 Â°C 500 switching cycles | 2470 | 1 | Z9 | 1
3RV2021-4AA25 |  | circuit breaker frame size S0 for motor protection, Class 10 thermal release 10...16 A short-circuit release 208 A spring-loaded terminal standard switching capacity with transverse auxiliary switch 1 NO+1 NC | 2110 | 1 | Z9 | 1
3RV2021-4BA10 |  | Circuit breaker size S0 for motor protection, CLASS 10 A-release 13...20 A N-release 260 A screw terminal Standard switching capacity | 1790 | 1 | Z9 | 1
3RV2021-4BA10-0BA0 |  | Special type Circuit breaker size S0 for motor protection, CLASS 10 A-release 13...20 A N-release 260 A screw terminal Standard switching capacity Ambient temperature -50 Â°C 500 switching cycles | 2450 | 1 | Z9 | 1
3RV2021-4BA10-0DA0 |  | Circuit breaker size S0 for system protection without phase failure protection A-release 13...20 A N-release 260 A screw terminal Standard switching capacity | 2320 | 1 | Z9 | 1
3RV2021-4BA15 |  | circuit breaker frame size S0 for motor protection, Class 10 thermal release 13...20 A short-circuit release 260 A screw terminal standard switching capacity with transverse auxiliary switch 1 NO+1 NC | 2110 | 1 | Z9 | 1
3RV2021-4BA15-0BA0 |  | special type circuit breaker frame size S0 for motor protection, Class 10 thermal release 13...20 A short-circuit release 260 A screw terminal standard switching capacity with transverse auxiliary switch 1 NO+1 NC ambient temperature -50 Â°C 500 operating cycles | 2790 | 1 | Z9 | 1
3RV2021-4BA20 |  | Circuit breaker size S0 for motor protection, CLASS 10 A-release 13...20 A N-release 260 A Spring-type terminal Standard switching capacity | 1790 | 1 | Z9 | 1
3RV2021-4BA25 |  | circuit breaker frame size S0 for motor protection, Class 10 thermal release 13...20 A short-circuit release 260 A spring-loaded terminal standard switching capacity with transverse auxiliary switch 1 NO+1 NC | 2110 | 1 | Z9 | 1
3RV2021-4CA10 |  | Circuit breaker size S0 for motor protection, CLASS 10 A-release 16...22 A N-release 286 A screw terminal Standard switching capacity | 1900 | 1 | Z9 | 1
3RV2021-4CA10-0BA0 |  | Special type Circuit breaker size S0 for motor protection, CLASS 10 A-release 16...22 A N-release 286 A screw terminal Standard switching capacity Ambient temperature -50 Â°C 500 switching cycles | 2550 | 1 | Z9 | 1
3RV2021-4CA15 |  | circuit breaker frame size S0 for motor protection, Class 10 thermal release 16...22 A short-circuit release 286 A screw terminal standard switching capacity with transverse auxiliary switch 1 NO+1 NC | 2260 | 1 | Z9 | 1
3RV2021-4CA20 |  | Circuit breaker size S0 for motor protection, CLASS 10 A-release 16...22 A N-release 286 A Spring-type terminal Standard switching capacity | 1900 | 1 | Z9 | 1
3RV2021-4CA25 |  | circuit breaker frame size S0 for motor protection, Class 10 thermal release 16...22 A short-circuit release 286 A spring-loaded terminal standard switching capacity with transverse auxiliary switch 1 NO+1 NC | 2260 | 1 | Z9 | 1
3RV2021-4DA10 |  | Circuit breaker size S0 for motor protection, CLASS 10 A-release 18...25 A N-release 325 A Screw terminal Standard switching capacity | 2170 | 1 | Z9 | 1
3RV2021-4DA10-0BA0 |  | Special type Circuit breaker size S0 for motor protection, CLASS 10 A-release 18...25 A N-release 325 A Screw terminal Standard switching capacity Ambient temperature -50 Â°C 500 switching cycles | 2860 | 1 | Z9 | 1
3RV2021-4DA10-0DA0 |  | Circuit breaker size S0 For system protection Without phase failure protection A-release 18...25 A Short-circuit release 325 A Screw terminal Standard switching capacity | 2740 | 1 | Z9 | 1
3RV2021-4DA15 |  | circuit breaker frame size S0 for motor protection, Class 10 thermal release 18...25 A short-circuit release 325 A screw terminal standard switching capacity with transverse auxiliary switch 1 NO+1 NC | 2530 | 1 | Z9 | 1
3RV2021-4DA20 |  | Circuit breaker size S0 for motor protection, CLASS 10 A-release 18...25 A N-release 325 A Spring-type terminal Standard switching capacity | 2170 | 1 | Z9 | 1
3RV2021-4DA20-0BA0 |  | Special type Circuit breaker size S0 for motor protection, CLASS 10 A-release 18...25 A N-release 325 A Spring-type terminal Standard switching capacity Ambient temperature -50 Â°C 500 switching cycles | 2860 | 1 | Z9 | 1
3RV2021-4DA25 |  | circuit breaker frame size S0 for motor protection, Class 10 thermal release 18...25 A short-circuit release 325 A spring-loaded terminal standard switching capacity with transverse auxiliary switch 1 NO+1 NC | 2530 | 1 | Z9 | 1
3RV2021-4EA10 |  | Circuit breaker size S0 for motor protection, CLASS 10 A-release 27...32 A N-release 400 A screw terminal Standard switching capacity | 2740 | 1 | Z9 | 1
3RV2021-4EA10-0BA0 |  | Special type Circuit breaker size S0 for motor protection, CLASS 10 A-release 27...32 A N-release 400 A screw terminal Standard switching capacity Ambient temperature -50 Â°C 500 switching cycles | 3420 | 1 | Z9 | 1
3RV2021-4EA10-0DA0 |  | Circuit breaker size S0 for system protection without phase failure protection A-release 27...32 A N-release 400 A screw terminal Standard switching capacity | 3340 | 1 | Z9 | 1
3RV2021-4EA15 |  | circuit breaker frame size S0 for motor protection, Class 10 thermal release 27...32 A short-circuit release 400 A screw terminal standard switching capacity with transverse auxiliary switch 1 NO+1 NC | 3070 | 1 | Z9 | 1
3RV2021-4EA15-0BA0 |  | special type circuit breaker frame size S0 for motor protection, Class 10 thermal release 27...32 A short-circuit release 400 A screw terminal standard switching capacity with transverse auxiliary switch 1 NO+1 NC ambient temperature -50 Â°C 500 operating cycles | 3730 | 1 | Z9 | 1
3RV2021-4EA20 |  | Circuit breaker size S0 for motor protection, CLASS 10 A-release 27...32 A N-release 400 A Spring-type terminal Standard switching capacity | 2740 | 1 | Z9 | 1
3RV2021-4EA25 |  | circuit breaker frame size S0 for motor protection, Class 10 thermal release 27...32 A short-circuit release 400 A spring-loaded terminal standard switching capacity with transverse auxiliary switch 1 NO+1 NC | 3070 | 1 | Z9 | 1
3RV2021-4FA10 |  | Circuit breaker size S0 for motor protection, CLASS 10 A-release 34...40 A N-release 480 A screw terminal Standard switching capacity | 3580 | 1 | Z9 | 1
3RV2021-4FA10-0BA0 |  | Special type Circuit breaker size S0 for motor protection, CLASS 10 A-release 34...40 A N-release 480 A screw terminal Standard switching capacity Ambient temperature -50 Â°C 500 switching cycles | 4250 | 1 | Z9 | 1
3RV2021-4FA15 |  | circuit breaker frame size S0 for motor protection, Class 10 thermal release 34...40 A short-circuit release 480 A screw terminal standard switching capacity with transverse auxiliary switch 1 NO+1 NC | 3900 | 1 | Z9 | 1
3RV2021-4NA10 |  | Circuit breaker size S0 for motor protection, CLASS 10 A-release 23...28 A N-release 364 A screw terminal Standard switching capacity | 2740 | 1 | Z9 | 1
3RV2021-4NA15 |  | circuit breaker frame size S0 for motor protection, Class 10 thermal release 23...28 A short-circuit release 364 A screw terminal standard switching capacity with transverse auxiliary switch 1 NO+1 NC | 3070 | 1 | Z9 | 1
3RV2021-4NA20 |  | Circuit breaker size S0 for motor protection, CLASS 10 A-release 23...28 A N-release 364 A Spring-type terminal Standard switching capacity | 2740 | 1 | Z9 | 1
3RV2021-4NA20-0BA0 |  | Special type Circuit breaker size S0 for motor protection, CLASS 10 A-release 23...28 A N-release 364 A Spring-type terminal Standard switching capacity Ambient temperature -50 Â°C 500 switching cycles | 3420 | 1 | Z9 | 1
3RV2021-4NA25 |  | circuit breaker frame size S0 for motor protection, Class 10 thermal release 23...28 A short-circuit release 364 A spring-loaded terminal standard switching capacity with transverse auxiliary switch 1 NO+1 NC | 3070 | 1 | Z9 | 1
3RV2021-4PA10 |  | Circuit breaker size S0 for motor protection, CLASS 10 A-release 30...36 A N-release 432 A screw terminal Standard switching capacity | 3300 | 1 | Z9 | 1
3RV2021-4PA15 |  | circuit breaker frame size S0 for motor protection, Class 10 thermal release 30...36 A short-circuit release 432 A screw terminal standard switching capacity with transverse auxiliary switch 1 NO+1 NC | 3630 | 1 | Z9 | 1
3RV2023-1KA10 |  | circuit breaker frame size S0 for motor protection, Class 10 thermal overload release 9...12.5 A short-circuit release 163 A screw terminal switching capacity 30 kA at 600 V according to UL/CSA | 1720 | 1 | Z9 | 1
3RV2023-1KA20 |  | circuit breaker frame size S0 for motor protection, Class 10 thermal overload release 9...12.5 A short-circuit release 163 A spring-loaded terminal switching capacity 30 kA at 600 V according to UL/CSA | 1720 | 1 | Z9 | 1
3RV2023-4AA10 |  | circuit breaker frame size S0 for motor protection, Class 10 thermal overload release 10â€¦16 A short-circuit release 208 A screw terminal switching capacity 30 kA at 600 V according to UL/CSA | 1790 | 1 | Z9 | 1
3RV2023-4AA20 |  | circuit breaker frame size S0 for motor protection, Class 10 thermal overload release 10â€¦16 A short-circuit release 208 A spring-loaded terminal switching capacity 30 kA at 600 V according to UL/CSA | 1790 | 1 | Z9 | 1
3RV2023-4BA10 |  | circuit breaker frame size S0 for motor protection, Class 10 thermal overload release 13â€¦20 A short-circuit release 260 A screw terminal switching capacity 30 kA at 600 V according to UL/CSA | 1790 | 1 | Z9 | 1
3RV2023-4BA20 |  | circuit breaker frame size S0 for motor protection, Class 10 thermal overload release 13â€¦20 A short-circuit release 260 A spring-loaded terminal standard switching capacity 30 kA at 600 V according to UL/CSA | 1790 | 1 | Z9 | 1
3RV2023-4CA10 |  | circuit breaker frame size S0 for motor protection, Class 10 thermal overload release 16â€¦22 A short-circuit release 286 A screw terminal switching capacity 30 kA at 600 V according to UL/CSA | 1900 | 1 | Z9 | 1
3RV2023-4CA20 |  | circuit breaker frame size S0 for motor protection, Class 10 thermal overload release 16â€¦22 A short-circuit release 286 A spring-loaded terminal switching capacity 30 kA at 600 V according to UL/CSA | 1900 | 1 | Z9 | 1
3RV2023-4DA10 |  | circuit breaker frame size S0 for motor protection, Class 10 thermal overload release 18â€¦25 A short-circuit release 325 A screw terminal switching capacity 30 kA at 600 V according to UL/CSA | 2170 | 1 | Z9 | 1
3RV2023-4DA20 |  | circuit breaker frame size S0 for motor protection, Class 10 thermal overload release 18â€¦25 A short-circuit release 325 A spring-loaded terminal switching capacity 30 kA at 600 V according to UL/CSA | 2170 | 1 | Z9 | 1
3RV2031-4BA10 |  | Circuit breaker size S2 for motor protection, CLASS 10 A-release 14...20 A N-release 260 A screw terminal Standard switching capacity | 3070 | 1 | Z9 | 1
3RV2031-4BA15 |  | circuit breaker size S2 for motor protection, Class 10 thermal release 14...20 A short-circuit release 260 A screw terminal standard switching capacity with transverse auxiliary switch 1 NO+1 NC | 3450 | 1 | Z9 | 1
3RV2031-4BA15-0BA0 |  | special type circuit breaker size S2 for motor protection, Class 10 thermal release 14...20 A short-circuit release 260 A screw terminal standard switching capacity with transverse auxiliary switch 1 NO+1 NC ambient temperature -50 Â°C 250 operating cycles | 4170 | 1 | Z9 | 1
3RV2031-4BB10 |  | Circuit breaker size S2 for motor protection, Class 20 A-release 14...20 A N-release 260 A screw terminal Standard switching capacity | 4070 | 1 | Z9 | 1
3RV2031-4BB15 |  | Circuit breaker size S2 for motor protection class 20 A-release 14...20 A N-release 260 A screw terminal Standard switching capacity with transverse auxiliary switch 1 NO+1 NC | 4430 | 1 | Z9 | 1
3RV2031-4DA10 |  | Circuit breaker size S2 for motor protection, CLASS 10 A-release 18...25 A N-release 325 A Screw terminal Standard switching capacity | 3550 | 1 | Z9 | 1
3RV2031-4DA10-0BA0 |  | Special type Circuit breaker size S2 for motor protection, CLASS 10 A-release 18...25 A N-release 325 A Screw terminal Standard switching capacity Ambient temperature -50 Â°C 250 switching cycles | 4260 | 1 | Z9 | 1
3RV2031-4DA15 |  | circuit breaker size S2 for motor protection, Class 10 thermal release 18...25 A short-circuit release 325 A screw terminal standard switching capacity with transverse auxiliary switch 1 NO+1 NC | 3900 | 1 | Z9 | 1
3RV2031-4DB10 |  | Circuit breaker size S2 for motor protection, Class 20 A-release 18...25 A N-release 325 A Screw terminal Standard switching capacity | 4460 | 1 | Z9 | 1
3RV2031-4DB15 |  | circuit breaker size S2 for motor protection, Class 20 thermal release 18...25 A short-circuit release 325 A screw terminal standard switching capacity with transverse auxiliary switch 1 NO+1 NC | 4850 | 1 | Z9 | 1
3RV2031-4EA10 |  | Circuit breaker size S2 for motor protection, CLASS 10 A-release 22...32 A N-release 416 A screw terminal Standard switching capacity | 3810 | 1 | Z9 | 1
3RV2031-4EA10-0BA0 |  | Special type Circuit breaker size S2 for motor protection, CLASS 10 A-release 22...32 A N-release 416 A screw terminal Standard switching capacity Ambient temperature -50 Â°C 250 switching cycles | 4500 | 1 | Z9 | 1
3RV2031-4EA15 |  | circuit breaker size S2 for motor protection, Class 10 thermal release 22...32 A short-circuit release 416 A screw terminal standard switching capacity with transverse auxiliary switch 1 NO+1 NC | 4220 | 1 | Z9 | 1
3RV2031-4EA15-0BA0 |  | special type circuit breaker size S2 for motor protection, Class 10 thermal release 22...32 A short-circuit release 416 A screw terminal standard switching capacity with transverse auxiliary switch 1 NO+1 NC ambient temperature -50 Â°C 250 operating cycles | 4860 | 1 | Z9 | 1
3RV2031-4EB10 |  | Circuit breaker size S2 for motor protection, Class 20 A-release 22...32 A N-release 416 A screw terminal Standard switching capacity | 4820 | 1 | Z9 | 1
3RV2031-4EB10-0BA0 |  | Special type Circuit breaker size S2 for motor protection, Class 20 A-release 22...32 A N-release 416 A screw terminal Standard switching capacity Ambient temperature -50 Â°C 250 switching cycles | 5500 | 1 | Z9 | 1
3RV2031-4EB15 |  | circuit breaker size S2 for motor protection, Class 20 thermal release 22...32 A short-circuit release 416 A screw terminal standard switching capacity with transverse auxiliary switch 1 NO+1 NC | 5120 | 1 | Z9 | 1
3RV2031-4JA10 |  | Circuit breaker size S2 for motor protection, CLASS 10 A-release 54...65 A N-release 845 A screw terminal Standard switching capacity | 5060 | 1 | Z9 | 1
3RV2031-4JA10-0BA0 |  | Special type Circuit breaker size S2 for motor protection, CLASS 10 A-release 54...65 A N-release 845 A screw terminal Standard switching capacity Ambient temperature -50 Â°C 250 switching cycles | 5690 | 1 | Z9 | 1
3RV2031-4JA15 |  | circuit breaker size S2 for motor protection, Class 10 thermal release 54...65 A short-circuit release 845 A screw terminal standard switching capacity with transverse auxiliary switch 1 NO+1 NC | 5440 | 1 | Z9 | 1
3RV2031-4JB10 |  | Circuit breaker size S2 for motor protection, Class 20 A-release 54...65 A N-release 845 A screw terminal Standard switching capacity | 5990 | 1 | Z9 | 1
3RV2031-4JB15 |  | circuit breaker size S2 for motor protection Class 20 thermal release 54...65 A short-circuit release 845 A screw terminal standard switching capacity with transverse auxiliary switch 1 NO+1 NC | 6340 | 1 | Z9 | 1
3RV2031-4KA10 |  | Circuit breaker size S2 for motor protection, CLASS 10 A-release 62...73 A N-release 949 A screw terminal Standard switching capacity | 5660 | 1 | Z9 | 1
3RV2031-4KA15 |  | circuit breaker size S2 for motor protection, Class 10 thermal release 62...73 A short-circuit release 949 A screw terminal standard switching capacity with transverse auxiliary switch 1 NO+1 NC | 6070 | 1 | Z9 | 1
3RV2031-4PA10 |  | Circuit breaker size S2 for motor protection, CLASS 10 A-release 28...36 A N-release 520 A screw terminal Standard switching capacity | 4190 | 1 | Z9 | 1
3RV2031-4PA15 |  | circuit breaker size S2 for motor protection, Class 10 thermal release 28...36 A short-circuit release 520 A screw terminal standard switching capacity with transverse auxiliary switch 1 NO+1 NC | 4460 | 1 | Z9 | 1
3RV2031-4PB10 |  | Circuit breaker size S2 for motor protection, Class 20 A-release 28...36 A N-release 520 A screw terminal Standard switching capacity | 5060 | 1 | Z9 | 1
3RV2031-4PB10-0BA0 |  | Special type Circuit breaker size S2 for motor protection, Class 20 A-release 28...36 A N-release 520 A Screw terminal Standard switching capacity Ambient temperature -50 Â°C 250 switching cycles | 5720 | 1 | Z9 | 1
3RV2031-4PB15 |  | Circuit breaker size S2 for motor protection class 20 A-release 28...36 A N-release 520 A screw terminal Standard switching capacity with transverse auxiliary switch 1 NO+1 NC | 5450 | 1 | Z9 | 1
3RV2031-4RA10 |  | Circuit breaker size S2 for motor protection, CLASS 10 A-release 70...80 A N-release 1040 A screw terminal Standard switching capacity | 6070 | 1 | Z9 | 1
3RV2031-4RA15 |  | circuit breaker size S2 for motor protection, Class 10 thermal release 70...80 A short-circuit release 1040 A screw terminal standard switching capacity with transverse auxiliary switch 1 NO+1 NC | 6360 | 1 | Z9 | 1
3RV2031-4SA10 |  | Circuit breaker size S2 for motor protection, CLASS 10 A-release 9.5...14 A N-release 208 A screw terminal Standard switching capacity | 3070 | 1 | Z9 | 1
3RV2031-4SA15 |  | circuit breaker size S2 for motor protection, Class 10 thermal release 9.5...14 A short-circuit release 208 A screw terminal standard switching capacity with transverse auxiliary switch 1 NO+1 NC | 3450 | 1 | Z9 | 1
3RV2031-4SA15-0BA0 |  | special type circuit breaker size S2 for motor protection, Class 10 thermal release 9.5...14 A short-circuit release 208 A screw terminal standard switching capacity with transverse auxiliary switch 1 NO+1 NC ambient temperature -50 Â°C 250 operating cycles | 4190 | 1 | Z9 | 1
3RV2031-4SB10 |  | Circuit breaker size S2 for motor protection, Class 20 A-release 9.5...14 A N-release 208 A screw terminal Standard switching capacity | 4070 | 1 | Z9 | 1
3RV2031-4SB15 |  | Circuit breaker size S2 for motor protection class 20 A-release 9.5...14 A N-release 208 A screw terminal Standard switching capacity with transverse auxiliary switch 1 NO+1 NC | 4430 | 1 | Z9 | 1
3RV2031-4TA10 |  | Circuit breaker size S2 for motor protection, CLASS 10 A-release 12...17 A N-release 260 A screw terminal Standard switching capacity | 3070 | 1 | Z9 | 1
3RV2031-4TA15 |  | circuit breaker size S2 for motor protection, Class 10 thermal release 12...17 A short-circuit release 260 A screw terminal standard switching capacity with transverse auxiliary switch 1 NO+1 NC | 3450 | 1 | Z9 | 1
3RV2031-4TB10 |  | Circuit breaker size S2 for motor protection, Class 20 A-release 12...17 A N-release 260 A screw terminal Standard switching capacity | 4070 | 1 | Z9 | 1
3RV2031-4TB15 |  | Circuit breaker size S2 for motor protection class 20 A-release 12...17 A N-release 260 A screw terminal Standard switching capacity with transverse auxiliary switch 1 NO+1 NC | 4430 | 1 | Z9 | 1
3RV2031-4UA10 |  | Circuit breaker size S2 for motor protection, CLASS 10 A-release 32...40 A N-release 585 A screw terminal Standard switching capacity | 4440 | 1 | Z9 | 1
3RV2031-4UA15 |  | circuit breaker size S2 for motor protection, Class 10 thermal release 32...40 A short-circuit release 585 A screw terminal standard switching capacity with transverse auxiliary switch 1 NO+1 NC | 4830 | 1 | Z9 | 1
3RV2031-4UB10 |  | Circuit breaker size S2 for motor protection, Class 20 A-release 32...40 A N-release 585 A screw terminal Standard switching capacity | 5330 | 1 | Z9 | 1
3RV2031-4UB10-0BA0 |  | Special type Circuit breaker size S2 for motor protection, Class 20 A-release 32...40 A N-release 585 A Screw terminal Standard switching capacity Ambient temperature -50 Â°C 250 switching cycles | 6020 | 1 | Z9 | 1
3RV2031-4UB15 |  | Circuit breaker size S2 for motor protection class 20 A-release 32...40 A N-release 585 A screw terminal Standard switching capacity with transverse auxiliary switch 1 NO+1 NC | 5680 | 1 | Z9 | 1
3RV2031-4VA10 |  | Circuit breaker size S2 for motor protection, CLASS 10 A-release 35...45 A N-release 650 A screw terminal Standard switching capacity | 4890 | 1 | Z9 | 1
3RV2031-4VA15 |  | circuit breaker size S2 for motor protection, Class 10 thermal release 35...45 A short-circuit release 650 A screw terminal standard switching capacity with transverse auxiliary switch 1 NO+1 NC | 5260 | 1 | Z9 | 1
3RV2031-4VA15-0BA0 |  | special type circuit breaker size S2 for motor protection, Class 10 thermal release 35...45 A short-circuit release 650 A screw terminal standard switching capacity with transverse auxiliary switch 1 NO+1 NC ambient temperature -50 Â°C 250 operating cycles | 5990 | 1 | Z9 | 1
3RV2031-4VB10 |  | Circuit breaker size S2 for motor protection, Class 20 A-release 35...45 A N-release 650 A screw terminal Standard switching capacity | 5770 | 1 | Z9 | 1
3RV2031-4VB15 |  | Circuit breaker size S2 for motor protection class 20 A-release 35...45 A N-release 650 A screw terminal Standard switching capacity with transverse auxiliary switch 1 NO+1 NC | 6200 | 1 | Z9 | 1
3RV2031-4WA10 |  | Circuit breaker size S2 for motor protection, CLASS 10 A-release 42...52 A N-release 741 A screw terminal Standard switching capacity | 5030 | 1 | Z9 | 1
3RV2031-4WA15 |  | circuit breaker size S2 for motor protection, Class 10 thermal release 42...52 A short-circuit release 741 A screw terminal standard switching capacity with transverse auxiliary switch 1 NO+1 NC | 5420 | 1 | Z9 | 1
3RV2031-4WB10 |  | Circuit breaker size S2 for motor protection, Class 20 A-release 42...52 A N-release 741 A screw terminal Standard switching capacity | 5930 | 1 | Z9 | 1
3RV2031-4WB15 |  | circuit breaker size S2 for motor protection, Class 20 thermal release 42...52 A short-circuit release 741 A screw terminal standard switching capacity with transverse auxiliary switch 1 NO+1 NC | 6300 | 1 | Z9 | 1
3RV2031-4XA10 |  | Circuit breaker size S2 for motor protection, CLASS 10 A-release 49...59 A N-release 845 A screw terminal Standard switching capacity | 5060 | 1 | Z9 | 1
3RV2031-4XA15 |  | circuit breaker size S2 for motor protection, Class 10 thermal release 49...59 A short-circuit release 845 A screw terminal standard switching capacity with transverse auxiliary switch 1 NO+1 NC | 5440 | 1 | Z9 | 1
3RV2031-4XB10 |  | Circuit breaker size S2 for motor protection, Class 20 A-release 49...59 A N-release 845 A screw terminal Standard switching capacity | 5990 | 1 | Z9 | 1
3RV2031-4XB15 |  | Circuit breaker size S2 for motor protection class 20 A-release 49...59 A N-release 845 A screw terminal Standard switching capacity with transverse auxiliary switch 1 NO+1 NC | 6340 | 1 | Z9 | 1
3RV2032-4BA10 |  | Circuit breaker size S2 for motor protection, CLASS 10 A-release 14...20 A N-release 260 A screw terminal increased switching capacity | 4650 | 1 | Z9 | 1
3RV2032-4BA15 |  | circuit breaker size S2 for motor protection, Class 10 thermal release 14...20 A short-circuit release 260 A screw terminal increased switching capacity with transverse auxiliary switch 1 NO+1 NC | 5030 | 1 | Z9 | 1
3RV2032-4DA10 |  | Circuit breaker size S2 for motor protection, CLASS 10 A-release 18...25 A N-release 325 A screw terminal increased switching capacity | 5390 | 1 | Z9 | 1
3RV2032-4DA15 |  | circuit breaker size S2 for motor protection, Class 10 thermal release 18...25 A short-circuit release 325 A screw terminal increased switching capacity with transverse auxiliary switch 1 NO+1 NC | 5680 | 1 | Z9 | 1
3RV2032-4EA10 |  | Circuit breaker size S2 for motor protection, CLASS 10 A-release 22...32 A N-release 416 A screw terminal increased switching capacity | 5690 | 1 | Z9 | 1
3RV2032-4EA15 |  | circuit breaker size S2 for motor protection, Class 10 thermal release 22...32 A short-circuit release 416 A screw terminal increased switching capacity with transverse auxiliary switch 1 NO+1 NC | 6100 | 1 | Z9 | 1
3RV2032-4JA10 |  | Circuit breaker size S2 for motor protection, CLASS 10 A-release 54...65 A N-release 845 A screw terminal increased switching capacity | 7560 | 1 | Z9 | 1
3RV2032-4JA15 |  | circuit breaker size S2 for motor protection, Class 10 thermal release 54...65 A short-circuit release 845 A screw terminal increased switching capacity with transverse auxiliary switch 1 NO+1 NC | 7950 | 1 | Z9 | 1
3RV2032-4KA10 |  | Circuit breaker size S2 for motor protection, CLASS 10 A-release 62...73 A N-release 949 A screw terminal increased switching capacity | 8550 | 1 | Z9 | 1
3RV2032-4KA15 |  | circuit breaker size S2 for motor protection, Class 10 thermal release 62...73 A short-circuit release 949 A screw terminal increased switching capacity with transverse auxiliary switch 1 NO+1 NC | 8900 | 1 | Z9 | 1
3RV2032-4PA10 |  | Circuit breaker size S2 for motor protection, CLASS 10 A-release 28...36 A N-release 520 A screw terminal increased switching capacity | 6220 | 1 | Z9 | 1
3RV2032-4PA15 |  | circuit breaker size S2 for motor protection, Class 10 thermal release 28...36 A short-circuit release 520 A screw terminal increased switching capacity with transverse auxiliary switch 1 NO+1 NC | 6550 | 1 | Z9 | 1
3RV2032-4RA10 |  | Circuit breaker size S2 for motor protection, CLASS 10 A-release 70...80 A N-release 1040 A screw terminal increased switching capacity | 8930 | 1 | Z9 | 1
3RV2032-4RA15 |  | circuit breaker size S2 for motor protection, Class 10 thermal release 70...80 A short-circuit release 1040 A screw terminal increased switching capacity with transverse auxiliary switch 1 NO+1 NC | 9310 | 1 | Z9 | 1
3RV2032-4SA10 |  | Circuit breaker size S2 for motor protection, CLASS 10 A-release 9.5...14 A N-release 208 A screw terminal increased switching capacity | 4650 | 1 | Z9 | 1
3RV2032-4SA15 |  | circuit breaker size S2 for motor protection, Class 10 thermal release 9.5...14 A short-circuit release 208 A screw terminal increased switching capacity with transverse auxiliary switch 1 NO+1 NC | 5030 | 1 | Z9 | 1
3RV2032-4TA10 |  | Circuit breaker size S2 for motor protection, CLASS 10 A-release 12...17 A N-release 260 A screw terminal increased switching capacity | 4650 | 1 | Z9 | 1
3RV2032-4TA15 |  | circuit breaker size S2 for motor protection, Class 10 thermal release 12...17 A short-circuit release 260 A screw terminal increased switching capacity with transverse auxiliary switch 1 NO+1 NC | 5030 | 1 | Z9 | 1
3RV2032-4UA10 |  | Circuit breaker size S2 for motor protection, CLASS 10 A-release 32...40 A N-release 585 A screw terminal increased switching capacity | 6670 | 1 | Z9 | 1
3RV2032-4UA15 |  | circuit breaker size S2 for motor protection, Class 10 thermal release 32...40 A short-circuit release 585 A screw terminal increased switching capacity with transverse auxiliary switch 1 NO+1 NC | 7060 | 1 | Z9 | 1
3RV2032-4VA10 |  | Circuit breaker size S2 for motor protection, CLASS 10 A-release 35...45 A N-release 650 A screw terminal increased switching capacity | 7360 | 1 | Z9 | 1
3RV2032-4VA15 |  | circuit breaker size S2 for motor protection, Class 10 thermal release 35...45 A short-circuit release 650 A screw terminal increased switching capacity with transverse auxiliary switch 1 NO+1 NC | 7740 | 1 | Z9 | 1
3RV2032-4WA10 |  | Circuit breaker size S2 for motor protection, CLASS 10 A-release 42...52 A N-release 741 A screw terminal increased switching capacity | 7480 | 1 | Z9 | 1
3RV2032-4WA15 |  | circuit breaker size S2 for motor protection, Class 10 thermal release 42...52 A short-circuit release 741 A screw terminal increased switching capacity with transverse auxiliary switch 1 NO+1 NC | 7890 | 1 | Z9 | 1
3RV2032-4XA10 |  | Circuit breaker size S2 for motor protection, CLASS 10 A-release 49...59 A N-release 845 A screw terminal increased switching capacity | 7560 | 1 | Z9 | 1
3RV2032-4XA15 |  | circuit breaker size S2 for motor protection, Class 10 thermal release 49...59 A short-circuit release 845 A screw terminal increased switching capacity with transverse auxiliary switch 1 NO+1 NC | 7950 | 1 | Z9 | 1
3RV2041-4FA10 |  | Circuit breaker size S3 for motor protection, CLASS 10 A-release 28...40 A N-release 520 A screw terminal Standard switching capacity | 5420 | 1 | Z9 | 1
3RV2041-4FA10-0DA0 |  | Circuit breaker size S3 for system protection without phase failure protection A-release 28...40 A N-release 520 A screw terminal Standard switching capacity | 6070 | 1 | Z9 | 1
3RV2041-4FA15 |  | circuit breaker size S3 for motor protection, Class 10 thermal release 28...40 A short-circuit release 520 A screw terminal standard switching capacity with transverse auxiliary switch 1 NO+1 NC | 5750 | 1 | Z9 | 1
3RV2041-4HA10 |  | Circuit breaker size S3 for motor protection, CLASS 10 A-release 36...50 A N-release 650 A screw terminal Standard switching capacity | 5420 | 1 | Z9 | 1
3RV2041-4HA10-0DA0 |  | Circuit breaker size S3 For plant protection Without phase failure protection A-release 36...50 A Short-circuit release 650 A Screw terminal Standard switching capacity | 6070 | 1 | Z9 | 1
3RV2041-4HA15 |  | circuit breaker size S3 for motor protection, Class 10 thermal release 36...50 A short-circuit release 650 A screw terminal standard switching capacity with transverse auxiliary switch 1 NO+1 NC | 5750 | 1 | Z9 | 1
3RV2041-4JA10 |  | Circuit breaker size S3 for motor protection, CLASS 10 A-release 45...63 A N-release 819 A screw terminal Standard switching capacity | 5420 | 1 | Z9 | 1
3RV2041-4JA10-0DA0 |  | Circuit breaker size S3 for system protection without phase failure protection A-release 45...63 A N-release 819 A screw terminal Standard switching capacity | 6070 | 1 | Z9 | 1
3RV2041-4JA15 |  | circuit breaker size S3 for motor protection, Class 10 thermal release 45...63 A short-circuit release 819 A screw terminal standard switching capacity with transverse auxiliary switch 1 NO+1 NC | 5750 | 1 | Z9 | 1
3RV2041-4KA10 |  | Circuit breaker size S3 for motor protection, CLASS 10 A-release 57...75 A N-release 975 A screw terminal Standard switching capacity | 6050 | 1 | Z9 | 1
3RV2041-4KA15 |  | circuit breaker size S3 for motor protection, Class 10 thermal release 57...75 A short-circuit release 975 A screw terminal standard switching capacity with transverse auxiliary switch 1 NO+1 NC | 6310 | 1 | Z9 | 1
3RV2041-4MA10 |  | Circuit breaker size S3 for motor protection, CLASS 10 A-release 80...100 A N-release 1300 A screw terminal Standard switching capacity | 7110 | 1 | Z9 | 1
3RV2041-4MA10-0DA0 |  | Circuit breaker size S3 for system protection without phase failure protection A-release 80...100 A N-release 1300 A screw terminal Standard switching capacity | 7850 | 1 | Z9 | 1
3RV2041-4MA15 |  | circuit breaker size S3 for motor protection, Class 10 thermal release 80...100 A short-circuit release 1300 A screw terminal standard switching capacity with transverse auxiliary switch 1 NO+1 NC | 7450 | 1 | Z9 | 1
3RV2041-4RA10 |  | Circuit breaker size S3 for motor protection, CLASS 10 A-release 65...84 A N-release 1170 A screw terminal Standard switching capacity | 6420 | 1 | Z9 | 1
3RV2041-4RA10-0DA0 |  | Circuit breaker size S3 For plant protection Without phase failure protection A-release 65...84 A Short-circuit release 1170 A Screw terminal Standard switching capacity | 7060 | 1 | Z9 | 1
3RV2041-4RA15 |  | circuit breaker size S3 for motor protection, Class 10 thermal release 65...84 A short-circuit release 1170 A screw terminal standard switching capacity with transverse auxiliary switch 1 NO+1 NC | 6870 | 1 | Z9 | 1
3RV2041-4YA10 |  | Circuit breaker size S3 for motor protection, CLASS 10 A-release 75...93 A N-release 1300 A screw terminal Standard switching capacity | 6420 | 1 | Z9 | 1
3RV2041-4YA15 |  | circuit breaker size S3 for motor protection, Class 10 thermal release 75...93 A short-circuit release 1300 A screw terminal standard switching capacity with transverse auxiliary switch 1 NO+1 NC | 6870 | 1 | Z9 | 1
3RV2042-4FA10 |  | Circuit breaker size S3 for motor protection, CLASS 10 A-release 28...40 A N-release 520 A screw terminal Increased switching capacity 100 kA | 8240 | 1 | Z9 | 1
3RV2042-4FB10 |  | Circuit breaker size S3 for motor protection, Class 20 A-release 28...40 A N-release 520 A screw terminal Increased switching capacity 100 kA | 9110 | 1 | Z9 | 1
3RV2042-4HA10 |  | Circuit breaker size S3 for motor protection, CLASS 10 A-release 36...50 A N-release 650 A screw terminal Increased switching capacity 100 kA | 8240 | 1 | Z9 | 1
3RV2042-4HB10 |  | Circuit breaker size S3 for motor protection, Class 20 A-release 36...50 A N-release 650 A screw terminal Increased switching capacity 100 kA | 9110 | 1 | Z9 | 1
3RV2042-4JA10 |  | Circuit breaker size S3 for motor protection, CLASS 10 A-release 45...63 A N-release 819 A screw terminal Increased switching capacity 100 kA | 8240 | 1 | Z9 | 1
3RV2042-4JB10 |  | Circuit breaker size S3 for motor protection, Class 20 A-release 45...63 A N-release 819 A screw terminal Increased switching capacity 100 kA | 9110 | 1 | Z9 | 1
3RV2042-4KA10 |  | Circuit breaker size S3 for motor protection, CLASS 10 A-release 57...75 A N-release 975 A screw terminal Increased switching capacity 100 kA | 9010 | 1 | Z9 | 1
3RV2042-4KB10 |  | Circuit breaker size S3 for motor protection, Class 20 A-release 57...75 A N-release 975 A screw terminal Increased switching capacity 100 kA | 9640 | 1 | Z9 | 1
3RV2042-4MA10 |  | Circuit breaker size S3 for motor protection, CLASS 10 A-release 80...100 A N-release 1300 A screw terminal Increased switching capacity 100 kA | 9850 | 1 | Z9 | 1
3RV2042-4MB10 |  | Circuit breaker size S3 for motor protection, Class 20 A-release 80...100 A N-release 1300 A screw terminal Increased switching capacity 100 kA | 10300 | 1 | Z9 | 1
3RV2042-4RA10 |  | Circuit breaker size S3 for motor protection, CLASS 10 A-release 65...84 A N-release 1170 A screw terminal Increased switching capacity 100 kA | 9430 | 1 | Z9 | 1
3RV2042-4RB10 |  | Circuit breaker size S3 for motor protection, Class 20 A-release 65...84 A N-release 1170 A screw terminal Increased switching capacity 100 kA | 9910 | 1 | Z9 | 1
3RV2042-4YA10 |  | Circuit breaker size S3 for motor protection, CLASS 10 A-release 75...93 A N-release 1300 A screw terminal Increased switching capacity 100 kA | 9430 | 1 | Z9 | 1
3RV2042-4YB10 |  | Circuit breaker size S3 for motor protection, Class 20 A-release 75...93 A N-release 1300 A screw terminal Increased switching capacity 100 kA | 9910 | 1 | Z9 | 1
3RV2111-0AA10 |  | circuit breaker frame size S00 for motor protection, Class 10 with overload relay function thermal release 0.11...0.16 A short-circuit release 2.1 A screw terminal standard switching capacity | 2270 | 1 | Z9 | 1
3RV2111-0BA10 |  | circuit breaker frame size S00 for motor protection, Class 10 with overload relay function thermal release 0.14...0.2 A short-circuit release 2.6 A screw terminal standard switching capacity | 2270 | 1 | Z9 | 1
3RV2111-0CA10 |  | circuit breaker frame size S00 for motor protection, Class 10 with overload relay function thermal release 0.18...0.25 A short-circuit release 3.3 A screw terminal standard switching capacity | 2270 | 1 | Z9 | 1
3RV2111-0DA10 |  | circuit breaker frame size S00 for motor protection, Class 10 with overload relay function thermal release 0.22...0.32 A short-circuit release 4.2 A screw terminal standard switching capacity | 2270 | 1 | Z9 | 1
3RV2111-0EA10 |  | circuit breaker frame size S00 for motor protection, Class 10 with overload relay function thermal release 0.28...0.4 A short-circuit release 5.2 A screw terminal standard switching capacity | 2270 | 1 | Z9 | 1
3RV2111-0FA10 |  | circuit breaker frame size S00 for motor protection, Class 10 with overload relay function thermal release 0.35...0.5 A short-circuit release 6.5 A screw terminal standard switching capacity | 2270 | 1 | Z9 | 1
3RV2111-0GA10 |  | circuit breaker frame size S00 for motor protection, Class 10 with overload relay function thermal release 0.45...0.63 A short-circuit release 8.2 A screw terminal standard switching capacity | 2270 | 1 | Z9 | 1
3RV2111-0HA10 |  | circuit breaker frame size S00 for motor protection, Class 10 with overload relay function thermal release 0.55...0.8 A short-circuit release 10 A screw terminal standard switching capacity | 2270 | 1 | Z9 | 1
3RV2111-0JA10 |  | circuit breaker frame size S00 for motor protection, Class 10 with overload relay function thermal release 0.7...1 A short-circuit release 13 A screw terminal standard switching capacity | 2350 | 1 | Z9 | 1
3RV2111-0KA10 |  | circuit breaker frame size S00 for motor protection, Class 10 with overload relay function thermal release 0.9...1.25 A short-circuit release 16 A screw terminal standard switching capacity | 2350 | 1 | Z9 | 1
3RV2111-1AA10 |  | circuit breaker frame size S00 for motor protection, Class 10 with overload relay function thermal release 1.1...1.6 A short-circuit release 21 A screw terminal standard switching capacity | 2350 | 1 | Z9 | 1
3RV2111-1BA10 |  | circuit breaker frame size S00 for motor protection, Class 10 with overload relay function thermal release 1.4...2 A short-circuit release 26 A screw terminal standard switching capacity | 2450 | 1 | Z9 | 1
3RV2111-1CA10 |  | circuit breaker frame size S00 for motor protection, Class 10 with overload relay function thermal release 1.8...2.5 A short-circuit release 33 A screw terminal standard switching capacity | 2450 | 1 | Z9 | 1
3RV2111-1DA10 |  | circuit breaker frame size S00 for motor protection, Class 10 with overload relay function thermal release 2.2...3.2 A short-circuit release 42 A screw terminal standard switching capacity | 2450 | 1 | Z9 | 1
3RV2111-1EA10 |  | circuit breaker frame size S00 for motor protection, Class 10 with overload relay function thermal release 2.8...4 A short-circuit release 52 A screw terminal standard switching capacity | 2450 | 1 | Z9 | 1
3RV2111-1FA10 |  | circuit breaker frame size S00 for motor protection, Class 10 with overload relay function thermal release 3.5...5 A short-circuit release 65 A screw terminal standard switching capacity | 2450 | 1 | Z9 | 1
3RV2111-1GA10 |  | circuit breaker frame size S00 for motor protection, Class 10 with overload relay function thermal release 4.5...6.3 A short-circuit release 82 A screw terminal standard switching capacity | 2450 | 1 | Z9 | 1
3RV2111-1HA10 |  | circuit breaker frame size S00 for motor protection, Class 10 with overload relay function thermal release 5.5...8 A short-circuit release 104 A screw terminal standard switching capacity | 2450 | 1 | Z9 | 1
3RV2111-1JA10 |  | circuit breaker frame size S00 for motor protection, Class 10 with overload relay function thermal release 7...10 A short-circuit release 130 A screw terminal standard switching capacity | 2650 | 1 | Z9 | 1
3RV2111-1KA10 |  | circuit breaker frame size S00 for motor protection, Class 10 with overload relay function thermal release 9...12.5 A short-circuit release 163 A screw terminal standard switching capacity | 2650 | 1 | Z9 | 1
3RV2111-4AA10 |  | circuit breaker frame size S00 for motor protection, Class 10 with overload relay function thermal release 10...16 A short-circuit release 208 A screw terminal standard switching capacity | 2650 | 1 | Z9 | 1
3RV2121-4AA10 |  | circuit breaker frame size S0 for motor protection, Class 10 with overload relay function thermal release 10...16 A short-circuit release 208 A screw terminal standard switching capacity | 2760 | 1 | Z9 | 1
3RV2121-4BA10 |  | circuit breaker frame size S0 for motor protection, Class 10 with overload relay function thermal release 13...20 A short-circuit release 260 A screw terminal standard switching capacity | 2760 | 1 | Z9 | 1
3RV2121-4CA10 |  | circuit breaker frame size S0 for motor protection, Class 10 with overload relay function thermal release 16...22 A short-circuit release 286 A screw terminal standard switching capacity | 2940 | 1 | Z9 | 1
3RV2121-4DA10 |  | circuit breaker frame size S0 for motor protection, Class 10 with overload relay function thermal release 18...25 A short-circuit release 325 A screw terminal standard switching capacity | 3220 | 1 | Z9 | 1
3RV2121-4EA10 |  | circuit breaker frame size S0 for motor protection, Class 10 with overload relay function thermal release 27...32 A short-circuit release 400 A screw terminal standard switching capacity | 4190 | 1 | Z9 | 1
3RV2121-4NA10 |  | circuit breaker frame size S0 for motor protection, Class 10 with overload relay function thermal release 23...28 A short-circuit release 364 A screw terminal standard switching capacity | 4190 | 1 | Z9 | 1
3RV2131-4BA10 |  | circuit breaker size S2 for motor protection, Class 10 with overload relay function thermal release 14...20 A short-circuit release 260 A screw terminal standard switching capacity | 4230 | 1 | Z9 | 1
3RV2131-4DA10 |  | circuit breaker size S2 for motor protection, Class 10 with overload relay function thermal release 18...25 A short-circuit release 325 A screw terminal standard switching capacity | 4700 | 1 | Z9 | 1
3RV2131-4EA10 |  | circuit breaker size S2 for motor protection, Class 10 with overload relay function thermal release 22...32 A short-circuit release 416 A screw terminal standard switching capacity | 5050 | 1 | Z9 | 1
3RV2131-4JA10 |  | circuit breaker size S2 for motor protection, Class 10 with overload relay function thermal release 54...65 A short-circuit release 845 A screw terminal standard switching capacity | 6420 | 1 | Z9 | 1
3RV2131-4KA10 |  | circuit breaker size S2 for motor protection, Class 10 with overload relay function thermal release 62...73 A short-circuit release 949 A screw terminal standard switching capacity | 7020 | 1 | Z9 | 1
3RV2131-4PA10 |  | circuit breaker size S2 for motor protection, Class 10 with overload relay function thermal release 28...36 A short-circuit release 520 A standard switching capacity | 5390 | 1 | Z9 | 1
3RV2131-4RA10 |  | circuit breaker size S2 for motor protection, Class 10 with overload relay function thermal release 70...80 A short-circuit release 1040 A screw terminal standard switching capacity | 7290 | 1 | Z9 | 1
3RV2131-4SA10 |  | circuit breaker size S2 for motor protection, Class 10 with overload relay function thermal release 9.5...14 A short-circuit release 208 A standard switching capacity | 4200 | 1 | Z9 | 1
3RV2131-4TA10 |  | circuit breaker size S2 for motor protection, Class 10 with overload relay function thermal release 12...17 A short-circuit release 260 A standard switching capacity | 4200 | 1 | Z9 | 1
3RV2131-4UA10 |  | circuit breaker size S2 for motor protection, Class 10 with overload relay function thermal release 32...40 A short-circuit release 585 A standard switching capacity | 5650 | 1 | Z9 | 1
3RV2131-4VA10 |  | circuit breaker size S2 for motor protection, Class 10 with overload relay function thermal release 35...45 A short-circuit release 650 A standard switching capacity | 6110 | 1 | Z9 | 1
3RV2131-4WA10 |  | circuit breaker size S2 for motor protection, Class 10 with overload relay function thermal release 42...52 A short-circuit release 741 A standard switching capacity | 6230 | 1 | Z9 | 1
3RV2131-4XA10 |  | circuit breaker size S2 for motor protection, Class 10 with overload relay function thermal release 49...59 A short-circuit release 845 A standard switching capacity | 6420 | 1 | Z9 | 1
3RV2142-4FA10 |  | circuit breaker size S3 for motor protection Class 10 with overload relay function thermal release 28...40 A short-circuit release 520 A screw terminal increased switching capacity 100 kA | 9140 | 1 | Z9 | 1
3RV2142-4HA10 |  | circuit breaker size S3 for motor protection Class 10 with overload relay function thermal release 36...50 A short-circuit release 650 A screw terminal increased switching capacity 100 kA | 9140 | 1 | Z9 | 1
3RV2142-4JA10 |  | circuit breaker size S3 for motor protection Class 10 with overload relay function thermal release 45...63 A short-circuit release 819 A screw terminal increased switching capacity 100 kA | 9640 | 1 | Z9 | 1
3RV2142-4KA10 |  | circuit breaker size S3 for motor protection Class 10 with overload relay function thermal release 57...75 A short-circuit release 975 A screw terminal increased switching capacity 100 kA | 10100 | 1 | Z9 | 1
3RV2142-4MA10 |  | circuit breaker size S3 for motor protection Class 10 with overload relay function thermal release 80...100 A short-circuit release 1300 A screw terminal increased switching capacity 100 kA | 10800 | 1 | Z9 | 1
3RV2142-4RA10 |  | circuit breaker size S3 for motor protection Class 10 with overload relay function thermal release 65...84 A short-circuit release 1170 A screw terminal increased switching capacity 100 kA | 10500 | 1 | Z9 | 1
3RV2142-4YA10 |  | circuit breaker size S3 for motor protection Class 10 with overload relay function thermal release 75...93 A short-circuit release 1300 A screw terminal increased switching capacity 100 kA | 10500 | 1 | Z9 | 1
3RV2311-0AC10 |  | Circuit breaker size S00 for starter combination Rated current 0.16 A N-release 2.1 A screw terminal Standard switching capacity | 1360 | 1 | Z9 | 1
3RV2311-0AC20 |  | Circuit breaker size S00 for starter combination Rated current 0.16 A N-release 2.1 A Spring-type terminal Standard switching capacity | 1360 | 1 | Z9 | 1
3RV2311-0BC10 |  | Circuit breaker size S00 for starter combination Rated current 0.2 A N-release 2.6 A screw terminal Standard switching capacity | 1360 | 1 | Z9 | 1
3RV2311-0BC20 |  | Circuit breaker size S00 for starter combination Rated current 0.2 A N-release 2.6 A Spring-type terminal Standard switching capacity | 1360 | 1 | Z9 | 1
3RV2311-0CC10 |  | Circuit breaker size S00 for starter combination Rated current 0.25 A N-release 3.3 A screw terminal Standard switching capacity | 1360 | 1 | Z9 | 1
3RV2311-0CC20 |  | Circuit breaker size S00 for starter combination Rated current 0.25 A N-release 3.3 A Spring-type terminal Standard switching capacity | 1360 | 1 | Z9 | 1
3RV2311-0DC10 |  | Circuit breaker size S00 for starter combination Rated current 0.32 A N-release 4.2 A screw terminal Standard switching capacity | 1380 | 1 | Z9 | 1
3RV2311-0DC20 |  | Circuit breaker size S00 for starter combination Rated current 0.32 A N-release 4.2 A Spring-type terminal Standard switching capacity | 1380 | 1 | Z9 | 1
3RV2311-0EC10 |  | Circuit breaker size S00 for starter combination Rated current 0.4 A N-release 5.2 A screw terminal Standard switching capacity | 1380 | 1 | Z9 | 1
3RV2311-0EC20 |  | Circuit breaker size S00 for starter combination Rated current 0.4 A N-release 5.2 A Spring-type terminal Standard switching capacity | 1380 | 1 | Z9 | 1
3RV2311-0FC10 |  | Circuit breaker size S00 for starter combination Rated current 0.5 A N-release 6.5 A screw terminal Standard switching capacity | 1380 | 1 | Z9 | 1
3RV2311-0FC20 |  | Circuit breaker size S00 for starter combination Rated current 0.5 A N-release 6.5 A Spring-type terminal Standard switching capacity | 1380 | 1 | Z9 | 1
3RV2311-0GC10 |  | Circuit breaker size S00 for starter combination Rated current 0.63 A N-release 8.2 A screw terminal Standard switching capacity | 1380 | 1 | Z9 | 1
3RV2311-0GC20 |  | Circuit breaker size S00 for starter combination Rated current 0.63 A N-release 8.2 A Spring-type terminal Standard switching capacity | 1380 | 1 | Z9 | 1
3RV2311-0HC10 |  | Circuit breaker size S00 for starter combination Rated current 0.8 A N-release 10 A screw terminal Standard switching capacity | 1380 | 1 | Z9 | 1
3RV2311-0HC20 |  | Circuit breaker size S00 for starter combination Rated current 0.8 A N-release 10 A Spring-type terminal Standard switching capacity | 1380 | 1 | Z9 | 1
3RV2311-0JC10 |  | Circuit breaker size S00 for starter combination Rated current 1 A N-release 13 A screw terminal Standard switching capacity | 1460 | 1 | Z9 | 1
3RV2311-0JC20 |  | Circuit breaker size S00 for starter combination Rated current 1 A N-release 13 A Spring-type terminal Standard switching capacity | 1460 | 1 | Z9 | 1
3RV2311-0KC10 |  | Circuit breaker size S00 for starter combination Rated current 1.25 A N-release 16 A screw terminal Standard switching capacity | 1460 | 1 | Z9 | 1
3RV2311-0KC20 |  | Circuit breaker size S00 for starter combination Rated current 1.25 A N-release 16 A Spring-type terminal Standard switching capacity | 1460 | 1 | Z9 | 1
3RV2311-1AC10 |  | Circuit breaker size S00 for starter combination Rated current 1.6 A N-release 21 A screw terminal Standard switching capacity | 1460 | 1 | Z9 | 1
3RV2311-1AC20 |  | Circuit breaker size S00 for starter combination Rated current 1.6 A N-release 21 A Spring-type terminal Standard switching capacity | 1460 | 1 | Z9 | 1
3RV2311-1BC10 |  | Circuit breaker size S00 for starter combination Rated current 2 A N-release 26 A screw terminal Standard switching capacity | 1500 | 1 | Z9 | 1
3RV2311-1BC20 |  | Circuit breaker size S00 for starter combination Rated current 2 A N-release 26 A Spring-type terminal Standard switching capacity | 1500 | 1 | Z9 | 1
3RV2311-1CC10 |  | Circuit breaker size S00 for starter combination Rated current 2.5 A N-release 33 A screw terminal Standard switching capacity | 1500 | 1 | Z9 | 1
3RV2311-1CC20 |  | Circuit breaker size S00 for starter combination Rated current 2.5 A N-release 33 A Spring-type terminal Standard switching capacity | 1500 | 1 | Z9 | 1
3RV2311-1DC10 |  | Circuit breaker size S00 for starter combination Rated current 3.2 A N release 42 A screw terminal Standard switching capacity | 1500 | 1 | Z9 | 1
3RV2311-1DC20 |  | Circuit breaker size S00 for starter combination Rated current 3.2 A N release 42 A Spring-type terminal Standard switching capacity | 1500 | 1 | Z9 | 1
3RV2311-1EC10 |  | Circuit breaker size S00 for starter combination Rated current 4 A N release 52 A screw terminal Standard switching capacity | 1500 | 1 | Z9 | 1
3RV2311-1EC20 |  | Circuit breaker size S00 for starter combination Rated current 4 A N release 52 A Spring-type terminal Standard switching capacity | 1500 | 1 | Z9 | 1
3RV2311-1FC10 |  | Circuit breaker size S00 for starter combination Rated current 5 A N release 65 A screw terminal Standard switching capacity | 1500 | 1 | Z9 | 1
3RV2311-1FC20 |  | Circuit breaker size S00 for starter combination Rated current 5 A N release 65 A Spring-type terminal Standard switching capacity | 1500 | 1 | Z9 | 1
3RV2311-1GC10 |  | Circuit breaker size S00 for starter combination Rated current 6.3 A N-release 82 A screw terminal Standard switching capacity | 1500 | 1 | Z9 | 1
3RV2311-1GC20 |  | Circuit breaker size S00 for starter combination Rated current 6.3 A N-release 82 A Spring-type terminal Standard switching capacity | 1500 | 1 | Z9 | 1
3RV2311-1HC10 |  | Circuit breaker size S00 for starter combination Rated current 8 A N-release 104 A screw terminal Standard switching capacity | 1500 | 1 | Z9 | 1
3RV2311-1HC20 |  | Circuit breaker size S00 for starter combination Rated current 8 A N-release 104 A Spring-type terminal Standard switching capacity | 1500 | 1 | Z9 | 1
3RV2311-1JC10 |  | Circuit breaker size S00 for starter combination Rated current 10 A N release 130 A screw terminal Standard switching capacity | 1670 | 1 | Z9 | 1
3RV2311-1JC20 |  | Circuit breaker size S00 for starter combination Rated current 10 A N release 130 A Spring-type terminal Standard switching capacity | 1670 | 1 | Z9 | 1
3RV2311-1KC10 |  | Circuit breaker size S00 for starter combination Rated current 12.5 A N-release 163 A screw terminal Standard switching capacity | 1670 | 1 | Z9 | 1
3RV2311-1KC20 |  | Circuit breaker size S00 for starter combination Rated current 12.5 A N-release 163 A Spring-type terminal Standard switching capacity | 1670 | 1 | Z9 | 1
3RV2311-4AC10 |  | Circuit breaker size S00 for starter combination rated current 16 A N-release 208 A screw terminal Standard switching capacity | 1670 | 1 | Z9 | 1
3RV2311-4AC20 |  | Circuit breaker size S00 for starter combination rated current 16 A N-release 208 A Spring-type terminal Standard switching capacity | 1670 | 1 | Z9 | 1
3RV2311-4AC20-0BA0 |  | Special type Circuit breaker size S00 for starter combination rated current 16 A N-release 208 A Spring-type terminal Standard switching capacity Ambient temperature -50 Â°C 500 switching cycles | 2330 | 1 | Z9 | 1
3RV2321-1AC10 |  | Circuit breaker size S0 for starter combination Rated current 1.6 A N-release 21 A screw terminal Standard switching capacity | 1520 | 1 | Z9 | 1
3RV2321-1AC20 |  | Circuit breaker size S0 for starter combination Rated current 1.6 A N-release 21 A Spring-type terminal Standard switching capacity | 1520 | 1 | Z9 | 1
3RV2321-1BC10 |  | Circuit breaker size S0 for starter combination Rated current 2 A N-release 26 A screw terminal Standard switching capacity | 1570 | 1 | Z9 | 1
3RV2321-1BC20 |  | Circuit breaker size S0 for starter combination Rated current 2 A N-release 26 A Spring-type terminal Standard switching capacity | 1570 | 1 | Z9 | 1
3RV2321-1CC10 |  | Circuit breaker size S0 for starter combination Rated current 2.5 A N-release 33 A screw terminal Standard switching capacity | 1570 | 1 | Z9 | 1
3RV2321-1CC20 |  | Circuit breaker size S0 for starter combination Rated current 2.5 A N-release 33 A Spring-type terminal Standard switching capacity | 1570 | 1 | Z9 | 1
3RV2321-1DC10 |  | Circuit breaker size S0 for starter combination Rated current 3.2 A N release 42 A screw terminal Standard switching capacity | 1570 | 1 | Z9 | 1
3RV2321-1DC20 |  | Circuit breaker size S0 for starter combination Rated current 3.2 A N release 42 A Spring-type terminal Standard switching capacity | 1570 | 1 | Z9 | 1
3RV2321-1EC10 |  | Circuit breaker size S0 for starter combination Rated current 4 A N release 52 A screw terminal Standard switching capacity | 1570 | 1 | Z9 | 1
3RV2321-1EC20 |  | Circuit breaker size S0 for starter combination Rated current 4 A N release 52 A Spring-type terminal Standard switching capacity | 1570 | 1 | Z9 | 1
3RV2321-1FC10 |  | Circuit breaker size S0 for starter combination Rated current 5 A N release 65 A screw terminal Standard switching capacity | 1570 | 1 | Z9 | 1
3RV2321-1FC20 |  | Circuit breaker size S0 for starter combination Rated current 5 A N release 65 A Spring-type terminal Standard switching capacity | 1570 | 1 | Z9 | 1
3RV2321-1GC10 |  | Circuit breaker size S0 for starter combination Rated current 6.3 A N-release 82 A screw terminal Standard switching capacity | 1570 | 1 | Z9 | 1
3RV2321-1GC20 |  | Circuit breaker size S0 for starter combination Rated current 6.3 A N-release 82 A Spring-type terminal Standard switching capacity | 1570 | 1 | Z9 | 1
3RV2321-1HC10 |  | Circuit breaker size S0 for starter combination Rated current 8 A N-release 104 A screw terminal Standard switching capacity | 1570 | 1 | Z9 | 1
3RV2321-1HC20 |  | Circuit breaker size S0 for starter combination Rated current 8 A N-release 104 A Spring-type terminal Standard switching capacity | 1570 | 1 | Z9 | 1
3RV2321-1JC10 |  | Circuit breaker size S0 for starter combination Rated current 10 A N release 130 A screw terminal Standard switching capacity | 1730 | 1 | Z9 | 1
3RV2321-1JC20 |  | Circuit breaker size S0 for starter combination Rated current 10 A N release 130 A Spring-type terminal Standard switching capacity | 1730 | 1 | Z9 | 1
3RV2321-1KC10 |  | Circuit breaker size S0 for starter combination Rated current 12.5 A N-release 163 A screw terminal Standard switching capacity | 1730 | 1 | Z9 | 1
3RV2321-1KC20 |  | Circuit breaker size S0 for starter combination Rated current 12.5 A N-release 163 A Spring-type terminal Standard switching capacity | 1730 | 1 | Z9 | 1
3RV2321-4AC10 |  | Circuit breaker size S0 for starter combination rated current 16 A N-release 208 A screw terminal Standard switching capacity | 1750 | 1 | Z9 | 1
3RV2321-4AC20 |  | Circuit breaker size S0 for starter combination rated current 16 A N-release 208 A Spring-type terminal Standard switching capacity | 1750 | 1 | Z9 | 1
3RV2321-4AC20-0BA0 |  | Special type Circuit breaker size S0 for starter combination rated current 16 A N-release 208 A Spring-type terminal Standard switching capacity Ambient temperature -50 Â°C 500 switching cycles | 2440 | 1 | Z9 | 1
3RV2321-4BC10 |  | Circuit breaker size S0 for starter combination Rated current 20 A N-release 260 A screw terminal Standard switching capacity | 1750 | 1 | Z9 | 1
3RV2321-4BC20 |  | Circuit breaker size S0 for starter combination Rated current 20 A N-release 260 A Spring-type terminal Standard switching capacity | 1750 | 1 | Z9 | 1
3RV2321-4CC10 |  | Circuit breaker size S0 for starter combination Rated current 22 A N-release 286 A screw terminal Standard switching capacity | 1820 | 1 | Z9 | 1
3RV2321-4CC20 |  | Circuit breaker size S0 for starter combination Rated current 22 A N-release 286 A Spring-type terminal Standard switching capacity | 1820 | 1 | Z9 | 1
3RV2321-4DC10 |  | Circuit breaker size S0 for starter combination Rated current 25 A N-release 325 A Screw terminal Standard switching capacity | 2080 | 1 | Z9 | 1
3RV2321-4DC20 |  | Circuit breaker size S0 for starter combination Rated current 25 A N-release 325 A Spring-type terminal Standard switching capacity | 2080 | 1 | Z9 | 1
3RV2321-4EC10 |  | Circuit breaker size S0 for starter combination Rated current 32 A N-release 400 A screw terminal Standard switching capacity | 2670 | 1 | Z9 | 1
3RV2321-4EC20 |  | Circuit breaker size S0 for starter combination Rated current 32 A N-release 400 A Spring-type terminal Standard switching capacity | 2670 | 1 | Z9 | 1
3RV2321-4FC10 |  | Circuit breaker size S0 for starter combination Rated current 40 A N-release 480 A screw terminal Standard switching capacity | 3510 | 1 | Z9 | 1
3RV2321-4NC10 |  | Circuit breaker size S0 for starter combination Rated current 28 A N-release 364 A screw terminal Standard switching capacity | 2670 | 1 | Z9 | 1
3RV2321-4NC20 |  | Circuit breaker size S0 for starter combination Rated current 28 A N-release 364 A Spring-type terminal Standard switching capacity | 2670 | 1 | Z9 | 1
3RV2321-4PC10 |  | Circuit breaker size S0 for starter combination Rated current 36 A N-release 432 A screw terminal Standard switching capacity | 3180 | 1 | Z9 | 1
3RV2331-4BC10 |  | Circuit breaker size S2 for starter combination Rated current 20 A N-release 260 A screw terminal Standard switching capacity | 2970 | 1 | Z9 | 1
3RV2331-4DC10 |  | Circuit breaker size S2 for starter combination Rated current 25 A N-release 325 A Screw terminal Standard switching capacity | 3510 | 1 | Z9 | 1
3RV2331-4EC10 |  | Circuit breaker size S2 for starter combination Rated current 32 A N-release 416 A screw terminal Standard switching capacity | 3700 | 1 | Z9 | 1
3RV2331-4JC10 |  | Circuit breaker size S2 for starter combination Rated current 65 A N-release 845 A screw terminal Standard switching capacity | 4890 | 1 | Z9 | 1
3RV2331-4KC10 |  | Circuit breaker size S2 for starter combination Rated current 73 A N-release 949 A screw terminal Standard switching capacity | 5540 | 1 | Z9 | 1
3RV2331-4PC10 |  | Circuit breaker size S2 for starter combination Rated current 36 A N-release 520 A screw terminal Standard switching capacity | 3960 | 1 | Z9 | 1
3RV2331-4RC10 |  | Circuit breaker size S2 for starter combination Rated current 80 A N-release 1040 A screw terminal Standard switching capacity | 5920 | 1 | Z9 | 1
3RV2331-4SC10 |  | Circuit breaker size S2 for starter combination Rated current 14 A N-release 208 A screw terminal Standard switching capacity | 2970 | 1 | Z9 | 1
3RV2331-4TC10 |  | Circuit breaker size S2 for starter combination Rated current 17 A N-release 260 A screw terminal Standard switching capacity | 2970 | 1 | Z9 | 1
3RV2331-4UC10 |  | Circuit breaker size S2 for starter combination Rated current 40 A N-release 585 A screw terminal Standard switching capacity | 4280 | 1 | Z9 | 1
3RV2331-4VC10 |  | Circuit breaker size S2 for starter combination Rated current 45 A N-release 650 A screw terminal Standard switching capacity | 4820 | 1 | Z9 | 1
3RV2331-4WC10 |  | Circuit breaker size S2 for starter combination Rated current 52 A N-release 741 A screw terminal Standard switching capacity | 4890 | 1 | Z9 | 1
3RV2331-4XC10 |  | Circuit breaker size S2 for starter combination Rated current 59 A N-release 845 A screw terminal Standard switching capacity | 4890 | 1 | Z9 | 1
3RV2332-4BC10 |  | Circuit breaker size S2 for starter combination Rated current 20 A N-release 260 A screw terminal increased switching capacity | 4490 | 1 | Z9 | 1
3RV2332-4DC10 |  | Circuit breaker size S2 for starter combination Rated current 25 A N-release 325 A screw terminal increased switching capacity | 5180 | 1 | Z9 | 1
3RV2332-4EC10 |  | Circuit breaker size S2 for starter combination Rated current 32 A N-release 416 A screw terminal increased switching capacity | 5600 | 1 | Z9 | 1
3RV2332-4JC10 |  | Circuit breaker size S2 for starter combination Rated current 65 A N-release 845 A screw terminal increased switching capacity | 7420 | 1 | Z9 | 1
3RV2332-4KC10 |  | Circuit breaker size S2 for starter combination Rated current 73 A N-release 949 A screw terminal increased switching capacity | 8270 | 1 | Z9 | 1
3RV2332-4PC10 |  | Circuit breaker size S2 for starter combination Rated current 36 A N-release 520 A screw terminal increased switching capacity | 6080 | 1 | Z9 | 1
3RV2332-4RC10 |  | Circuit breaker size S2 for starter combination Rated current 80 A N-release 1040 A screw terminal increased switching capacity | 8660 | 1 | Z9 | 1
3RV2332-4SC10 |  | Circuit breaker size S2 for starter combination Rated current 14 A N-release 208 A screw terminal increased switching capacity | 4490 | 1 | Z9 | 1
3RV2332-4TC10 |  | Circuit breaker size S2 for starter combination Rated current 17 A N-release 260 A screw terminal increased switching capacity | 4490 | 1 | Z9 | 1
3RV2332-4UC10 |  | Circuit breaker size S2 for starter combination Rated current 40 A N-release 585 A screw terminal increased switching capacity | 6550 | 1 | Z9 | 1
3RV2332-4VC10 |  | Circuit breaker size S2 for starter combination Rated current 45 A N-release 650 A screw terminal increased switching capacity | 7240 | 1 | Z9 | 1
3RV2332-4WC10 |  | Circuit breaker size S2 for starter combination Rated current 52 A N-release 741 A screw terminal increased switching capacity | 7360 | 1 | Z9 | 1
3RV2332-4XC10 |  | Circuit breaker size S2 for starter combination Rated current 59 A N-release 845 A screw terminal increased switching capacity | 7420 | 1 | Z9 | 1
3RV2341-4FC10 |  | Circuit breaker size S3 for starter combination Rated current 40 A N-release 520 A screw terminal Standard switching capacity | 5230 | 1 | Z9 | 1
3RV2341-4HC10 |  | Circuit breaker size S3 for starter combination Rated current 50 A N-release 650 A screw terminal Standard switching capacity | 5230 | 1 | Z9 | 1
3RV2341-4JC10 |  | Circuit breaker size S3 for starter combination Rated current 63 A N-release 819 A screw terminal Standard switching capacity | 5230 | 1 | Z9 | 1
3RV2341-4KC10 |  | Circuit breaker size S3 for starter combination Rated current 75 A N-release 975 A screw terminal Standard switching capacity | 5770 | 1 | Z9 | 1
3RV2341-4MC10 |  | Circuit breaker size S3 for starter combination Rated current 100 A N-release 1300 A screw terminal Standard switching capacity | 6870 | 1 | Z9 | 1
3RV2341-4RC10 |  | Circuit breaker size S3 for starter combination Rated current 84 A N-release 1170 A screw terminal Standard switching capacity | 6170 | 1 | Z9 | 1
3RV2341-4YC10 |  | Circuit breaker size S3 for starter combination Rated current 93 A N-release 1300 A screw terminal Standard switching capacity | 6170 | 1 | Z9 | 1
3RV2342-4FC10 |  | Circuit breaker size S3 for starter combination Rated current 40 A N-release 520 A screw terminal Increased switching capacity 100 kA | 8060 | 1 | Z9 | 1
3RV2342-4HC10 |  | Circuit breaker size S3 for starter combination Rated current 50 A N-release 650 A screw terminal Increased switching capacity 100 kA | 8060 | 1 | Z9 | 1
3RV2342-4JC10 |  | Circuit breaker size S3 for starter combination Rated current 63 A N-release 819 A screw terminal Increased switching capacity 100 kA | 8060 | 1 | Z9 | 1
3RV2342-4KC10 |  | Circuit breaker size S3 for starter combination Rated current 75 A N-release 975 A screw terminal Increased switching capacity 100 kA | 8780 | 1 | Z9 | 1
3RV2342-4MC10 |  | Circuit breaker size S3 for starter combination Rated current 100 A N-release 1300 A screw terminal Increased switching capacity 100 kA | 9590 | 1 | Z9 | 1
3RV2342-4RC10 |  | Circuit breaker size S3 for starter combination Rated current 84 A N-release 1170 A screw terminal Increased switching capacity 100 kA | 9070 | 1 | Z9 | 1
3RV2342-4YC10 |  | Circuit breaker size S3 for starter combination Rated current 93 A N-release 1300 A screw terminal Increased switching capacity 100 kA | 9070 | 1 | Z9 | 1
3RV2411-0AA10 |  | Circuit breaker size S00 for transformer protection A-release 0.11...0.16 A N-release 3.3 A screw terminal Standard switching capacity | 1540 | 1 | Z9 | 1
3RV2411-0AA15 |  | circuit breaker frame size S00 for transformer protection thermal release 0.11...0.16 A short-circuit release 3.3 A screw terminal standard switching capacity with transverse auxiliary switch 1 NO+1 NC | 1880 | 1 | Z9 | 1
3RV2411-0AA20 |  | Circuit breaker size S00 for transformer protection A-release 0.11...0.16 A N-release 3.3 A Spring-type terminal Standard switching capacity | 1540 | 1 | Z9 | 1
3RV2411-0BA10 |  | Circuit breaker size S00 for transformer protection A-release 0.14...0.2 A N-release 4.2 A screw terminal Standard switching capacity | 1540 | 1 | Z9 | 1
3RV2411-0BA15 |  | circuit breaker frame size S00 for transformer protection thermal release 0.14...0.2 A short-circuit release 4.2 A screw terminal standard switching capacity with transverse auxiliary switch 1 NO+1 NC | 1880 | 1 | Z9 | 1
3RV2411-0BA20 |  | Circuit breaker size S00 for transformer protection A-release 0.14...0.2 A N-release 4.2 A Spring-type terminal Standard switching capacity | 1540 | 1 | Z9 | 1
3RV2411-0CA10 |  | Circuit breaker size S00 for transformer protection A-release 0.18...0.25 A N-release 5.2 A screw terminal Standard switching capacity | 1540 | 1 | Z9 | 1
3RV2411-0CA15 |  | circuit breaker frame size S00 for transformer protection thermal release 0.18...0.25 A short-circuit release 5.2 A screw terminal standard switching capacity with transverse auxiliary switch 1 NO+1 NC | 1880 | 1 | Z9 | 1
3RV2411-0CA20 |  | Circuit breaker size S00 for transformer protection A-release 0.18...0.25 A N-release 5.2 A Spring-type terminal Standard switching capacity | 1540 | 1 | Z9 | 1
3RV2411-0DA10 |  | Circuit breaker size S00 for transformer protection A-release 0.22...0.32 A N-release 6.5 A screw terminal Standard switching capacity | 1540 | 1 | Z9 | 1
3RV2411-0DA15 |  | circuit breaker frame size S00 for transformer protection thermal release 0.22...0.32 A short-circuit release 6.5 A screw terminal standard switching capacity with transverse auxiliary switch 1 NO+1 NC | 1880 | 1 | Z9 | 1
3RV2411-0DA20 |  | Circuit breaker size S00 for transformer protection A-release 0.22...0.32 A N-release 6.5 A Spring-type terminal Standard switching capacity | 1540 | 1 | Z9 | 1
3RV2411-0EA10 |  | Circuit breaker size S00 for transformer protection A-release 0.28...0.4 A N-release 8.2 A screw terminal Standard switching capacity | 1540 | 1 | Z9 | 1
3RV2411-0EA15 |  | circuit breaker frame size S00 for transformer protection thermal release 0.28...0.4 A short-circuit release 8.2 A screw terminal standard switching capacity with transverse auxiliary switch 1 NO+1 NC | 1880 | 1 | Z9 | 1
3RV2411-0EA20 |  | Circuit breaker size S00 for transformer protection A-release 0.28...0.4 A N-release 8.2 A Spring-type terminal Standard switching capacity | 1540 | 1 | Z9 | 1
3RV2411-0FA10 |  | Circuit breaker size S00 for transformer protection A-release 0.35...0.5 A N-release 10 A screw terminal Standard switching capacity | 1540 | 1 | Z9 | 1
3RV2411-0FA15 |  | circuit breaker frame size S00 for transformer protection thermal release 0.35...0.5 A short-circuit release 10 A screw terminal standard switching capacity with transverse auxiliary switch 1 NO+1 NC | 1880 | 1 | Z9 | 1
3RV2411-0FA20 |  | Circuit breaker size S00 for transformer protection A-release 0.35...0.5 A N-release 10 A Spring-type terminal Standard switching capacity | 1540 | 1 | Z9 | 1
3RV2411-0GA10 |  | Circuit breaker size S00 for transformer protection A-release 0.45...0.63 A N-release 13 A screw terminal Standard switching capacity | 1540 | 1 | Z9 | 1
3RV2411-0GA15 |  | circuit breaker frame size S00 for transformer protection thermal release 0.45...0.63 A short-circuit release 13 A screw terminal standard switching capacity with transverse auxiliary switch 1 NO+1 NC | 1880 | 1 | Z9 | 1
3RV2411-0GA20 |  | Circuit breaker size S00 for transformer protection A-release 0.45...0.63 A N-release 13 A Spring-type terminal Standard switching capacity | 1540 | 1 | Z9 | 1
3RV2411-0HA10 |  | Circuit breaker size S00 for transformer protection A-release 0.55...0.8 A N-release 16 A screw terminal Standard switching capacity | 1540 | 1 | Z9 | 1
3RV2411-0HA15 |  | circuit breaker frame size S00 for transformer protection thermal release 0.55...0.8 A short-circuit release 16 A screw terminal standard switching capacity with transverse auxiliary switch 1 NO+1 NC | 1880 | 1 | Z9 | 1
3RV2411-0HA20 |  | Circuit breaker size S00 for transformer protection A-release 0.55...0.8 A N-release 16 A Spring-type terminal Standard switching capacity | 1540 | 1 | Z9 | 1
3RV2411-0JA10 |  | Circuit breaker size S00 for transformer protection A-release 0.7...1 A N-release 21 A screw terminal Standard switching capacity | 1640 | 1 | Z9 | 1
3RV2411-0JA15 |  | circuit breaker frame size S00 for transformer protection thermal release 0.7...1 A short-circuit release 21 A screw terminal standard switching capacity with transverse auxiliary switch 1 NO+1 NC | 1970 | 1 | Z9 | 1
3RV2411-0JA20 |  | Circuit breaker size S00 for transformer protection A-release 0.7...1 A N-release 21 A Spring-type terminal Standard switching capacity | 1640 | 1 | Z9 | 1
3RV2411-0KA10 |  | Circuit breaker size S00 for transformer protection A-release 0.9...1.25 A N-release 26 A screw terminal Standard switching capacity | 1640 | 1 | Z9 | 1
3RV2411-0KA15 |  | circuit breaker frame size S00 for transformer protection thermal release 0.9...1.25 A short-circuit release 26 A screw terminal standard switching capacity with transverse auxiliary switch 1 NO+1 NC | 1970 | 1 | Z9 | 1
3RV2411-0KA20 |  | Circuit breaker size S00 for transformer protection A-release 0.9...1.25 A N-release 26 A Spring-type terminal Standard switching capacity | 1640 | 1 | Z9 | 1
3RV2411-1AA10 |  | Circuit breaker size S00 for transformer protection A-release 1.1...1.6 A N-release 33 A screw terminal Standard switching capacity | 1640 | 1 | Z9 | 1
3RV2411-1AA15 |  | circuit breaker frame size S00 for transformer protection thermal release 1.1...1.6 A short-circuit release 33 A screw terminal standard switching capacity with transverse auxiliary switch 1 NO+1 NC | 1970 | 1 | Z9 | 1
3RV2411-1AA20 |  | Circuit breaker size S00 for transformer protection A-release 1.1...1.6 A N-release 33 A Spring-type terminal Standard switching capacity | 1640 | 1 | Z9 | 1
3RV2411-1BA10 |  | Circuit breaker size S00 for transformer protection A-release 1.4...2 A N release 42 A screw terminal Standard switching capacity | 1640 | 1 | Z9 | 1
3RV2411-1BA15 |  | circuit breaker frame size S00 for transformer protection thermal release 1.4...2 A short-circuit release 42 A screw terminal standard switching capacity with transverse auxiliary switch 1 NO+1 NC | 1970 | 1 | Z9 | 1
3RV2411-1BA20 |  | Circuit breaker size S00 for transformer protection A-release 1.4...2 A N release 42 A Spring-type terminal Standard switching capacity | 1640 | 1 | Z9 | 1
3RV2411-1CA10 |  | Circuit breaker size S00 for transformer protection A-release 1.8...2.5 A N release 52 A screw terminal Standard switching capacity | 1640 | 1 | Z9 | 1
3RV2411-1CA10-0BA0 |  | CIRCUIT-BREAKER SZ S00, FOR TRANSFORMER PROT. A-RELEASE 1.8...2.5A, N-RELEASE 52A SCREW CONNECTION, STANDARD SW. CAPACITY . | 2270 | 1 | Z9 | 1
3RV2411-1CA15 |  | circuit breaker frame size S00 for transformer protection thermal release 1.8...2.5 A short-circuit release 52 A screw terminal standard switching capacity with transverse auxiliary switch 1 NO+1 NC | 1970 | 1 | Z9 | 1
3RV2411-1CA20 |  | Circuit breaker size S00 for transformer protection A-release 1.8...2.5 A N release 52 A Spring-type terminal Standard switching capacity | 1640 | 1 | Z9 | 1
3RV2411-1DA10 |  | Circuit breaker size S00 for transformer protection A-release 2.2...3.2 A N release 65 A screw terminal Standard switching capacity | 1640 | 1 | Z9 | 1
3RV2411-1DA15 |  | circuit breaker frame size S00 for transformer protection thermal release 2.2...3.2 A short-circuit release 65 A screw terminal standard switching capacity with transverse auxiliary switch 1 NO+1 NC | 1970 | 1 | Z9 | 1
3RV2411-1DA20 |  | Circuit breaker size S00 for transformer protection A-release 2.2...3.2 A N release 65 A Spring-type terminal Standard switching capacity | 1640 | 1 | Z9 | 1
3RV2411-1EA10 |  | Circuit breaker size S00 for transformer protection A-release 2.8...4 A N-release 82 A screw terminal Standard switching capacity | 1640 | 1 | Z9 | 1
3RV2411-1EA15 |  | circuit breaker frame size S00 for transformer protection thermal release 2.8...4 A short-circuit release 82 A screw terminal standard switching capacity with transverse auxiliary switch 1 NO+1 NC | 1970 | 1 | Z9 | 1
3RV2411-1EA20 |  | Circuit breaker size S00 for transformer protection A-release 2.8...4 A N-release 82 A Spring-type terminal Standard switching capacity | 1640 | 1 | Z9 | 1
3RV2411-1FA10 |  | Circuit breaker size S00 for transformer protection A-release 3.5...5 A N-release 104 A screw terminal Standard switching capacity | 1640 | 1 | Z9 | 1
3RV2411-1FA15 |  | circuit breaker frame size S00 for transformer protection thermal release 3.5...5 A short-circuit release 104 A screw terminal standard switching capacity with transverse auxiliary switch 1 NO+1 NC | 1970 | 1 | Z9 | 1
3RV2411-1FA20 |  | Circuit breaker size S00 for transformer protection A-release 3.5...5 A N-release 104 A Spring-type terminal Standard switching capacity | 1640 | 1 | Z9 | 1
3RV2411-1GA10 |  | Circuit breaker size S00 for transformer protection A-release 4.5...6.3 A N release 130 A screw terminal Standard switching capacity | 1640 | 1 | Z9 | 1
3RV2411-1GA10-0BA0 |  | special type circuit breaker frame size S00 for transformer protection, thermal overload release 4.5...6.3 A, short-circuit release 130 A, screw terminal, standard switching capacity, ambient temperature down to -50 Â°C, 500 operating cycles | 2270 | 1 | Z9 | 1
3RV2411-1GA15 |  | circuit breaker frame size S00 for transformer protection thermal release 4.5...6.3 A short-circuit release 130 A screw terminal standard switching capacity with transverse auxiliary switch 1 NO+1 NC | 1970 | 1 | Z9 | 1
3RV2411-1GA20 |  | Circuit breaker size S00 for transformer protection A-release 4.5...6.3 A N release 130 A Spring-type terminal Standard switching capacity | 1640 | 1 | Z9 | 1
3RV2411-1HA10 |  | Circuit breaker size S00 for transformer protection A-release 5.5...8 A N-release 163 A screw terminal Standard switching capacity | 1640 | 1 | Z9 | 1
3RV2411-1HA10-0BA0 |  | special type circuit breaker size S00 for transformer protection A-release 5.5...8 A short-circuit release 163 A screw terminal standard switching capacity ambient temperature -50 Â°C 500 switching cycles | 2300 | 1 | Z9 | 1
3RV2411-1HA15 |  | circuit breaker frame size S00 for transformer protection thermal release 5.5...8 A short-circuit release 163 A screw terminal standard switching capacity with transverse auxiliary switch 1 NO+1 NC | 1970 | 1 | Z9 | 1
3RV2411-1HA20 |  | Circuit breaker size S00 for transformer protection A-release 5.5...8 A N-release 163 A Spring-type terminal Standard switching capacity | 1640 | 1 | Z9 | 1
3RV2411-1JA10 |  | Circuit breaker size S00 for transformer protection A-release 7...10 A N-release 208 A screw terminal Standard switching capacity | 1810 | 1 | Z9 | 1
3RV2411-1JA10-0BA0 |  | Special type Circuit breaker size S00 for transformer protection A-release 7...10 A N-release 208 A screw terminal Standard switching capacity Ambient temperature -50 Â°C 500 switching cycles | 2450 | 1 | Z9 | 1
3RV2411-1JA15 |  | circuit breaker frame size S00 for transformer protection thermal release 7...10 A short-circuit release 208 A screw terminal standard switching capacity with transverse auxiliary switch 1 NO+1 NC | 2140 | 1 | Z9 | 1
3RV2411-1JA20 |  | Circuit breaker size S00 for transformer protection A-release 7...10 A N-release 208 A Spring-type terminal Standard switching capacity | 1810 | 1 | Z9 | 1
3RV2411-1KA10 |  | Circuit breaker size S00 for transformer protection A-release 9...12.5 A N-release 260 A screw terminal Standard switching capacity | 1810 | 1 | Z9 | 1
3RV2411-1KA15 |  | circuit breaker frame size S00 for transformer protection thermal release 9...12.5 A short-circuit release 260 A screw terminal standard switching capacity with transverse auxiliary switch 1 NO+1 NC | 2140 | 1 | Z9 | 1
3RV2411-1KA20 |  | Circuit breaker size S00 for transformer protection A-release 9...12.5 A N-release 260 A Spring-type terminal Standard switching capacity | 1810 | 1 | Z9 | 1
3RV2411-4AA10 |  | Circuit breaker size S00 for transformer protection A-release 10...16 A N-release 286 A screw terminal Standard switching capacity | 1810 | 1 | Z9 | 1
3RV2411-4AA10-0BA0 |  | Special type Circuit breaker size S00 for transformer protection A-release 10...16 A N-release 286 A screw terminal Standard switching capacity Ambient temperature -50 Â°C 500 switching cycles | 2450 | 1 | Z9 | 1
3RV2411-4AA15 |  | circuit breaker frame size S00 for transformer protection thermal release 10...16 A short-circuit release 286 A screw terminal standard switching capacity with transverse auxiliary switch 1 NO+1 NC | 2140 | 1 | Z9 | 1
3RV2411-4AA20 |  | Circuit breaker size S00 for transformer protection A-release 10...16 A N-release 286 A Spring-type terminal Standard switching capacity | 1810 | 1 | Z9 | 1
3RV2421-0AA10 |  | Circuit breaker size S0 For transformer protection A-release 0.11...0.16 A Short-circuit release 3.3 A Screw terminal Standard switching capacity | 1610 | 1 | Z9 | 1
3RV2421-0BA10 |  | Circuit breaker size S0 For transformer protection A-release 0.14...0.2 A Short-circuit release 4.2 A Screw terminal Standard switching capacity | 1610 | 1 | Z9 | 1
3RV2421-0CA10 |  | Circuit breaker size S0 For transformer protection A-release 0.18...0.25 A Short-circuit release 5.2 A Screw terminal Standard switching capacity | 1610 | 1 | Z9 | 1
3RV2421-0DA10 |  | Circuit breaker size S0 For transformer protection A-release 0.22...0.32 A Short-circuit release 6.5 A Screw terminal Standard switching capacity | 1610 | 1 | Z9 | 1
3RV2421-0EA10 |  | Circuit breaker size S0 For transformer protection A-release 0.28...0.4 A Short-circuit release 8.2 A Screw terminal Standard switching capacity | 1610 | 1 | Z9 | 1
3RV2421-0FA10 |  | Circuit breaker size S0 For transformer protection A-release 0.35...0.5 A Short-circuit release 10 A Screw terminal Standard switching capacity | 1610 | 1 | Z9 | 1
3RV2421-0GA10 |  | Circuit breaker size S0 For transformer protection A-release 0.45...0.63 A Short-circuit release 13 A Screw terminal Standard switching capacity | 1610 | 1 | Z9 | 1
3RV2421-0HA10 |  | Circuit breaker size S0 For transformer protection A-release 0.55...0.8 A Short-circuit release 16 A Screw terminal Standard switching capacity | 1610 | 1 | Z9 | 1
3RV2421-0JA10 |  | Circuit breaker size S0 For transformer protection A-release 0.7...1 A Short-circuit release 21 A Screw terminal Standard switching capacity | 1700 | 1 | Z9 | 1
3RV2421-0KA10 |  | Circuit breaker size S0 For transformer protection A-release 0.9...1.25 A Short-circuit release 26 A Screw terminal Standard switching capacity | 1700 | 1 | Z9 | 1
3RV2421-1AA10 |  | Circuit breaker size S0 For transformer protection A-release 1.1...1.6 A Short-circuit release 33 A Screw terminal Standard switching capacity | 1700 | 1 | Z9 | 1
3RV2421-1BA10 |  | Circuit breaker size S0 For transformer protection A-release 1.4...2 A Short-circuit release 42 A Screw terminal Standard switching capacity | 1700 | 1 | Z9 | 1
3RV2421-1CA10 |  | Circuit breaker size S0 For transformer protection A-release 1.8...2.5 A Short-circuit release 52 A Screw terminal Standard switching capacity | 1700 | 1 | Z9 | 1
3RV2421-1DA10 |  | Circuit breaker size S0 For transformer protection A-release 2.2...3.2 A Short-circuit release 65 A Screw terminal Standard switching capacity | 1700 | 1 | Z9 | 1
3RV2421-1EA10 |  | Circuit breaker size S0 For transformer protection A-release 2.8...4 A Short-circuit release 82 A Screw terminal Standard switching capacity | 1700 | 1 | Z9 | 1
3RV2421-1FA10 |  | Circuit breaker size S0 For transformer protection A-release 3.5...5 A Short-circuit release 104 A Screw terminal Standard switching capacity | 1700 | 1 | Z9 | 1
3RV2421-1GA10 |  | Circuit breaker size S0 For transformer protection A-release 4.5...6.3 A Short-circuit release 130 A Screw terminal Standard switching capacity | 1700 | 1 | Z9 | 1
3RV2421-1HA10 |  | Circuit breaker size S0 For transformer protection A-release 5.5...8 A Short-circuit release 163 A Screw terminal Standard switching capacity | 1700 | 1 | Z9 | 1
3RV2421-1JA10 |  | Circuit breaker size S0 For transformer protection A-release 7...10 A Short-circuit release 208 A Screw terminal Standard switching capacity | 1870 | 1 | Z9 | 1
3RV2421-1KA10 |  | Circuit breaker size S0 For transformer protection A-release 9...12.5 A Short-circuit release 260 A Screw terminal Standard switching capacity | 1870 | 1 | Z9 | 1
3RV2421-4AA10 |  | Circuit breaker size S0 for transformer protection A-release 10...16 A N-release 286 A screw terminal Standard switching capacity | 1900 | 1 | Z9 | 1
3RV2421-4AA15 |  | circuit breaker frame size S0 for transformer protection thermal release 10...16 A short-circuit release 286 A screw terminal standard switching capacity with transverse auxiliary switch 1 NO+1 NC | 2230 | 1 | Z9 | 1
3RV2421-4AA20 |  | Circuit breaker size S0 for transformer protection A-release 10...16 A N-release 286 A Spring-type terminal Standard switching capacity | 1900 | 1 | Z9 | 1
3RV2421-4BA10 |  | Circuit breaker size S0 for transformer protection A-release 13...20 A N-release 325 A Screw terminal Standard switching capacity | 1900 | 1 | Z9 | 1
3RV2421-4BA10-0BA0 |  | Special type Circuit breaker size S0 for transformer protection A-release 13...20 A N-release 325 A Screw terminal Standard switching capacity Ambient temperature -50 Â°C 500 switching cycles | 2530 | 1 | Z9 | 1
3RV2421-4BA15 |  | circuit breaker frame size S0 for transformer protection thermal release 13...20 A short-circuit release 325 A screw terminal standard switching capacity with transverse auxiliary switch 1 NO+1 NC | 2230 | 1 | Z9 | 1
3RV2421-4BA20 |  | Circuit breaker size S0 for transformer protection A-release 13...20 A N-release 325 A Spring-type terminal Standard switching capacity | 1900 | 1 | Z9 | 1
3RV2421-4CA10 |  | Circuit breaker size S0 for transformer protection A-release 16...22 A N-release 364 A screw terminal Standard switching capacity | 2020 | 1 | Z9 | 1
3RV2421-4CA15 |  | circuit breaker frame size S0 for transformer protection thermal release 16...22 A short-circuit release 364 A screw terminal standard switching capacity with transverse auxiliary switch 1 NO+1 NC | 2350 | 1 | Z9 | 1
3RV2421-4CA20 |  | Circuit breaker size S0 for transformer protection A-release 16...22 A N-release 364 A Spring-type terminal Standard switching capacity | 2020 | 1 | Z9 | 1
3RV2421-4DA10 |  | Circuit breaker size S0 for transformer protection A-release 18...25 A N-release 400 A screw terminal Standard switching capacity | 2320 | 1 | Z9 | 1
3RV2421-4DA15 |  | circuit breaker frame size S0 for transformer protection thermal release 18...25 A short-circuit release 400 A screw terminal standard switching capacity with transverse auxiliary switch 1 NO+1 NC | 2640 | 1 | Z9 | 1
3RV2421-4DA20 |  | Circuit breaker size S0 for transformer protection A-release 18...25 A N-release 400 A Spring-type terminal Standard switching capacity | 2320 | 1 | Z9 | 1
3RV2431-4BA10 |  | Circuit breaker size S2 for transformer protection A-release 14...20 A N-release 400 A screw terminal Standard switching capacity | 3310 | 1 | Z9 | 1
3RV2431-4DA10 |  | Circuit breaker size S2 for transformer protection A-release 18...25 A N-release 500 A screw terminal Standard switching capacity | 3800 | 1 | Z9 | 1
3RV2431-4EA10 |  | circuit breaker size S2 for transformer protection A-release 22...32 A short-circuit release 656 A screw terminal standard switching capacity | 4560 | 1 | Z9 | 1
3RV2431-4EA10-0BA0 |  | special type circuit breaker size S2 for transformer protection A-release 22...32 A short-circuit release 656 A screw terminal standard switching capacity ambient temperature -50 Â°C 250 switching cycles | 5260 | 1 | Z9 | 1
3RV2431-4JA10 |  | Circuit breaker size S2 for transformer protection A-release 54...65 A N-release 1040 A screw terminal Standard switching capacity | 5440 | 1 | Z9 | 1
3RV2431-4PA10 |  | Circuit breaker size S2 for transformer protection A-release 28...36 A N-release 820 A screw terminal Standard switching capacity | 4880 | 1 | Z9 | 1
3RV2431-4SA10 |  | Circuit breaker size S2 for transformer protection A-release 9.5...14 A N-release 328 A screw terminal Standard switching capacity | 3310 | 1 | Z9 | 1
3RV2431-4TA10 |  | Circuit breaker size S2 for transformer protection A-release 12...17 A N-release 410 A screw terminal Standard switching capacity | 3310 | 1 | Z9 | 1
3RV2431-4UA10 |  | Circuit breaker size S2 for transformer protection A-release 32...40 A N-release 820 A screw terminal Standard switching capacity | 5180 | 1 | Z9 | 1
3RV2431-4VA10 |  | Circuit breaker size S2 for transformer protection A-release 35...45 A N-release 922 A screw terminal Standard switching capacity | 5230 | 1 | Z9 | 1
3RV2431-4WA10 |  | Circuit breaker size S2 for transformer protection A-release 42...52 A N-release 1025 A screw terminal Standard switching capacity | 5420 | 1 | Z9 | 1
3RV2431-4XA10 |  | Circuit breaker size S2 for transformer protection A-release 49-59 A N-release 1040 A screw terminal Standard switching capacity | 5440 | 1 | Z9 | 1
3RV2711-1DD10 |  | circuit breaker frame size S00 for system protection with approval circuit breaker UL 489, CSA C22.2 no. 5-02 thermal overload release 3.2 A short-circuit release 42 A screw terminal standard switching capacity | 3150 | 1 | Z9 | 1
3RV2711-1GD10 |  | circuit breaker frame size S00 for system protection with approval circuit breaker UL 489, CSA C22.2 no. 5-02 thermal overload release 6.3 A short-circuit release 82 A screw terminal standard switching capacity | 3150 | 1 | Z9 | 1
3RV2711-1JD10 |  | circuit breaker frame size S00 for system protection with approval circuit breaker UL 489, CSA C22.2 no. 5-02 thermal overload release 10 A short-circuit release 130 A screw terminal standard switching capacity | 3520 | 1 | Z9 | 1
3RV2742-5CD10 |  | circuit breaker size S3 for system protection with approval circuit breaker UL 489, CSA C22.2 no. 5-02 thermal release 20 A short-circuit release 260 A screw terminal | 6840 | 1 | Z9 | 1
3RV2742-5DD10 |  | circuit breaker size S3 for system protection with approval circuit breaker UL 489, CSA C22.2 no. 5-02 thermal release 25 A short-circuit release 325 A screw terminal | 7360 | 1 | Z9 | 1
3RV2901-0H |  | Cover cap for transverse auxiliary switch for circuit breaker 3RV2 | 103 | 1 | Z9 | 10
3RV2901-1A |  | Auxiliary switch can be mounted on the side 1 NO+1 NC screw terminal for circuit breaker 3RV2 | 226 | 1 | Z9 | 1
3RV2901-1B |  | Auxiliary switch can be mounted on the side 2 NO, screw terminal for circuit breaker 3RV2 | 226 | 1 | Z9 | 1
3RV2901-1C |  | Auxiliary switch can be mounted on the side 2 NC, screw terminal for circuit breaker 3RV2 | 226 | 1 | Z9 | 1
3RV2901-1D |  | Auxiliary switch transverse 1 CO, screw terminal for circuit breaker 3RV2 | 187 | 1 | Z9 | 1
3RV2901-1E |  | Auxiliary switch transverse 1 NO+1 NC screw terminal for circuit breaker 3RV2 | 226 | 1 | Z9 | 1
3RV2901-1F |  | Auxiliary switch transverse 2 NO, screw terminal for circuit breaker 3RV2 | 226 | 1 | Z9 | 1
3RV2901-1G |  | Auxiliary switch transverse solid-state compatible, 1 CO screw terminal for circuit breaker 3RV2 | 699 | 1 | Z9 | 1
3RV2901-1J |  | Auxiliary switch can be mounted on the side 2 NO+2 NC screw terminal for circuit breaker 3RV2 | 509 | 1 | Z9 | 1
3RV2901-2A |  | Auxiliary switch can be mounted on the side 1 NO+1 NC spring-type terminal for circuit breaker 3RV2 | 226 | 1 | Z9 | 1
3RV2901-2B |  | Auxiliary switch can be mounted on the side 2 NO spring-type terminal for circuit breaker 3RV2 | 226 | 1 | Z9 | 1
3RV2901-2C |  | Auxiliary switch can be mounted on the side 2 NC spring-type terminal for circuit breaker 3RV2 | 226 | 1 | Z9 | 1
3RV2901-2E |  | Auxiliary switch transverse 1 NO+1 NC spring-type terminal for circuit breaker 3RV2 | 226 | 1 | Z9 | 1
3RV2901-2F |  | Auxiliary switch transverse 2 NO spring-type terminal for circuit breaker 3RV2 | 226 | 1 | Z9 | 1
3RV2902-1AB0 |  | Undervoltage release 24 V AC, 50/60 Hz with screw terminal for circuit breaker 3RV2 | 678 | 1 | Z9 | 1
3RV2902-1AB4 |  | Undervoltage release 24 V DC with screw terminal for circuit breaker 3RV2 | 1970 | 1 | Z9 | 1
3RV2902-1AF0 |  | Undervoltage release 110 V AC/50 Hz, 120 V AC/60 Hz with screw terminal for circuit breaker 3RV2 | 678 | 1 | Z9 | 1
3RV2902-1AM1 |  | Undervoltage release 208 V AC, 60 Hz with screw terminal for circuit breaker 3RV2 | 678 | 1 | Z9 | 1
3RV2902-1AP0 |  | Undervoltage release 230 V AC/50 Hz, 240 V AC/60 Hz with screw terminal for circuit breaker 3RV2 | 678 | 1 | Z9 | 1
3RV2902-1AS0 |  | Undervoltage release 500 V AC/50 Hz, 575 V AC/60 Hz with screw terminal for circuit breaker 3RV2 | 678 | 1 | Z9 | 1
3RV2902-1AV0 |  | Undervoltage release 400 V AC/50 Hz, 440 V AC/60 Hz with screw terminal for circuit breaker 3RV2 | 678 | 1 | Z9 | 1
3RV2902-1AV1 |  | Undervoltage release 415 V AC/50 Hz, 480 V AC/60 Hz with screw terminal for circuit breaker 3RV2 | 678 | 1 | Z9 | 1
3RV2902-1DB0 |  | shunt release 20-24 V AC, 50/60 Hz, 100% OP 20-70 V AC, 50/60 Hz, 5 s switch-on duration 20-70 V DC, 5 s switch-on duration with screw terminal for 3RV2 motor starter protector/circuit breaker | 678 | 1 | Z9 | 1
3RV2902-1DF0 |  | shunt release 90-110 V AC, 50/60 Hz, 100% OP 70-190 V AC, 50/60 Hz, 5 s switch-on duration 70-190 V DC, 5 s switch-on duration with screw terminal for 3RV2 motor starter protector/circuit breaker | 678 | 1 | Z9 | 1
3RV2902-1DP0 |  | shunt release 210-240 V AC, 50/60 Hz, 100% OP 190-330 V AC, 50/60 Hz, 5 s switch-on duration 190-330 V DC, 5 s switch-on duration with screw terminal for 3RV2 motor starter protector/circuit breaker | 678 | 1 | Z9 | 1
3RV2902-1DS0 |  | Shunt release 500 V AC, 50/60 Hz, 100% ON period 500 V AC, 50/60 Hz, 5 s ON period 500 V DC, 5 s ON period with screw terminal for circuit breaker 3RV2 | 678 | 1 | Z9 | 1
3RV2902-1DV0 |  | Shunt release 350-415 V AC, 50/60 Hz, 100% ON period 330-500 V AC, 50/60 Hz, 5 s ON period 330-500 V DC, 5 s ON period with screw terminal for circuit breaker 3RV2 | 678 | 1 | Z9 | 1
3RV2902-2AP0 |  | Undervoltage release 230 V AC/50 Hz, 240 V AC/60 Hz with spring-type terminal for circuit breaker 3RV2 | 678 | 1 | Z9 | 1
3RV2902-2AV0 |  | Undervoltage release 400 V AC/50 Hz, 440 V AC/60 Hz with spring-type terminal for circuit breaker 3RV2 | 678 | 1 | Z9 | 1
3RV2902-2DB0 |  | shunt release 20-24 V AC, 50/60 Hz, 100% OP 20-70 V AC, 50/60 Hz, 5 s switch-on duration 20-70 V DC, 5 s switch-on duration with spring-loaded terminal for 3RV2 motor starter protector/circuit breaker | 678 | 1 | Z9 | 1
3RV2902-2DF0 |  | shunt release 90-110 V AC, 50/60 Hz, 100% OP 70-190 V AC, 50/60 Hz, 5 s switch-on duration 70-190 V DC, 5 s switch-on duration with spring-loaded terminal for 3RV2 motor starter protector/circuit breaker | 678 | 1 | Z9 | 1
3RV2902-2DP0 |  | shunt release 210-240 V AC, 50/60 Hz, 100% OP 190-330 V AC, 50/60 Hz, 5 s switch-on duration 190-330 V DC, 5 s switch-on duration with spring-loaded terminal for 3RV2 motor starter protector/circuit breaker | 678 | 1 | Z9 | 1
3RV2907-1AB00 |  | 3RV29 infeed system Basic set for 2 motor starters with infeed left Size S00 and S0 includes 1x 3RV2917-1A 2x 3RV2917-5AA00 2x 3RV2927-5AA00 2x 3RV2927-7AA00 | 946 | 1 | Z9 | 1
3RV2907-4AB00 |  | 3RV29 infeed system Expansion set for 2 motor starters including expansion plug Size S00 and S0 includes 1x 3RV2917-4A 2x 3RV2917-5AA00 2x 3RV2927-5AA00 2x 3RV2927-7AA00 | 758 | 1 | Z9 | 1
3RV2907-4BB00 |  | 3RV29 infeed system Expansion set for 3 motor starters including expansion plug Size S00 and S0 includes 1x 3RV2917-4B 3x 3RV2917-5AA00 3x 3RV2927-5AA00 3x 3RV2927-7AA00 | 1080 | 1 | Z9 | 1
3RV2908-0P |  | scale cover, sealable for circuit breaker 3RV2 Size S00...S3 | 2110 | 100 | Z9 | 10
3RV2908-4AA10 |  | Touch protection cover for transverse Auxiliary switch with ring cable lug connection | 68.2 | 1 | Z9 | 1
3RV2915-5B |  | 3-phase supply terminal for 3-phase busbar Size S0 and S00 connection from below | 322 | 1 | Z9 | 1
3RV2917-1A |  | 3-phase busbar with infeed left for 2 circuit breakers Size S00 and S0 | 479 | 1 | Z9 | 1
3RV2917-1E |  | 3-phase busbar with infeed right for 2 circuit breakers Size S00 and S0 | 479 | 1 | Z9 | 1
3RV2917-4A |  | 3-phase busbar including extension connector for 2 circuit breakers Size S00 and S0 | 292 | 1 | Z9 | 1
3RV2917-4B |  | 3-phase busbar including extension connector for 3 circuit breakers Size S00 and S0 | 383 | 1 | Z9 | 1
3RV2917-5A |  | Cable connector size S00 Spring-type terminal Multi-unit packaging 10 units | 89.6 | 1 | Z9 | 10
3RV2917-5AA00 |  | Cable connector size S00 Spring-type terminal | 89.6 | 1 | Z9 | 1
3RV2917-5BA00 |  | Extension connector for connection of 3-phase busbars 3RV2917 | 126 | 1 | Z9 | 1
3RV2917-5C |  | Cable connector size S00 screw terminal Multi-unit packaging 10 units | 89.6 | 1 | Z9 | 10
3RV2917-5CA00 |  | Cable connector size S00 screw terminal | 89.6 | 1 | Z9 | 1
3RV2917-5D |  | Terminal block 6 mm2 for current outfeed and also for connection of 3-phase busbars | 343 | 1 | Z9 | 1
3RV2917-5E |  | Broad extension connector for connection of 3-phase busbars 3RV2917 Wiring duct from 10 mm | 217 | 1 | Z9 | 1
3RV2917-5FA00 |  | Terminal block Device infeed | 188 | 1 | Z9 | 1
3RV2917-6A |  | End cover for 3-phase busbar 3RV2917 Multi-unit packaging 10 units | 1610 | 100 | Z9 | 10
3RV2917-7AA00 |  | contactor base for contactor frame size S00 with screw/spring-loaded terminal (single-unit packaging) | 70.6 | 1 | Z9 | 1
3RV2921-1M |  | signaling switch for circuit breaker 3RV2 with screw terminal | 434 | 1 | Z9 | 1
3RV2921-2M |  | signaling switch for circuit breaker 3RV2 with spring-type terminal | 434 | 1 | Z9 | 1
3RV2922-1CB0 |  | undervoltage release 24 V AC, 50 Hz/60 Hz with leading auxiliary contact 2 NO with screw terminal for 3RV2 motor starter protector/circuit breaker | 952 | 1 | Z9 | 1
3RV2922-1CP0 |  | undervoltage release 230 V AC/50 Hz, 240 V AC/60 Hz with leading auxiliary contact 2 NO with screw terminal for 3RV2 motor starter protector/circuit breaker | 952 | 1 | Z9 | 1
3RV2922-1CV0 |  | undervoltage release 400 V AC/50 Hz with leading auxiliary contact 2 NO with screw terminal for 3RV2 motor starter protector/circuit breaker | 952 | 1 | Z9 | 1
3RV2922-1CV1 |  | undervoltage release 415 V AC/50 Hz, 480 V AC/60 Hz with leading auxiliary contact 2 NO with screw terminal for 3RV2 motor starter protector/circuit breaker | 952 | 1 | Z9 | 1
3RV2922-2CP0 |  | undervoltage release 230 V AC/50 Hz, 240 V AC/60 Hz with leading auxiliary contact 2 NO with spring-loaded terminal for 3RV2 motor starter protector/circuit breaker | 952 | 1 | Z9 | 1
3RV2922-2CV0 |  | undervoltage release 400 V AC/50 Hz with leading auxiliary contact 2 NO with spring-loaded terminal for 3RV2 motor starter protector/circuit breaker | 952 | 1 | Z9 | 1
3RV2922-2CV1 |  | undervoltage release 415 V AC, 50 Hz/480 V AC, 60 Hz with leading auxiliary contact 2 NO with spring-loaded terminal for 3RV2 motor starter protector/circuit breaker | 952 | 1 | Z9 | 1
3RV2925-5AB |  | 3-phase supply terminal for 3-phase busbar connection from top Size S00/S0 | 233 | 1 | Z9 | 1
3RV2925-5EB |  | 3-phase supply terminal for 3-phase busbar for self-protection combination motor controller (type E) for circuit breaker 3RV Size S00/S0 | 360 | 1 | Z9 | 1
3RV2926-0Q |  | Tolerance compensation for door-coupling rotary operating mechanism Size S00...S3 | 759 | 1 | Z9 | 1
3RV2926-1B |  | Door-coupling rotary operating mechanism For circuit breaker Size S00...S3, black 130 mm shaft | 1200 | 1 | Z9 | 1
3RV2926-1C |  | door-coupling rotary operating mechanism EMERGENCY OFF, size S00...S3 130 mm shaft | 1400 | 1 | Z9 | 1
3RV2926-1E |  | Door-coupling rotary operating mechanism for circuit breaker size S00...S3, black only handle (without trip) and coupling driver | 934 | 1 | Z9 | 1
3RV2926-1K |  | Door-coupling rotary operating mechanism For circuit breaker Size S00...S3, black 330 mm shaft | 1420 | 1 | Z9 | 1
3RV2926-1L |  | door-coupling rotary operating mechanism EMERGENCY OFF, size S00...S3 330 mm shaft | 1640 | 1 | Z9 | 1
3RV2926-2Q |  | Tolerance compensation for door-coupling rotary operating mechanism for harsh conditions Size S00...S3 | 759 | 1 | Z9 | 1
3RV2926-3B |  | Door-coupling rotary operating mechanism for harsh conditions For circuit breaker Size S00/S0 Handle gray | 2330 | 1 | Z9 | 1
3RV2926-3C |  | door-coupling rotary operating mechanism for harsh conditions for circuit breaker size S00/S0 handle EMERGENCY OFF | 2530 | 1 | Z9 | 1
3RV2927-5A |  | Cable connector size S0 Spring-type terminal Multi-unit packaging 10 units | 89.6 | 1 | Z9 | 10
3RV2927-5AA00 |  | Cable connector size S0 Spring-type terminal | 89.6 | 1 | Z9 | 1
3RV2927-7AA00 |  | Contactor base size S00/S0 | 65.8 | 1 | Z9 | 1
3RV2928-0B |  | Push-in lug size S00/S0 | 773 | 100 | Z9 | 10
3RV2928-1A |  | Disconnector module for circuit breaker Size S00/S0 | 931 | 1 | Z9 | 1
3RV2928-1H |  | Terminal block type E according to UL 508 for circuit breaker Size S00/S0 | 310 | 1 | Z9 | 1
3RV2928-1K |  | Phase barriers Increased air clearances / creepage distances for 3RV2 size S00/S0 with screw terminal | 133 | 1 | Z9 | 1
3RV2928-4AA00 |  | Touch protection cover for main current with ring cable lug connection | 82.8 | 1 | Z9 | 1
3RV2935-5A |  | 3-phase supply terminal Size S2 for 3-phase busbar connection from top | 425 | 1 | Z9 | 1
3RV2935-5E |  | 3-phase supply terminal for 3-phase busbar for self-protection combination motor controller (type E) for circuit breaker 3RV2 Size S2 connection from top | 611 | 1 | Z9 | 1
3RV2936-3B |  | Door-coupling rotary operating mechanism for harsh conditions For circuit breaker Size S2 Handle gray | 2530 | 1 | Z9 | 1
3RV2936-3C |  | door-coupling rotary operating mechanism for harsh conditions for circuit breaker size S2 handle EMERGENCY OFF | 2760 | 1 | Z9 | 1
3RV2938-1A |  | Disconnector module for circuit breaker Size S2 | 1570 | 1 | Z9 | 1
3RV2938-1K |  | Phase barrier for circuit breaker Size S2 | 208 | 1 | Z9 | 1
3RV2946-3B |  | Door-coupling rotary operating mechanism for harsh conditions For circuit breaker Size S3 Handle gray | 2710 | 1 | Z9 | 1
3RV2946-3C |  | door-coupling rotary operating mechanism for harsh conditions for circuit breaker size S3 handle EMERGENCY OFF | 2890 | 1 | Z9 | 1
3RV2948-1K |  | Terminal block for increased air clearances and creepage distances with phase barriers for circuit breaker Size S3 | 620 | 1 | Z9 | 1
3RV2948-1LA00 |  | Terminal cover for box terminals for Circuit Breaker 3RV2742 in size S3 | 176 | 1 | Z9 | 1
3RW3003-1CB54 |  | SIRIUS soft starter 22.5mm 3 A, 1.1 kW/400 V, 40 Â°C 200-400 V AC, 24-230 V AC/DC Screw terminals | 5900 | 1 | LQ | 1
3RW3003-2CB54 |  | SIRIUS soft starter 22.5mm 3 A, 1.1 kW/400 V, 40 Â°C 200-400 V AC, 24-230 V AC/DC spring-type terminals | 5900 | 1 | LQ | 1
3RW3013-1BB04 |  | SIRIUS soft starter S00 3.6 A, 1.5 kW/400 V, 40 Â°C 200-480 V AC, 24 V AC/DC Screw terminals | 4030 | 1 | LQ | 1
3RW3013-1BB14 |  | SIRIUS soft starter S00 3.6 A, 1.5 kW/400 V, 40 Â°C 200-480 V AC, 110-230 V AC/DC Screw terminals | 4030 | 1 | LQ | 1
3RW3013-2BB04 |  | SIRIUS soft starter S00 3.6 A, 1.5 kW/400 V, 40 Â°C 200-480 V AC, 24 V AC/DC Spring-type terminals | 4030 | 1 | LQ | 1
3RW3013-2BB14 |  | SIRIUS soft starter S00 3.6 A, 1.5 kW/400 V, 40 Â°C 200-480 V AC, 110-230 V AC/DC spring-type terminals | 4030 | 1 | LQ | 1
3RW3014-1BB04 |  | SIRIUS soft starter S00 6.5 A, 3 kW/400 V, 40 Â°C 200-480 V AC, 24 V AC/DC Screw terminals | 4560 | 1 | LQ | 1
3RW3014-1BB14 |  | SIRIUS soft starter S00 6.5 A, 3 kW/400 V, 40 Â°C 200-480 V AC, 110-230 V AC/DC Screw terminals | 4560 | 1 | LQ | 1
3RW3014-2BB04 |  | SIRIUS soft starter S00 6.5 A, 3 kW/400 V, 40 Â°C 200-480 V AC, 24 V AC/DC Spring-type terminals | 4560 | 1 | LQ | 1
3RW3014-2BB14 |  | SIRIUS soft starter S00 6.5 A, 3 kW/400 V, 40 Â°C 200-480 V AC, 110-230 V AC/DC spring-type terminals | 4560 | 1 | LQ | 1
3RW3016-1BB04 |  | SIRIUS soft starter S00 9 A, 4 kW/400 V, 40 Â°C 200-480 V AC, 24 V AC/DC Screw terminals | 5040 | 1 | LQ | 1
3RW3016-1BB14 |  | SIRIUS soft starter S00 9 A, 4 kW/400 V, 40 Â°C 200-480 V AC, 110-230 V AC/DC Screw terminals | 5040 | 1 | LQ | 1
3RW3016-2BB04 |  | SIRIUS soft starter S00 9 A, 4 kW/400 V, 40 Â°C 200-480 V AC, 24 V AC/DC Spring-type terminals | 5040 | 1 | LQ | 1
3RW3016-2BB14 |  | SIRIUS soft starter S00 9 A, 4 kW/400 V, 40 Â°C 200-480 V AC, 110-230 V AC/DC spring-type terminals | 5040 | 1 | LQ | 1
3RW3017-1BB04 |  | SIRIUS soft starter S00 12.5 A, 5.5 kW/400 V, 40 Â°C 200-480 V AC, 24 V AC/DC Screw terminals | 5660 | 1 | LQ | 1
3RW3017-1BB14 |  | SIRIUS soft starter S00 12.5 A, 5.5 kW/400 V, 40 Â°C 200-480 V AC, 110-230 V AC/DC Screw terminals | 5660 | 1 | LQ | 1
3RW3017-2BB04 |  | SIRIUS soft starter S00 12.5 A, 5.5 kW/400 V, 40 Â°C 200-480 V AC, 24 V AC/DC Spring-type terminals | 5660 | 1 | LQ | 1
3RW3017-2BB14 |  | SIRIUS soft starter S00 12.5 A, 5.5 kW/400 V, 40 Â°C 200-480 V AC, 110-230 V AC/DC spring-type terminals | 5660 | 1 | LQ | 1
3RW3018-1BB04 |  | SIRIUS soft starter S00 17.6 A, 7.5 kW/400 V, 40 Â°C 200-480 V AC, 24 V AC/DC Screw terminals | 6500 | 1 | LQ | 1
3RW3018-1BB14 |  | SIRIUS soft starter S00 17.6 A, 7.5 kW/400 V, 40 Â°C 200-480 V AC, 110-230 V AC/DC Screw terminals | 6500 | 1 | LQ | 1
3RW3018-2BB04 |  | SIRIUS soft starter S00 17.6 A, 7.5 kW/400 V, 40 Â°C 200-480 V AC, 24 V AC/DC Spring-type terminals | 6500 | 1 | LQ | 1
3RW3018-2BB14 |  | SIRIUS soft starter S00 17.6 A, 7.5 kW/400 V, 40 Â°C 200-480 V AC, 110-230 V AC/DC spring-type terminals | 6500 | 1 | LQ | 1
3RW3026-1BB04 |  | SIRIUS soft starter S0 25 A, 11 kW/400 V, 40 Â°C 200-480 V AC, 24 V AC/DC Screw terminals | 7630 | 1 | LQ | 1
3RW3026-1BB14 |  | SIRIUS soft starter S0 25 A, 11 kW/400 V, 40 Â°C 200-480 V AC, 110-230 V AC/DC Screw terminals | 7630 | 1 | LQ | 1
3RW3026-2BB04 |  | SIRIUS soft starter S0 25 A, 11 kW/400 V, 40 Â°C 200-480 V AC, 24 V AC/DC spring-type terminals | 7630 | 1 | LQ | 1
3RW3026-2BB14 |  | SIRIUS soft starter S0 25 A, 11 kW/400 V, 40 Â°C 200-480 V AC, 110-230 V AC/DC spring-type terminals | 7630 | 1 | LQ | 1
3RW3027-1BB04 |  | SIRIUS soft starter S0 32 A, 15 kW/400 V, 40 Â°C 200-480 V AC, 24 V AC/DC Screw terminals | 8770 | 1 | LQ | 1
3RW3027-1BB14 |  | SIRIUS soft starter S0 32 A, 15 kW/400 V, 40 Â°C 200-480 V AC, 110-230 V AC/DC Screw terminals | 8770 | 1 | LQ | 1
3RW3027-2BB04 |  | SIRIUS soft starter S0 32 A, 15 kW/400 V, 40 Â°C 200-480 V AC, 24 V AC/DC spring-type terminals | 8770 | 1 | LQ | 1
3RW3027-2BB14 |  | SIRIUS soft starter S0 32 A, 15 kW/400 V, 40 Â°C 200-480 V AC, 110-230 V AC/DC spring-type terminals | 8770 | 1 | LQ | 1
3RW3028-1BB04 |  | SIRIUS soft starter S0 38 A, 18.5 kW/400 V, 40 Â°C 200-480 V AC, 24 V AC/DC Screw terminals | 10900 | 1 | LQ | 1
3RW3028-1BB14 |  | SIRIUS soft starter S0 38 A, 18.5 kW/400 V, 40 Â°C 200-480 V AC, 110-230 V AC/DC Screw terminals | 10900 | 1 | LQ | 1
3RW3028-2BB04 |  | SIRIUS soft starter S0 38 A, 18.5 kW/400 V, 40 Â°C 200-480 V AC, 24 V AC/DC spring-type terminals | 10900 | 1 | LQ | 1
3RW3028-2BB14 |  | SIRIUS soft starter S0 38 A, 18.5 kW/400 V, 40 Â°C 200-480 V AC, 110-230 V AC/DC spring-type terminals | 10900 | 1 | LQ | 1
3RW3036-1BB04 |  | SIRIUS soft starter S2 45 A, 22 kW/400 V, 40 Â°C 200-480 V AC, 24 V AC/DC Screw terminals | 13400 | 1 | LQ | 1
3RW3036-1BB14 |  | SIRIUS soft starter S2 45 A, 22 kW/400 V, 40 Â°C 200-480 V AC, 110-230 V AC/DC Screw terminals | 13400 | 1 | LQ | 1
3RW3036-2BB04 |  | SIRIUS soft starter S2 45 A, 22 kW/400 V, 40 Â°C 200-480 V AC, 24 V AC/DC spring-type terminals | 13400 | 1 | LQ | 1
3RW3036-2BB14 |  | SIRIUS soft starter S2 45 A, 22 kW/400 V, 40 Â°C 200-480 V AC, 110-230 V AC/DC spring-type terminals | 13400 | 1 | LQ | 1
3RW3037-1BB04 |  | SIRIUS soft starter S2 63 A, 30 kW/400 V, 40 Â°C 200-480 V AC, 24 V AC/DC Screw terminals | 16400 | 1 | LQ | 1
3RW3037-1BB14 |  | SIRIUS soft starter S2 63 A, 30 kW/400 V, 40 Â°C 200-480 V AC, 110-230 V AC/DC Screw terminals | 16400 | 1 | LQ | 1
3RW3037-2BB04 |  | SIRIUS soft starter S2 63 A, 30 kW/400 V, 40 Â°C 200-480 V AC, 24 V AC/DC spring-type terminals | 16400 | 1 | LQ | 1
3RW3037-2BB14 |  | SIRIUS soft starter S2 63 A, 30 kW/400 V, 40 Â°C 200-480 V AC, 110-230 V AC/DC spring-type terminals | 16400 | 1 | LQ | 1
3RW3038-1BB04 |  | SIRIUS soft starter S2 72 A, 37 kW/400 V, 40 Â°C 200-480 V AC, 24 V AC/DC Screw terminals | 19300 | 1 | LQ | 1
3RW3038-1BB14 |  | SIRIUS soft starter S2 72 A, 37 kW/400 V, 40 Â°C 200-480 V AC, 110-230 V AC/DC Screw terminals | 19300 | 1 | LQ | 1
3RW3038-2BB04 |  | SIRIUS soft starter S2 72 A, 37 kW/400 V, 40 Â°C 200-480 V AC, 24 V AC/DC spring-type terminals | 19300 | 1 | LQ | 1
3RW3038-2BB14 |  | SIRIUS soft starter S2 72 A, 37 kW/400 V, 40 Â°C 200-480 V AC, 110-230 V AC/DC spring-type terminals | 19300 | 1 | LQ | 1
3RW3046-1BB04 |  | SIRIUS soft starter S3 80 A, 45 kW/400 V, 40 Â°C 200-480 V AC, 24 V AC/DC Screw terminals | 22300 | 1 | LQ | 1
3RW3046-1BB14 |  | SIRIUS soft starter S3 80 A, 45 kW/400 V, 40 Â°C 200-480 V AC, 110-230 V AC/DC Screw terminals | 22300 | 1 | LQ | 1
3RW3046-2BB04 |  | SIRIUS soft starter S3 80 A, 45 kW/400 V, 40 Â°C 200-480 V AC, 24 V AC/DC spring-type terminals | 22300 | 1 | LQ | 1
3RW3046-2BB14 |  | SIRIUS soft starter S3 80 A, 45 kW/400 V, 40 Â°C 200-480 V AC, 110-230 V AC/DC spring-type terminals | 22300 | 1 | LQ | 1
3RW3047-1BB04 |  | SIRIUS soft starter S3 106 A, 55 kW/400 V, 40 Â°C 200-480 V AC, 24 V AC/DC Screw terminals | 25000 | 1 | LQ | 1
3RW3047-1BB14 |  | SIRIUS soft starter S3 106 A, 55 kW/400 V, 40 Â°C 200-480 V AC, 110-230 V AC/DC Screw terminals | 25000 | 1 | LQ | 1
3RW3047-2BB04 |  | SIRIUS soft starter S3 106 A, 55 kW/400 V, 40 Â°C 200-480 V AC, 24 V AC/DC spring-type terminals | 25000 | 1 | LQ | 1
3RW3047-2BB14 |  | SIRIUS soft starter S3 106 A, 55 kW/400 V, 40 Â°C 200-480 V AC, 110-230 V AC/DC spring-type terminals | 25000 | 1 | LQ | 1
3RW4024-1BB04 |  | SIRIUS soft starter S0 12.5 A, 5.5 kW/400 V, 40 Â°C 200-480 V AC, 24 V AC/DC Screw terminals | 7650 | 1 | LQ | 1
3RW4024-1BB05 |  | SIRIUS soft starter S0 12.5 A, 7.5 kW/500 V, 40 Â°C 400-600 V AC, 24 V AC/DC Screw terminals | 8770 | 1 | LQ | 1
3RW4024-1BB14 |  | SIRIUS soft starter S0 12.5 A, 5.5 kW/400 V, 40 Â°C 200-480 V AC, 110-230 V AC/DC Screw terminals | 7650 | 1 | LQ | 1
3RW4024-1BB15 |  | SIRIUS soft starter S0 12.5 A, 7.5 kW/500 V, 40 Â°C 400-600 V AC, 110-230 V AC/DC Screw terminals | 8770 | 1 | LQ | 1
3RW4024-1TB04 |  | SIRIUS soft starter S0 12.5 A, 5.5 kW/400 V, 40 Â°C 200-480 V AC, 24 V AC/DC Screw terminals Thermistor motor protection | 10100 | 1 | LQ | 1
3RW4024-1TB05 |  | SIRIUS soft starter S0 12.5 A, 7.5 kW/500 V, 40 Â°C 400-600 V AC, 24 V AC/DC Screw terminals Thermistor motor protection | 11300 | 1 | LQ | 1
3RW4024-2BB04 |  | SIRIUS soft starter S0 12.5 A, 5.5 kW/400 V, 40 Â°C 200-480 V AC, 24 V AC/DC spring-type terminals | 7650 | 1 | LQ | 1
3RW4024-2BB05 |  | SIRIUS soft starter S0 12.5 A, 7.5 kW/500 V, 40 Â°C 400-600 V AC, 24 V AC/DC spring-type terminals | 8770 | 1 | LQ | 1
3RW4024-2BB14 |  | SIRIUS soft starter S0 12.5 A, 5.5 kW/400 V, 40 Â°C 200-480 V AC, 110-230 V AC/DC spring-type terminals | 7650 | 1 | LQ | 1
3RW4024-2BB15 |  | SIRIUS soft starter S0 12.5 A, 7.5 kW/500 V, 40 Â°C 400-600 V AC, 110-230 V AC/DC spring-type terminals | 8770 | 1 | LQ | 1
3RW4024-2TB04 |  | SIRIUS soft starter S0 12.5 A, 5.5 kW/400 V, 40 Â°C 200-480 V AC, 24 V AC/DC spring-type terminals Thermistor motor protection | 10100 | 1 | LQ | 1
3RW4024-2TB05 |  | SIRIUS soft starter S0 12.5 A, 7.5 kW/500 V, 40 Â°C 400-600 V AC, 24 V AC/DC spring-type terminals Thermistor motor protection | 11300 | 1 | LQ | 1
3RW4026-1BB04 |  | SIRIUS soft starter S0 25 A, 11 kW/400 V, 40 Â°C 200-480 V AC, 24 V AC/DC Screw terminals | 9000 | 1 | LQ | 1
3RW4026-1BB05 |  | SIRIUS soft starter S0 25 A, 15 kW/500 V, 40 Â°C 400-600 V AC, 24 V AC/DC Screw terminals | 10300 | 1 | LQ | 1
3RW4026-1BB14 |  | SIRIUS soft starter S0 25 A, 11 kW/400 V, 40 Â°C 200-480 V AC, 110-230 V AC/DC Screw terminals | 9000 | 1 | LQ | 1
3RW4026-1BB15 |  | SIRIUS soft starter S0 25 A, 15 kW/500 V, 40 Â°C 400-600 V AC, 110-230 V AC/DC Screw terminals | 10300 | 1 | LQ | 1
3RW4026-1TB04 |  | SIRIUS soft starter S0 25 A, 11 kW/400 V, 40 Â°C 200-480 V AC, 24 V AC/DC Screw terminals Thermistor motor protection | 11500 | 1 | LQ | 1
3RW4026-1TB05 |  | SIRIUS soft starter S0 25 A, 15 kW/500 V, 40 Â°C 400-600 V AC, 24 V AC/DC Screw terminals Thermistor motor protection | 12900 | 1 | LQ | 1
3RW4026-2BB04 |  | SIRIUS soft starter S0 25 A, 11 kW/400 V, 40 Â°C 200-480 V AC, 24 V AC/DC spring-type terminals | 9000 | 1 | LQ | 1
3RW4026-2BB05 |  | SIRIUS soft starter S0 25 A, 15 kW/500 V, 40 Â°C 400-600 V AC, 24 V AC/DC spring-type terminals | 10300 | 1 | LQ | 1
3RW4026-2BB14 |  | SIRIUS soft starter S0 25 A, 11 kW/400 V, 40 Â°C 200-480 V AC, 110-230 V AC/DC spring-type terminals | 9000 | 1 | LQ | 1
3RW4026-2BB15 |  | SIRIUS soft starter S0 25 A, 15 kW/500 V, 40 Â°C 400-600 V AC, 110-230 V AC/DC spring-type terminals | 10300 | 1 | LQ | 1
3RW4026-2TB04 |  | SIRIUS soft starter S0 25 A, 11 kW/400 V, 40 Â°C 200-480 V AC, 24 V AC/DC spring-type terminals Thermistor motor protection | 11500 | 1 | LQ | 1
3RW4026-2TB05 |  | SIRIUS soft starter S0 25 A, 15 kW/500 V, 40 Â°C 400-600 V AC, 24 V AC/DC spring-type terminals Thermistor motor protection | 12900 | 1 | LQ | 1
3RW4027-1BB04 |  | SIRIUS soft starter S0 32 A, 15 kW/400 V, 40 Â°C 200-480 V AC, 24 V AC/DC Screw terminals | 10700 | 1 | LQ | 1
3RW4027-1BB05 |  | SIRIUS soft starter S0 32 A, 18.5 kW/500 V, 40 Â°C 400-600 V AC, 24 V AC/DC screw terminals | 12300 | 1 | LQ | 1
3RW4027-1BB14 |  | SIRIUS soft starter S0 32 A, 15 kW/400 V, 40 Â°C 200-480 V AC, 110-230 V AC/DC Screw terminals | 10700 | 1 | LQ | 1
3RW4027-1BB15 |  | SIRIUS soft starter S0 32 A, 18.5 kW/500 V, 40 Â°C 400-600 V AC, 110-230 V AC/DC screw terminals | 12300 | 1 | LQ | 1
3RW4027-1TB04 |  | SIRIUS soft starter S0 32 A, 15 kW/400 V, 40 Â°C 200-480 V AC, 24 V AC/DC Screw terminals Thermistor motor protection | 13300 | 1 | LQ | 1
3RW4027-1TB05 |  | SIRIUS soft starter S0 32 A, 18.5 kW/500 V, 40 Â°C 400-600 V AC, 24 V AC/DC screw terminals thermistor motor protection | 14900 | 1 | LQ | 1
3RW4027-2BB04 |  | SIRIUS soft starter S0 32 A, 15 kW/400 V, 40 Â°C 200-480 V AC, 24 V AC/DC spring-type terminals | 10700 | 1 | LQ | 1
3RW4027-2BB05 |  | SIRIUS soft starter S0 32 A, 18.5 kW/500 V, 40 Â°C 400-600 V AC, 24 V AC/DC spring-loaded terminals | 12300 | 1 | LQ | 1
3RW4027-2BB14 |  | SIRIUS soft starter S0 32 A, 15 kW/400 V, 40 Â°C 200-480 V AC, 110-230 V AC/DC spring-type terminals | 10700 | 1 | LQ | 1
3RW4027-2BB15 |  | SIRIUS soft starter S0 32 A, 18.5 kW/500 V, 40 Â°C 400-600 V AC, 110-230 V AC/DC spring-loaded terminals | 12300 | 1 | LQ | 1
3RW4027-2TB04 |  | SIRIUS soft starter S0 32 A, 15 kW/400 V, 40 Â°C 200-480 V AC, 24 V AC/DC spring-type terminals Thermistor motor protection | 13300 | 1 | LQ | 1
3RW4027-2TB05 |  | SIRIUS soft starter S0 32 A, 18.5 kW/500 V, 40 Â°C 400-600 V AC, 24 V AC/DC spring-loaded terminals thermistor motor protection | 14900 | 1 | LQ | 1
3RW4028-1BB04 |  | SIRIUS soft starter S0 38 A, 18.5 kW/400 V, 40 Â°C 200-480 V AC, 24 V AC/DC Screw terminals | 12900 | 1 | LQ | 1
3RW4028-1BB05 |  | SIRIUS soft starter S0 38 A, 22 kW/500 V, 40 Â°C 400-600 V AC, 24 V AC/DC Screw terminals | 14700 | 1 | LQ | 1
3RW4028-1BB14 |  | SIRIUS soft starter S0 38 A, 18.5 kW/400 V, 40 Â°C 200-480 V AC, 110-230 V AC/DC Screw terminals | 12900 | 1 | LQ | 1
3RW4028-1BB15 |  | SIRIUS soft starter S0 38 A, 22 kW/500 V, 40 Â°C 400-600 V AC, 110-230 V AC/DC Screw terminals | 14700 | 1 | LQ | 1
3RW4028-1TB04 |  | SIRIUS soft starter S0 38 A, 18.5 kW/400 V, 40 Â°C 200-480 V AC, 24 V AC/DC Screw terminals Thermistor motor protection | 15400 | 1 | LQ | 1
3RW4028-1TB05 |  | SIRIUS soft starter S0 38 A, 22 kW/500 V, 40 Â°C 400-600 V AC, 24 V AC/DC Screw terminals Thermistor motor protection | 17300 | 1 | LQ | 1
3RW4028-2BB04 |  | SIRIUS soft starter S0 38 A, 18.5 kW/400 V, 40 Â°C 200-480 V AC, 24 V AC/DC spring-type terminals | 12900 | 1 | LQ | 1
3RW4028-2BB05 |  | SIRIUS soft starter S0 38 A, 22 kW/500 V, 40 Â°C 400-600 V AC, 24 V AC/DC spring-type terminals | 14700 | 1 | LQ | 1
3RW4028-2BB14 |  | SIRIUS soft starter S0 38 A, 18.5 kW/400 V, 40 Â°C 200-480 V AC, 110-230 V AC/DC spring-type terminals | 12900 | 1 | LQ | 1
3RW4028-2BB15 |  | SIRIUS soft starter S0 38 A, 22 kW/500 V, 40 Â°C 400-600 V AC, 110-230 V AC/DC spring-type terminals | 14700 | 1 | LQ | 1
3RW4028-2TB04 |  | SIRIUS soft starter S0 38 A, 18.5 kW/400 V, 40 Â°C 200-480 V AC, 24 V AC/DC spring-type terminals Thermistor motor protection | 15400 | 1 | LQ | 1
3RW4028-2TB05 |  | SIRIUS soft starter S0 38 A, 22 kW/500 V, 40 Â°C 400-600 V AC, 24 V AC/DC spring-type terminals Thermistor motor protection | 17300 | 1 | LQ | 1
3RW4036-1BB04 |  | SIRIUS soft starter S2 45 A, 22 kW/400 V, 40 Â°C 200-480 V AC, 24 V AC/DC Screw terminals | 15300 | 1 | LQ | 1
3RW4036-1BB05 |  | SIRIUS soft starter S2 45 A, 30 kW/500 V, 40 Â°C 400-600 V AC, 24 V AC/DC Screw terminals | 17500 | 1 | LQ | 1
3RW4036-1BB14 |  | SIRIUS soft starter S2 45 A, 22 kW/400 V, 40 Â°C 200-480 V AC, 110-230 V AC/DC Screw terminals | 15300 | 1 | LQ | 1
3RW4036-1BB15 |  | SIRIUS soft starter S2 45 A, 30 kW/500 V, 40 Â°C 400-600 V AC, 110-230 V AC/DC Screw terminals | 17500 | 1 | LQ | 1
3RW4036-1TB04 |  | SIRIUS soft starter S2 45 A, 22 kW/400 V, 40 Â°C 200-480 V AC, 24 V AC/DC Screw terminals Thermistor motor protection | 17500 | 1 | LQ | 1
3RW4036-1TB05 |  | SIRIUS soft starter S2 45 A, 30 kW/500 V, 40 Â°C 400-600 V AC, 24 V AC/DC Screw terminals Thermistor motor protection | 19900 | 1 | LQ | 1
3RW4036-2BB04 |  | SIRIUS soft starter S2 45 A, 22 kW/400 V, 40 Â°C 200-480 V AC, 24 V AC/DC spring-type terminals | 15300 | 1 | LQ | 1
3RW4036-2BB05 |  | SIRIUS soft starter S2 45 A, 30 kW/500 V, 40 Â°C 400-600 V AC, 24 V AC/DC spring-type terminals | 17500 | 1 | LQ | 1
3RW4036-2BB14 |  | SIRIUS soft starter S2 45 A, 22 kW/400 V, 40 Â°C 200-480 V AC, 110-230 V AC/DC spring-type terminals | 15300 | 1 | LQ | 1
3RW4036-2BB15 |  | SIRIUS soft starter S2 45 A, 30 kW/500 V, 40 Â°C 400-600 V AC, 110-230 V AC/DC spring-type terminals | 17500 | 1 | LQ | 1
3RW4036-2TB04 |  | SIRIUS soft starter S2 45 A, 22 kW/400 V, 40 Â°C 200-480 V AC, 24 V AC/DC spring-type terminals Thermistor motor protection | 17500 | 1 | LQ | 1
3RW4036-2TB05 |  | SIRIUS soft starter S2 45 A, 30 kW/500 V, 40 Â°C 400-600 V AC, 24 V AC/DC spring-type terminals Thermistor motor protection | 19900 | 1 | LQ | 1
3RW4037-1BB04 |  | SIRIUS soft starter S2 63 A, 30 kW/400 V, 40 Â°C 200-480 V AC, 24 V AC/DC Screw terminals | 18100 | 1 | LQ | 1
3RW4037-1BB05 |  | SIRIUS soft starter S2 63 A, 37 kW/500 V, 40 Â°C 400-600 V AC, 24 V AC/DC Screw terminals | 20800 | 1 | LQ | 1
3RW4037-1BB14 |  | SIRIUS soft starter S2 63 A, 30 kW/400 V, 40 Â°C 200-480 V AC, 110-230 V AC/DC Screw terminals | 18100 | 1 | LQ | 1
3RW4037-1BB15 |  | SIRIUS soft starter S2 63 A, 37 kW/500 V, 40 Â°C 400-600 V AC, 110-230 V AC/DC Screw terminals | 20800 | 1 | LQ | 1
3RW4037-1TB04 |  | SIRIUS soft starter S2 63 A, 30 kW/400 V, 40 Â°C 200-480 V AC, 24 V AC/DC Screw terminals Thermistor motor protection | 20300 | 1 | LQ | 1
3RW4037-1TB05 |  | SIRIUS soft starter S2 63 A, 37 kW/500 V, 40 Â°C 400-600 V AC, 24 V AC/DC Screw terminals Thermistor motor protection | 23300 | 1 | LQ | 1
3RW4037-2BB04 |  | SIRIUS soft starter S2 63 A, 30 kW/400 V, 40 Â°C 200-480 V AC, 24 V AC/DC spring-type terminals | 18100 | 1 | LQ | 1
3RW4037-2BB05 |  | SIRIUS soft starter S2 63 A, 37 kW/500 V, 40 Â°C 400-600 V AC, 24 V AC/DC spring-type terminals | 20800 | 1 | LQ | 1
3RW4037-2BB14 |  | SIRIUS soft starter S2 63 A, 30 kW/400 V, 40 Â°C 200-480 V AC, 110-230 V AC/DC spring-type terminals | 18100 | 1 | LQ | 1
3RW4037-2BB15 |  | SIRIUS soft starter S2 63 A, 37 kW/500 V, 40 Â°C 400-600 V AC, 110-230 V AC/DC spring-type terminals | 20800 | 1 | LQ | 1
3RW4037-2TB04 |  | SIRIUS soft starter S2 63 A, 30 kW/400 V, 40 Â°C 200-480 V AC, 24 V AC/DC spring-type terminals Thermistor motor protection | 20300 | 1 | LQ | 1
3RW4037-2TB05 |  | SIRIUS soft starter S2 63 A, 37 kW/500 V, 40 Â°C 400-600 V AC, 24 V AC/DC spring-type terminals Thermistor motor protection | 23300 | 1 | LQ | 1
3RW4038-1BB04 |  | SIRIUS soft starter S2 72 A, 37 kW/400 V, 40 Â°C 200-480 V AC, 24 V AC/DC Screw terminals | 21000 | 1 | LQ | 1
3RW4038-1BB05 |  | SIRIUS soft starter S2 72 A, 45 kW/500 V, 40 Â°C 400-600 V AC, 24 V AC/DC Screw terminals | 24100 | 1 | LQ | 1
3RW4038-1BB14 |  | SIRIUS soft starter S2 72 A, 37 kW/400 V, 40 Â°C 200-480 V AC, 110-230 V AC/DC Screw terminals | 21000 | 1 | LQ | 1
3RW4038-1BB15 |  | SIRIUS soft starter S2 72 A, 45 kW/500 V, 40 Â°C 400-600 V AC, 110-230 V AC/DC Screw terminals | 24100 | 1 | LQ | 1
3RW4038-1TB04 |  | SIRIUS soft starter S2 72 A, 37 kW/400 V, 40 Â°C 200-480 V AC, 24 V AC/DC Screw terminals Thermistor motor protection | 23500 | 1 | LQ | 1
3RW4038-1TB05 |  | SIRIUS soft starter S2 72 A, 45 kW/500 V, 40 Â°C 400-600 V AC, 24 V AC/DC Screw terminals Thermistor motor protection | 26400 | 1 | LQ | 1
3RW4038-2BB04 |  | SIRIUS soft starter S2 72 A, 37 kW/400 V, 40 Â°C 200-480 V AC, 24 V AC/DC spring-type terminals | 21000 | 1 | LQ | 1
3RW4038-2BB05 |  | SIRIUS soft starter S2 72 A, 45 kW/500 V, 40 Â°C 400-600 V AC, 24 V AC/DC spring-type terminals | 24100 | 1 | LQ | 1
3RW4038-2BB14 |  | SIRIUS soft starter S2 72 A, 37 kW/400 V, 40 Â°C 200-480 V AC, 110-230 V AC/DC spring-type terminals | 21000 | 1 | LQ | 1
3RW4038-2BB15 |  | SIRIUS soft starter S2 72 A, 45 kW/500 V, 40 Â°C 400-600 V AC, 110-230 V AC/DC spring-type terminals | 24100 | 1 | LQ | 1
3RW4038-2TB04 |  | SIRIUS soft starter S2 72 A, 37 kW/400 V, 40 Â°C 200-480 V AC, 24 V AC/DC spring-type terminals Thermistor motor protection | 23500 | 1 | LQ | 1
3RW4038-2TB05 |  | SIRIUS soft starter S2 72 A, 45 kW/500 V, 40 Â°C 400-600 V AC, 24 V AC/DC spring-type terminals Thermistor motor protection | 26400 | 1 | LQ | 1
3RW4046-1BB04 |  | SIRIUS soft starter S3 80 A, 45 kW/400 V, 40 Â°C 200-480 V AC, 24 V AC/DC Screw terminals | 23700 | 1 | LQ | 1
3RW4046-1BB05 |  | SIRIUS soft starter S3 80 A, 55 kW/500 V, 40 Â°C 400-600 V AC, 24 V AC/DC Screw terminals | 27400 | 1 | LQ | 1
3RW4046-1BB14 |  | SIRIUS soft starter S3 80 A, 45 kW/400 V, 40 Â°C 200-480 V AC, 110-230 V AC/DC Screw terminals | 23700 | 1 | LQ | 1
3RW4046-1BB15 |  | SIRIUS soft starter S3 80 A, 55 kW/500 V, 40 Â°C 400-600 V AC, 110-230 V AC/DC Screw terminals | 27400 | 1 | LQ | 1
3RW4046-1TB04 |  | SIRIUS soft starter S3 80 A, 45 kW/400 V, 40 Â°C 200-480 V AC, 24 V AC/DC Screw terminals Thermistor motor protection | 26000 | 1 | LQ | 1
3RW4046-1TB05 |  | SIRIUS soft starter S3 80 A, 55 kW/500 V, 40 Â°C 400-600 V AC, 24 V AC/DC Screw terminals Thermistor motor protection | 29500 | 1 | LQ | 1
3RW4046-2BB04 |  | SIRIUS soft starter S3 80 A, 45 kW/400 V, 40 Â°C 200-480 V AC, 24 V AC/DC spring-type terminals | 23700 | 1 | LQ | 1
3RW4046-2BB05 |  | SIRIUS soft starter S3 80 A, 55 kW/500 V, 40 Â°C 400-600 V AC, 24 V AC/DC spring-type terminals | 27400 | 1 | LQ | 1
3RW4046-2BB14 |  | SIRIUS soft starter S3 80 A, 45 kW/400 V, 40 Â°C 200-480 V AC, 110-230 V AC/DC spring-type terminals | 23700 | 1 | LQ | 1
3RW4046-2BB15 |  | SIRIUS soft starter S3 80 A, 55 kW/500 V, 40 Â°C 400-600 V AC, 110-230 V AC/DC spring-type terminals | 27400 | 1 | LQ | 1
3RW4046-2TB04 |  | SIRIUS soft starter S3 80 A, 45 kW/400 V, 40 Â°C 200-480 V AC, 24 V AC/DC spring-type terminals Thermistor motor protection | 26000 | 1 | LQ | 1
3RW4046-2TB05 |  | SIRIUS soft starter S3 80 A, 55 kW/500 V, 40 Â°C 400-600 V AC, 24 V AC/DC spring-type terminals Thermistor motor protection | 29500 | 1 | LQ | 1
3RW4047-1BB04 |  | SIRIUS soft starter S3 106 A, 55 kW/400 V, 40 Â°C 200-480 V AC, 24 V AC/DC Screw terminals | 26000 | 1 | LQ | 1
3RW4047-1BB05 |  | SIRIUS soft starter S3 106 A, 75 kW/500 V, 40 Â°C 400-600 V AC, 24 V AC/DC Screw terminals | 29500 | 1 | LQ | 1
3RW4047-1BB14 |  | SIRIUS soft starter S3 106 A, 55 kW/400 V, 40 Â°C 200-480 V AC, 110-230 V AC/DC Screw terminals | 26000 | 1 | LQ | 1
3RW4047-1BB15 |  | SIRIUS soft starter S3 106 A, 75 kW/500 V, 40 Â°C 400-600 V AC, 110-230 V AC/DC Screw terminals | 29500 | 1 | LQ | 1
3RW4047-1TB04 |  | SIRIUS soft starter S3 106 A, 55 kW/400 V, 40 Â°C 200-480 V AC, 24 V AC/DC Screw terminals Thermistor motor protection | 28100 | 1 | LQ | 1
3RW4047-1TB05 |  | SIRIUS soft starter S3 106 A, 75 kW/500 V, 40 Â°C 400-600 V AC, 24 V AC/DC Screw terminals Thermistor motor protection | 32200 | 1 | LQ | 1
3RW4047-2BB04 |  | SIRIUS soft starter S3 106 A, 55 kW/400 V, 40 Â°C 200-480 V AC, 24 V AC/DC spring-type terminals | 26000 | 1 | LQ | 1
3RW4047-2BB05 |  | SIRIUS soft starter S3 106 A, 75 kW/500 V, 40 Â°C 400-600 V AC, 24 V AC/DC spring-type terminals | 29500 | 1 | LQ | 1
3RW4047-2BB14 |  | SIRIUS soft starter S3 106 A, 55 kW/400 V, 40 Â°C 200-480 V AC, 110-230 V AC/DC spring-type terminals | 26000 | 1 | LQ | 1
3RW4047-2BB15 |  | SIRIUS soft starter S3 106 A, 75 kW/500 V, 40 Â°C 400-600 V AC, 110-230 V AC/DC spring-type terminals | 29500 | 1 | LQ | 1
3RW4047-2TB04 |  | SIRIUS soft starter S3 106 A, 55 kW/400 V, 40 Â°C 200-480 V AC, 24 V AC/DC spring-type terminals Thermistor motor protection | 28100 | 1 | LQ | 1
3RW4047-2TB05 |  | SIRIUS soft starter S3 106 A, 75 kW/500 V, 40 Â°C 400-600 V AC, 24 V AC/DC spring-type terminals Thermistor motor protection | 32200 | 1 | LQ | 1
3RW4722-1SC44 |  | Control unit 230 V for 3RW4422 with screw terminals | 24500 | 1 | LQ | 1
3RW4723-1SC44 |  | Control unit 230 V for 3RW4423 with screw terminals | 24500 | 1 | LQ | 1
3RW4724-1SC44 |  | Control unit 230 V for 3RW4424 with screw terminals | 24500 | 1 | LQ | 1
3RW4725-1SC44 |  | Control unit 230 V for 3RW4425 with screw terminals | 24500 | 1 | LQ | 1
3RW4726-1SC44 |  | Control unit 230 V for 3RW4426 with screw terminals | 24500 | 1 | LQ | 1
3RW4727-0RC00 |  | Box terminal block for 3RW44 Size 2 | 503 | 1 | LQ | 1
3RW4727-0VC50 |  | Firing PCB 690 V for 3RW44, Size 2 | 26800 | 1 | LQ | 1
3RW4727-0VC80 |  | Firing PCB 600 V for 3RW44, Size 2 | 20700 | 1 | LQ | 1
3RW4727-1SC44 |  | Control unit 230 V for 3RW4427 with screw terminals | 24500 | 1 | LQ | 1
3RW4734-6SC44 |  | Control unit 230 V for 3RW4434 with screw terminals | 24500 | 1 | LQ | 1
3RW4735-6SC44 |  | Control unit 230 V for 3RW4435 with screw terminals | 24500 | 1 | LQ | 1
3RW4736-6SC44 |  | Control unit 230 V for 3RW4436 with screw terminals | 24500 | 1 | LQ | 1
3RW4743-0LC00 |  | power semiconductor module 690 V, for 3RW4443, 203 A two units for each device | 28500 | 1 | LQ | 1
3RW4743-0NC00 |  | power semiconductor module NTC 690 V, for 3RW4443, 203 A | 29900 | 1 | LQ | 1
3RW4743-0VC70 |  | Firing PCB 460 V for 3RW44, Size 3 for 3RW4443 | 17000 | 1 | LQ | 1
3RW4743-0VC80 |  | Firing PCB 600 V for 3RW44, Size 3 for 3RW4443 | 22900 | 1 | LQ | 1
3RW4743-6SC44 |  | Control unit 230 V for 3RW4443 with screw terminals | 30800 | 1 | LQ | 1
3RW4744-6SC44 |  | Control unit 230 V for 3RW4444 with screw terminals | 30800 | 1 | LQ | 1
3RW4745-0LC00 |  | power semiconductor module 690 V, for 3RW4444/4445, 313 A two units for each device | 35100 | 1 | LQ | 1
3RW4745-0NC00 |  | power semiconductor module NTC 690 V, for 3RW4444/4445, 313 A | 37000 | 1 | LQ | 1
3RW4745-0VC50 |  | Firing PCB 690 V for 3RW44, Size 3 for 3RW4444, 3RW4445 | 28700 | 1 | LQ | 1
3RW4745-0VC70 |  | Firing PCB 460 V for 3RW4444, 3RW4445 | 19100 | 1 | LQ | 1
3RW4745-6SC44 |  | Control unit 230 V for 3RW4445 with screw terminals | 30800 | 1 | LQ | 1
3RW4746-0LC00 |  | power semiconductor module 690 V, for 3RW4446, 356 A two units for each device | 46500 | 1 | LQ | 1
3RW4746-0NC00 |  | power semiconductor module NTC 690 V, for 3RW4446, 356 A | 48800 | 1 | LQ | 1
3RW4746-0VC50 |  | Firing PCB 690 V for 3RW4443, 3RW4446, 3RW4447 | 30800 | 1 | LQ | 1
3RW4746-6SC44 |  | Control unit 230 V for 3RW4446 with screw terminals | 30800 | 1 | LQ | 1
3RW4747-0LC00 |  | power semiconductor module 690 V, for 3RW4447, 432 A two units for each device | 53600 | 1 | LQ | 1
3RW4747-0NC00 |  | power semiconductor module NTC 690 V, for 3RW4447, 432 A | 57100 | 1 | LQ | 1
3RW4747-0UC00 |  | Enclosure base for 3RW44 Size 4 | 2450 | 1 | LQ | 1
3RW4747-0VC50 |  | Firing PCB 690 V for 3RW4444, 3RW4445, 3RW4446 | 33900 | 1 | LQ | 1
3RW4747-0VC70 |  | Firing PCB 460 V for 3RW4446, 3RW4447 | 21800 | 1 | LQ | 1
3RW4747-6SC44 |  | Control unit 230 V for 3RW4447 with screw terminals | 30800 | 1 | LQ | 1
3RW4753-6SC44 |  | Control unit 230 V for 3RW4453 with screw terminals | 37000 | 1 | LQ | 1
3RW4754-6SC44 |  | Control unit 230 V for 3RW4454 with screw terminals | 37000 | 1 | LQ | 1
3RW4755-0KC00 |  | Bypass kit for 3RW44 3RW4453, 3RW4454 and 3RW4455 | 58400 | 1 | LQ | 1
3RW4755-0LC00 |  | power semiconductor module 690 V, 3RW4453/4454/4455, 693 A two units for each device | 66300 | 1 | LQ | 1
3RW4755-0NC00 |  | power semiconductor module NTC 690 V, 3RW4453/4454/4455, 693 A | 66300 | 1 | LQ | 1
3RW4755-6SB30 |  | Control unit 115 V for 3RW4055, Size S6 with screw terminals | 20400 | 1 | LQ | 1
3RW4755-6SB40 |  | Control unit 230 V for 3RW4055, Size S6 with screw terminals | 20400 | 1 | LQ | 1
3RW4755-6SC44 |  | Control unit 230 V for 3RW4455 with screw terminals | 37000 | 1 | LQ | 1
3RW4756-0VB70 |  | Firing PCB 460 V for 3RW40, Size S6 | 3410 | 1 | LQ | 1
3RW4756-0VB80 |  | Firing PCB 600 V for 3RW40, Size S6 | 6190 | 1 | LQ | 1
3RW4756-0WC50 |  | TSE PCB 690 V for 3RW4453, 3RW4454, 3RW4455 for 3RW4456 | 11800 | 1 | LQ | 1
3RW4756-0WC70 |  | TSE PCB 460 V for 3RW4453, 3RW4454, 3RW4455 for 3RW4456 | 8290 | 1 | LQ | 1
3RW4756-6SB30 |  | Control unit 115 V for 3RW4056, Size S6 with screw terminals | 22000 | 1 | LQ | 1
3RW4756-6SB40 |  | Control unit 230 V for 3RW4056, Size S6 with screw terminals | 22000 | 1 | LQ | 1
3RW4756-6SC44 |  | Control unit 230 V for 3RW4456 with screw terminals | 37000 | 1 | LQ | 1
3RW4757-6SC44 |  | Control unit 230 V for 3RW4457 with screw terminals | 37000 | 1 | LQ | 1
3RW4758-0LC00 |  | power semiconductor module 690 V, 3RW4456/4457/4458, 970 A two units for each device | 83300 | 1 | LQ | 1
3RW4758-0NC00 |  | power semiconductor module NTC 690 V, 3RW4456/4457/4458, 970 A | 83300 | 1 | LQ | 1
3RW4758-6SC44 |  | Control unit 230 V for 3RW4458 with screw terminals | 37000 | 1 | LQ | 1
3RW4765-6SC44 |  | Control unit 230 V for 3RW4465 with screw terminals | 42400 | 1 | LQ | 1
3RW4766-0KC00 |  | Bypass kit for 3RW44 3RW4456 and 3RW4457 | 90400 | 1 | LQ | 1
3RW4766-0KC01 |  | Bypass kit for 3RW44 3RW4458, 3RW4465 and 3RW4466 | 110000 | 1 | LQ | 1
3RW4766-0LC00 |  | power semiconductor module 690 V, 3RW4465/4466, 1214 A two units for each device | 145000 | 1 | LQ | 1
3RW4766-0NC00 |  | power semiconductor module NTC 690 V, 3RW4465/4466, 1214 A | 145000 | 1 | LQ | 1
3RW4766-0VC50 |  | Firing PCB 690 V for 3RW44, Size 5 and 6 | 37200 | 1 | LQ | 1
3RW4766-0VC70 |  | Firing PCB 460 V for 3RW44, Size 5 and 6 | 24900 | 1 | LQ | 1
3RW4766-0WC50 |  | TSE PCB 690 V for 3RW44, Size 6 for 3RW4457, 3RW4458 | 13800 | 1 | LQ | 1
3RW4766-0WC70 |  | TSE PCB 460 V for 3RW44, Size 6 for 3RW4457, 3RW4458 | 10500 | 1 | LQ | 1
3RW4766-2HC00 |  | removable control terminals with spring-loaded terminals 4 blocks with 6 terminals each | 3720 | 1 | LQ | 1
3RW4766-6HC00 |  | removable control terminals with screw terminals 4 blocks with 6 terminals each | 3720 | 1 | LQ | 1
3RW4766-6SC44 |  | Control unit 230 V for 3RW4466 with screw terminals | 42400 | 1 | LQ | 1
3RW4773-0LB00 |  | power semiconductor module 600 V, for 3RW4073, 230 A | 15800 | 1 | LQ | 1
3RW4773-0NB00 |  | power semiconductor module NTC 600 V, for 3RW4073, 230 A | 16400 | 1 | LQ | 1
3RW4773-6SB30 |  | Control unit 115 V for 3RW4073, Size S12 with screw terminals | 23700 | 1 | LQ | 1
3RW4773-6SB40 |  | Control unit 230 V for 3RW4073, Size S12 with screw terminals | 23700 | 1 | LQ | 1
3RW4774-0LB00 |  | power semiconductor module 600 V, for 3RW4074, 280 A | 17900 | 1 | LQ | 1
3RW4774-0NB00 |  | power semiconductor module NTC 600 V, for 3RW4074, 280 A | 18500 | 1 | LQ | 1
3RW4774-6SB30 |  | Control unit 115 V for 3RW4074, Size S12 with screw terminals | 25400 | 1 | LQ | 1
3RW4774-6SB40 |  | Control unit 230 V for 3RW4074, Size S12 with screw terminals | 25400 | 1 | LQ | 1
3RW4775-0LB00 |  | power semiconductor module 600 V, for 3RW4075, 356 A | 20800 | 1 | LQ | 1
3RW4775-0NB00 |  | power semiconductor module NTC 600 V, for 3RW4075, 356 A | 21400 | 1 | LQ | 1
3RW4775-6SB30 |  | Control unit 115 V for 3RW4075, Size S12 with screw terminals | 27000 | 1 | LQ | 1
3RW4775-6SB40 |  | Control unit 230 V for 3RW4075, Size S12 with screw terminals | 27000 | 1 | LQ | 1
3RW4776-0LB00 |  | power semiconductor module 600 V, for 3RW4076, 432 A | 27600 | 1 | LQ | 1
3RW4776-0NB00 |  | power semiconductor module NTC 600 V, for 3RW4076, 432 A | 28300 | 1 | LQ | 1
3RW4776-0UB00 |  | Enclosure base for 3RW40 Size S12 | 2450 | 1 | LQ | 1
3RW4776-0VB70 |  | Firing PCB 460 V for 3RW40, Size S12 | 4920 | 1 | LQ | 1
3RW4776-0VB80 |  | Firing PCB 600 V for 3RW40, Size S12 | 7670 | 1 | LQ | 1
3RW4776-2HB00 |  | removable control terminals with spring-loaded terminals 2 blocks with 6 terminals each | 2100 | 1 | LQ | 1
3RW4776-6HB00 |  | removable control terminals with screw terminals 2 blocks with 6 terminals each | 2100 | 1 | LQ | 1
3RW4776-6SB30 |  | Control unit 115 V for 3RW4076, Size S12 with screw terminals | 28500 | 1 | LQ | 1
3RW4776-6SB40 |  | Control unit 230 V for 3RW4076, Size S12 with screw terminals | 28500 | 1 | LQ | 1
3RW4900-0AC00 |  | external display and control module for SIRIUS soft starter 3RW44 connecting cable e.g. 2.5 m (3UF7933-0BA00-0) not included in scope of supply required firmware version 3RW44 >= *E05*, implemented for starters 3RW44 from delivery date May 06 | 13800 | 1 | LQ | 1
3RW4900-0KC00 |  | Communication module PROFIBUS for SIRIUS soft starter 3RW44 Required firmware version 3RW44 >= *E06*. implemented for starters 3RW44 from delivery date May 2006 | 13800 | 1 | LQ | 1
3RW4900-0NC00 |  | Communication module PROFINET for SIRIUS soft starter 3RW44 required product version 3RW44 >= *12*. implemented for starters 3RW44 from delivery date June 2013 | 16800 | 1 | LQ | 1
3RW4900-0PB00 |  | Sealable cover for SIRIUS soft starter 3RW40 Size S6 and S12 | 663 | 1 | LQ | 1
3RW4900-0PB10 |  | Sealing cover for SIRIUS soft starter 3RW40 S0...S3 | 349 | 1 | LQ | 1
3RW4928-8VB00 |  | Fan for SIRIUS soft starter 3RW402 S0 for ET 200SP motor starter | 848 | 1 | LQ | 1
3RW4936-8VX30 |  | Fan for SIRIUS soft starter 3RW405.-.BB3 3RW442.-.BC3., 3RW443.-.BC3 115 V AC | 3680 | 1 | LQ | 1
3RW4936-8VX40 |  | Fan for SIRIUS soft starter 3RW405.-.BB4 3RW442.-.BC4., 3RW443.-.BC4 230 V AC | 3680 | 1 | LQ | 1
3RW4947-8VB00 |  | Fan for SIRIUS soft starter 3RW403 S2, 3RW404 S3 | 1750 | 1 | LQ | 1
3RW4947-8VX30 |  | Fan for SIRIUS soft starter 3RW407.-.BB3 3RW444.-.BC3 115 V AC | 3680 | 1 | LQ | 1
3RW4947-8VX40 |  | Fan for SIRIUS soft starter 3RW407.-.BB4 3RW444.-.BC4 230 V AC | 3680 | 1 | LQ | 1
3RW4957-8VX30 |  | Fan for SIRIUS soft starter 3RW445.-.BC3., 3RW446.-.BC3 115 V AC | 10900 | 1 | LQ | 1
3RW4957-8VX40 |  | Fan for SIRIUS soft starter 3RW445.-.BC4., 3RW446.-.BC4 230 V AC | 10900 | 1 | LQ | 1
3RW4966-8VX30 |  | Fan for SIRIUS soft starter 3RW446.-.BC3 115 V AC | 3680 | 1 | LQ | 1
3RW4966-8VX40 |  | Fan for SIRIUS soft starter 3RW446.-.BC4 230 V AC | 3680 | 1 | LQ | 1
3RW5055-6AB04 |  | SIRIUS soft starter 200-480 V 143 A, 24 V AC/DC Screw terminals Analog output | 40100 | 1 | LQ | 1
3RW5055-6AB05 |  | SIRIUS soft starter 200-600 V 143 A, 24 V AC/DC Screw terminals Analog output | 44100 | 1 | LQ | 1
3RW5055-6AB14 |  | SIRIUS soft starter 200-480 V 143 A, 110-250 V AC Screw terminals Analog output | 40100 | 1 | LQ | 1
3RW5055-6AB15 |  | SIRIUS soft starter 200-600 V 143 A, 110-250 V AC Screw terminals Analog output | 44100 | 1 | LQ | 1
3RW5055-6TB04 |  | SIRIUS soft starter 200-480 V 143 A, 24 V AC/DC Screw terminals Thermistor input | 40100 | 1 | LQ | 1
3RW5055-6TB05 |  | SIRIUS soft starter 200-600 V 143 A, 24 V AC/DC Screw terminals Thermistor input | 44100 | 1 | LQ | 1
3RW5055-6TB14 |  | SIRIUS soft starter 200-480 V 143 A, 110-250 V AC Screw terminals Thermistor input | 40100 | 1 | LQ | 1
3RW5055-6TB15 |  | SIRIUS soft starter 200-600 V 143 A, 110-250 V AC Screw terminals Thermistor input | 44100 | 1 | LQ | 1
3RW5056-6AB04 |  | SIRIUS soft starter 200-480 V 171 A, 24 V AC/DC Screw terminals Analog output | 44900 | 1 | LQ | 1
3RW5056-6AB05 |  | SIRIUS soft starter 200-600 V 171 A, 24 V AC/DC Screw terminals Analog output | 49700 | 1 | LQ | 1
3RW5056-6AB14 |  | SIRIUS soft starter 200-480 V 171 A, 110-250 V AC Screw terminals Analog output | 44900 | 1 | LQ | 1
3RW5056-6AB15 |  | SIRIUS soft starter 200-600 V 171 A, 110-250 V AC Screw terminals Analog output | 49700 | 1 | LQ | 1
3RW5056-6TB04 |  | SIRIUS soft starter 200-480 V 171 A, 24 V AC/DC Screw terminals Thermistor input | 44900 | 1 | LQ | 1
3RW5056-6TB05 |  | SIRIUS soft starter 200-600 V 171 A, 24 V AC/DC Screw terminals Thermistor input | 49700 | 1 | LQ | 1
3RW5056-6TB14 |  | SIRIUS soft starter 200-480 V 171 A, 110-250 V AC Screw terminals Thermistor input | 44900 | 1 | LQ | 1
3RW5056-6TB15 |  | SIRIUS soft starter 200-600 V 171 A, 110-250 V AC Screw terminals Thermistor input | 49700 | 1 | LQ | 1
3RW5072-6AB04 |  | SIRIUS soft starter 200-480 V 210 A, 24 V AC/DC Screw terminals Analog output | 49900 | 1 | LQ | 1
3RW5072-6AB05 |  | SIRIUS soft starter 200-600 V 210 A, 24 V AC/DC Screw terminals Analog output | 54700 | 1 | LQ | 1
3RW5072-6AB14 |  | SIRIUS soft starter 200-480 V 210 A, 110-250 V AC Screw terminals Analog output | 49900 | 1 | LQ | 1
3RW5072-6AB15 |  | SIRIUS soft starter 200-600 V 210 A, 110-250 V AC Screw terminals Analog output | 54700 | 1 | LQ | 1
3RW5072-6TB04 |  | SIRIUS soft starter 200-480 V 210 A, 24 V AC/DC Screw terminals Thermistor input | 49900 | 1 | LQ | 1
3RW5072-6TB05 |  | SIRIUS soft starter 200-600 V 210 A, 24 V AC/DC Screw terminals Thermistor input | 54700 | 1 | LQ | 1
3RW5072-6TB14 |  | SIRIUS soft starter 200-480 V 210 A, 110-250 V AC Screw terminals Thermistor input | 49900 | 1 | LQ | 1
3RW5072-6TB15 |  | SIRIUS soft starter 200-600 V 210 A, 110-250 V AC Screw terminals Thermistor input | 54700 | 1 | LQ | 1
3RW5073-6AB04 |  | SIRIUS soft starter 200-480 V 250 A, 24 V AC/DC Screw terminals Analog output | 54700 | 1 | LQ | 1
3RW5073-6AB05 |  | SIRIUS soft starter 200-600 V 250 A, 24 V AC/DC Screw terminals Analog output | 60500 | 1 | LQ | 1
3RW5073-6AB14 |  | SIRIUS soft starter 200-480 V 250 A, 110-250 V AC Screw terminals Analog output | 54700 | 1 | LQ | 1
3RW5073-6AB15 |  | SIRIUS soft starter 200-600 V 250 A, 110-250 V AC Screw terminals Analog output | 60500 | 1 | LQ | 1
3RW5073-6TB04 |  | SIRIUS soft starter 200-480 V 250 A, 24 V AC/DC Screw terminals Thermistor input | 54700 | 1 | LQ | 1
3RW5073-6TB05 |  | SIRIUS soft starter 200-600 V 250 A, 24 V AC/DC Screw terminals Thermistor input | 60500 | 1 | LQ | 1
3RW5073-6TB14 |  | SIRIUS soft starter 200-480 V 250 A, 110-250 V AC Screw terminals Thermistor input | 54700 | 1 | LQ | 1
3RW5073-6TB15 |  | SIRIUS soft starter 200-600 V 250 A, 110-250 V AC Screw terminals Thermistor input | 60500 | 1 | LQ | 1
3RW5074-6AB04 |  | SIRIUS soft starter 200-480 V 315 A, 24 V AC/DC Screw terminals Analog output | 59800 | 1 | LQ | 1
3RW5074-6AB05 |  | SIRIUS soft starter 200-600 V 315 A, 24 V AC/DC Screw terminals Analog output | 66100 | 1 | LQ | 1
3RW5074-6AB14 |  | SIRIUS soft starter 200-480 V 315 A, 110-250 V AC Screw terminals Analog output | 59800 | 1 | LQ | 1
3RW5074-6AB15 |  | SIRIUS soft starter 200-600 V 315 A, 110-250 V AC Screw terminals Analog output | 66100 | 1 | LQ | 1
3RW5074-6TB04 |  | SIRIUS soft starter 200-480 V 315 A, 24 V AC/DC Screw terminals Thermistor input | 59800 | 1 | LQ | 1
3RW5074-6TB05 |  | SIRIUS soft starter 200-600 V 315 A, 24 V AC/DC Screw terminals Thermistor input | 66100 | 1 | LQ | 1
3RW5074-6TB14 |  | SIRIUS soft starter 200-480 V 315 A, 110-250 V AC Screw terminals Thermistor input | 59800 | 1 | LQ | 1
3RW5074-6TB15 |  | SIRIUS soft starter 200-600 V 315 A, 110-250 V AC Screw terminals Thermistor input | 66100 | 1 | LQ | 1
3RW5075-6AB04 |  | SIRIUS soft starter 200-480 V 370 A, 24 V AC/DC Screw terminals Analog output | 65000 | 1 | LQ | 1
3RW5075-6AB05 |  | SIRIUS soft starter 200-600 V 370 A, 24 V AC/DC Screw terminals Analog output | 71500 | 1 | LQ | 1
3RW5075-6AB14 |  | SIRIUS soft starter 200-480 V 370 A, 110-250 V AC Screw terminals Analog output | 65000 | 1 | LQ | 1
3RW5075-6AB15 |  | SIRIUS soft starter 200-600 V 370 A, 110-250 V AC Screw terminals Analog output | 71500 | 1 | LQ | 1
3RW5075-6TB04 |  | SIRIUS soft starter 200-480 V 370 A, 24 V AC/DC Screw terminals Thermistor input | 65000 | 1 | LQ | 1
3RW5075-6TB05 |  | SIRIUS soft starter 200-600 V 370 A, 24 V AC/DC Screw terminals Thermistor input | 71500 | 1 | LQ | 1
3RW5075-6TB14 |  | SIRIUS soft starter 200-480 V 370 A, 110-250 V AC Screw terminals Thermistor input | 65000 | 1 | LQ | 1
3RW5075-6TB15 |  | SIRIUS soft starter 200-600 V 370 A, 110-250 V AC Screw terminals Thermistor input | 71500 | 1 | LQ | 1
3RW5076-6AB04 |  | SIRIUS soft starter 200-480 V 470 A, 24 V AC/DC Screw terminals Analog output | 70000 | 1 | LQ | 1
3RW5076-6AB05 |  | SIRIUS soft starter 200-600 V 470 A, 24 V AC/DC Screw terminals Analog output | 77300 | 1 | LQ | 1
3RW5076-6AB14 |  | SIRIUS soft starter 200-480 V 470 A, 110-250 V AC Screw terminals Analog output | 70000 | 1 | LQ | 1
3RW5076-6AB15 |  | SIRIUS soft starter 200-600 V 470 A, 110-250 V AC Screw terminals Analog output | 77300 | 1 | LQ | 1
3RW5076-6TB04 |  | SIRIUS soft starter 200-480 V 470 A, 24 V AC/DC Screw terminals Thermistor input | 70000 | 1 | LQ | 1
3RW5076-6TB05 |  | SIRIUS soft starter 200-600 V 470 A, 24 V AC/DC Screw terminals Thermistor input | 77300 | 1 | LQ | 1
3RW5076-6TB14 |  | SIRIUS soft starter 200-480 V 470 A, 110-250 V AC Screw terminals Thermistor input | 70000 | 1 | LQ | 1
3RW5076-6TB15 |  | SIRIUS soft starter 200-600 V 470 A, 110-250 V AC Screw terminals Thermistor input | 77300 | 1 | LQ | 1
3RW5077-6AB04 |  | SIRIUS soft starter 200-480 V 570 A, 24 V AC/DC Screw terminals Analog output | 75000 | 1 | LQ | 1
3RW5077-6AB05 |  | SIRIUS soft starter 200-600 V 570 A, 24 V AC/DC Screw terminals Analog output | 82700 | 1 | LQ | 1
3RW5077-6AB14 |  | SIRIUS soft starter 200-480 V 570 A, 110-250 V AC Screw terminals Analog output | 75000 | 1 | LQ | 1
3RW5077-6AB15 |  | SIRIUS soft starter 200-600 V 570 A, 110-250 V AC Screw terminals Analog output | 82700 | 1 | LQ | 1
3RW5077-6TB04 |  | SIRIUS soft starter 200-480 V 570 A, 24 V AC/DC Screw terminals Thermistor input | 75000 | 1 | LQ | 1
3RW5077-6TB05 |  | SIRIUS soft starter 200-600 V 570 A, 24 V AC/DC Screw terminals Thermistor input | 82700 | 1 | LQ | 1
3RW5077-6TB14 |  | SIRIUS soft starter 200-480 V 570 A, 110-250 V AC Screw terminals Thermistor input | 75000 | 1 | LQ | 1
3RW5077-6TB15 |  | SIRIUS soft starter 200-600 V 570 A, 110-250 V AC Screw terminals Thermistor input | 82700 | 1 | LQ | 1
3RW5213-1AC04 |  | SIRIUS soft starter 200-480 V 13 A, 24 V AC/DC Screw terminals Analog output | 17600 | 1 | LQ | 1
3RW5213-1AC05 |  | SIRIUS soft starter 200-600 V 13 A, 24 V AC/DC Screw terminals Analog output | 19400 | 1 | LQ | 1
3RW5213-1AC14 |  | SIRIUS soft starter 200-480 V 13 A, 110-250 V AC Screw terminals Analog output | 17600 | 1 | LQ | 1
3RW5213-1AC15 |  | SIRIUS soft starter 200-600 V 13 A, 110-250 V AC Screw terminals Analog output | 19400 | 1 | LQ | 1
3RW5213-1TC04 |  | SIRIUS soft starter 200-480 V 13 A, 24 V AC/DC Screw terminals Thermistor input | 17600 | 1 | LQ | 1
3RW5213-1TC05 |  | SIRIUS soft starter 200-600 V 13 A, 24 V AC/DC Screw terminals Thermistor input | 19400 | 1 | LQ | 1
3RW5213-1TC14 |  | SIRIUS soft starter 200-480 V 13 A, 110-250 V AC Screw terminals Thermistor input | 17600 | 1 | LQ | 1
3RW5213-1TC15 |  | SIRIUS soft starter 200-600 V 13 A, 110-250 V AC Screw terminals Thermistor input | 19400 | 1 | LQ | 1
3RW5213-3AC04 |  | SIRIUS soft starter 200-480 V 13 A, 24 V AC/DC spring-type terminals Analog output | 17600 | 1 | LQ | 1
3RW5213-3AC05 |  | SIRIUS soft starter 200-600 V 13 A, 24 V AC/DC spring-type terminals Analog output | 19400 | 1 | LQ | 1
3RW5213-3AC14 |  | SIRIUS soft starter 200-480 V 13 A, 110-250 V AC spring-type terminals Analog output | 17600 | 1 | LQ | 1
3RW5213-3AC15 |  | SIRIUS soft starter 200-600 V 13 A, 110-250 V AC spring-type terminals Analog output | 19400 | 1 | LQ | 1
3RW5213-3TC04 |  | SIRIUS soft starter 200-480 V 13 A, 24 V AC/DC spring-type terminals Thermistor input | 17600 | 1 | LQ | 1
3RW5213-3TC05 |  | SIRIUS soft starter 200-600 V 13 A, 24 V AC/DC spring-type terminals Thermistor input | 19400 | 1 | LQ | 1
3RW5213-3TC14 |  | SIRIUS soft starter 200-480 V 13 A, 110-250 V AC spring-type terminals Thermistor input | 17600 | 1 | LQ | 1
3RW5213-3TC15 |  | SIRIUS soft starter 200-600 V 13 A, 110-250 V AC spring-type terminals Thermistor input | 19400 | 1 | LQ | 1
3RW5214-1AC04 |  | SIRIUS soft starter 200-480 V 18 A, 24 V AC/DC Screw terminals Analog output | 19400 | 1 | LQ | 1
3RW5214-1AC05 |  | SIRIUS soft starter 200-600 V 18 A, 24 V AC/DC Screw terminals Analog output | 21500 | 1 | LQ | 1
3RW5214-1AC14 |  | SIRIUS soft starter 200-480 V 18 A, 110-250 V AC Screw terminals Analog output | 19400 | 1 | LQ | 1
3RW5214-1AC15 |  | SIRIUS soft starter 200-600 V 18 A, 110-250 V AC Screw terminals Analog output | 21500 | 1 | LQ | 1
3RW5214-1TC04 |  | SIRIUS soft starter 200-480 V 18 A, 24 V AC/DC Screw terminals Thermistor input | 19400 | 1 | LQ | 1
3RW5214-1TC05 |  | SIRIUS soft starter 200-600 V 18 A, 24 V AC/DC Screw terminals Thermistor input | 21500 | 1 | LQ | 1
3RW5214-1TC14 |  | SIRIUS soft starter 200-480 V 18 A, 110-250 V AC Screw terminals Thermistor input | 19400 | 1 | LQ | 1
3RW5214-1TC15 |  | SIRIUS soft starter 200-600 V 18 A, 110-250 V AC Screw terminals Thermistor input | 21500 | 1 | LQ | 1
3RW5214-3AC04 |  | SIRIUS soft starter 200-480 V 18 A, 24 V AC/DC spring-type terminals Analog output | 19400 | 1 | LQ | 1
3RW5214-3AC05 |  | SIRIUS soft starter 200-600 V 18 A, 24 V AC/DC spring-type terminals Analog output | 21500 | 1 | LQ | 1
3RW5214-3AC14 |  | SIRIUS soft starter 200-480 V 18 A, 110-250 V AC spring-type terminals Analog output | 19400 | 1 | LQ | 1
3RW5214-3AC15 |  | SIRIUS soft starter 200-600 V 18 A, 110-250 V AC spring-type terminals Analog output | 21500 | 1 | LQ | 1
3RW5214-3TC04 |  | SIRIUS soft starter 200-480 V 18 A, 24 V AC/DC spring-type terminals Thermistor input | 19400 | 1 | LQ | 1
3RW5214-3TC05 |  | SIRIUS soft starter 200-600 V 18 A, 24 V AC/DC spring-type terminals Thermistor input | 21500 | 1 | LQ | 1
3RW5214-3TC14 |  | SIRIUS soft starter 200-480 V 18 A, 110-250 V AC spring-type terminals Thermistor input | 19400 | 1 | LQ | 1
3RW5214-3TC15 |  | SIRIUS soft starter 200-600 V 18 A, 110-250 V AC spring-type terminals Thermistor input | 21500 | 1 | LQ | 1
3RW5215-1AC04 |  | SIRIUS soft starter 200-480 V 25 A, 24 V AC/DC Screw terminals Analog output | 21500 | 1 | LQ | 1
3RW5215-1AC05 |  | SIRIUS soft starter 200-600 V 25 A, 24 V AC/DC Screw terminals Analog output | 24000 | 1 | LQ | 1
3RW5215-1AC14 |  | SIRIUS soft starter 200-480 V 25 A, 110-250 V AC Screw terminals Analog output | 21500 | 1 | LQ | 1
3RW5215-1AC15 |  | SIRIUS soft starter 200-600 V 25 A, 110-250 V AC Screw terminals Analog output | 24000 | 1 | LQ | 1
3RW5215-1TC04 |  | SIRIUS soft starter 200-480 V 25 A, 24 V AC/DC Screw terminals Thermistor input | 21500 | 1 | LQ | 1
3RW5215-1TC05 |  | SIRIUS soft starter 200-600 V 25 A, 24 V AC/DC Screw terminals Thermistor input | 24000 | 1 | LQ | 1
3RW5215-1TC14 |  | SIRIUS soft starter 200-480 V 25 A, 110-250 V AC Screw terminals Thermistor input | 21500 | 1 | LQ | 1
3RW5215-1TC15 |  | SIRIUS soft starter 200-600 V 25 A, 110-250 V AC Screw terminals Thermistor input | 24000 | 1 | LQ | 1
3RW5215-3AC04 |  | SIRIUS soft starter 200-480 V 25 A, 24 V AC/DC spring-type terminals Analog output | 21500 | 1 | LQ | 1
3RW5215-3AC05 |  | SIRIUS soft starter 200-600 V 25 A, 24 V AC/DC spring-type terminals Analog output | 24000 | 1 | LQ | 1
3RW5215-3AC14 |  | SIRIUS soft starter 200-480 V 25 A, 110-250 V AC spring-type terminals Analog output | 21500 | 1 | LQ | 1
3RW5215-3AC15 |  | SIRIUS soft starter 200-600 V 25 A, 110-250 V AC spring-type terminals Analog output | 24000 | 1 | LQ | 1
3RW5215-3TC04 |  | SIRIUS soft starter 200-480 V 25 A, 24 V AC/DC spring-type terminals Thermistor input | 21500 | 1 | LQ | 1
3RW5215-3TC05 |  | SIRIUS soft starter 200-600 V 25 A, 24 V AC/DC spring-type terminals Thermistor input | 24000 | 1 | LQ | 1
3RW5215-3TC14 |  | SIRIUS soft starter 200-480 V 25 A, 110-250 V AC spring-type terminals Thermistor input | 21500 | 1 | LQ | 1
3RW5215-3TC15 |  | SIRIUS soft starter 200-600 V 25 A, 110-250 V AC spring-type terminals Thermistor input | 24000 | 1 | LQ | 1
3RW5216-1AC04 |  | SIRIUS soft starter 200-480 V 32 A, 24 V AC/DC Screw terminals Analog output | 24000 | 1 | LQ | 1
3RW5216-1AC05 |  | SIRIUS soft starter 200-600 V 32 A, 24 V AC/DC Screw terminals Analog output | 26800 | 1 | LQ | 1
3RW5216-1AC14 |  | SIRIUS soft starter 200-480 V 32 A, 110-250 V AC Screw terminals Analog output | 24000 | 1 | LQ | 1
3RW5216-1AC15 |  | SIRIUS soft starter 200-600 V 32 A, 110-250 V AC Screw terminals Analog output | 26800 | 1 | LQ | 1
3RW5216-1TC04 |  | SIRIUS soft starter 200-480 V 32 A, 24 V AC/DC Screw terminals Thermistor input | 24000 | 1 | LQ | 1
3RW5216-1TC05 |  | SIRIUS soft starter 200-600 V 32 A, 24 V AC/DC Screw terminals Thermistor input | 26800 | 1 | LQ | 1
3RW5216-1TC14 |  | SIRIUS soft starter 200-480 V 32 A, 110-250 V AC Screw terminals Thermistor input | 24000 | 1 | LQ | 1
3RW5216-1TC15 |  | SIRIUS soft starter 200-600 V 32 A, 110-250 V AC Screw terminals Thermistor input | 26800 | 1 | LQ | 1
3RW5216-3AC04 |  | SIRIUS soft starter 200-480 V 32 A, 24 V AC/DC spring-type terminals Analog output | 24000 | 1 | LQ | 1
3RW5216-3AC05 |  | SIRIUS soft starter 200-600 V 32 A, 24 V AC/DC spring-type terminals Analog output | 26800 | 1 | LQ | 1
3RW5216-3AC14 |  | SIRIUS soft starter 200-480 V 32 A, 110-250 V AC spring-type terminals Analog output | 24000 | 1 | LQ | 1
3RW5216-3AC15 |  | SIRIUS soft starter 200-600 V 32 A, 110-250 V AC spring-type terminals Analog output | 26800 | 1 | LQ | 1
3RW5216-3TC04 |  | SIRIUS soft starter 200-480 V 32 A, 24 V AC/DC spring-type terminals Thermistor input | 24000 | 1 | LQ | 1
3RW5216-3TC05 |  | SIRIUS soft starter 200-600 V 32 A, 24 V AC/DC spring-type terminals Thermistor input | 26800 | 1 | LQ | 1
3RW5216-3TC14 |  | SIRIUS soft starter 200-480 V 32 A, 110-250 V AC spring-type terminals Thermistor input | 24000 | 1 | LQ | 1
3RW5216-3TC15 |  | SIRIUS soft starter 200-600 V 32 A, 110-250 V AC spring-type terminals Thermistor input | 26800 | 1 | LQ | 1
3RW5217-1AC04 |  | SIRIUS soft starter 200-480 V 38 A, 24 V AC/DC Screw terminals Analog output | 26800 | 1 | LQ | 1
3RW5217-1AC05 |  | SIRIUS soft starter 200-600 V 38 A, 24 V AC/DC Screw terminals Analog output | 30000 | 1 | LQ | 1
3RW5217-1AC14 |  | SIRIUS soft starter 200-480 V 38 A, 110-250 V AC Screw terminals Analog output | 26800 | 1 | LQ | 1
3RW5217-1AC15 |  | SIRIUS soft starter 200-600 V 38 A, 110-250 V AC Screw terminals Analog output | 30000 | 1 | LQ | 1
3RW5217-1TC04 |  | SIRIUS soft starter 200-480 V 38 A, 24 V AC/DC Screw terminals Thermistor input | 26800 | 1 | LQ | 1
3RW5217-1TC05 |  | SIRIUS soft starter 200-600 V 38 A, 24 V AC/DC Screw terminals Thermistor input | 30000 | 1 | LQ | 1
3RW5217-1TC14 |  | SIRIUS soft starter 200-480 V 38 A, 110-250 V AC Screw terminals Thermistor input | 26800 | 1 | LQ | 1
3RW5217-1TC15 |  | SIRIUS soft starter 200-600 V 38 A, 110-250 V AC Screw terminals Thermistor input | 30000 | 1 | LQ | 1
3RW5217-3AC04 |  | SIRIUS soft starter 200-480 V 38 A, 24 V AC/DC spring-type terminals Analog output | 26800 | 1 | LQ | 1
3RW5217-3AC05 |  | SIRIUS soft starter 200-600 V 38 A, 24 V AC/DC spring-type terminals Analog output | 30000 | 1 | LQ | 1
3RW5217-3AC14 |  | SIRIUS soft starter 200-480 V 38 A, 110-250 V AC spring-type terminals Analog output | 26800 | 1 | LQ | 1
3RW5217-3AC15 |  | SIRIUS soft starter 200-600 V 38 A, 110-250 V AC spring-type terminals Analog output | 30000 | 1 | LQ | 1
3RW5217-3TC04 |  | SIRIUS soft starter 200-480 V 38 A, 24 V AC/DC spring-type terminals Thermistor input | 26800 | 1 | LQ | 1
3RW5217-3TC05 |  | SIRIUS soft starter 200-600 V 38 A, 24 V AC/DC spring-type terminals Thermistor input | 30000 | 1 | LQ | 1
3RW5217-3TC14 |  | SIRIUS soft starter 200-480 V 38 A, 110-250 V AC spring-type terminals Thermistor input | 26800 | 1 | LQ | 1
3RW5217-3TC15 |  | SIRIUS soft starter 200-600 V 38 A, 110-250 V AC spring-type terminals Thermistor input | 30000 | 1 | LQ | 1
3RW5224-1AC04 |  | SIRIUS soft starter 200-480 V 47 A, 24 V AC/DC Screw terminals Analog output | 30500 | 1 | LQ | 1
3RW5224-1AC05 |  | SIRIUS soft starter 200-600 V 47 A, 24 V AC/DC Screw terminals Analog output | 33400 | 1 | LQ | 1
3RW5224-1AC14 |  | SIRIUS soft starter 200-480 V 47 A, 110-250 V AC Screw terminals Analog output | 30500 | 1 | LQ | 1
3RW5224-1AC15 |  | SIRIUS soft starter 200-600 V 47 A, 110-250 V AC Screw terminals Analog output | 33400 | 1 | LQ | 1
3RW5224-1TC04 |  | SIRIUS soft starter 200-480 V 47 A, 24 V AC/DC Screw terminals Thermistor input | 30500 | 1 | LQ | 1
3RW5224-1TC05 |  | SIRIUS soft starter 200-600 V 47 A, 24 V AC/DC Screw terminals Thermistor input | 33400 | 1 | LQ | 1
3RW5224-1TC14 |  | SIRIUS soft starter 200-480 V 47 A, 110-250 V AC Screw terminals Thermistor input | 30500 | 1 | LQ | 1
3RW5224-1TC15 |  | SIRIUS soft starter 200-600 V 47 A, 110-250 V AC Screw terminals Thermistor input | 33400 | 1 | LQ | 1
3RW5224-3AC04 |  | SIRIUS soft starter 200-480 V 47 A, 24 V AC/DC spring-type terminals Analog output | 30500 | 1 | LQ | 1
3RW5224-3AC05 |  | SIRIUS soft starter 200-600 V 47 A, 24 V AC/DC spring-type terminals Analog output | 33400 | 1 | LQ | 1
3RW5224-3AC14 |  | SIRIUS soft starter 200-480 V 47 A, 110-250 V AC spring-type terminals Analog output | 30500 | 1 | LQ | 1
3RW5224-3AC15 |  | SIRIUS soft starter 200-600 V 47 A, 110-250 V AC spring-type terminals Analog output | 33400 | 1 | LQ | 1
3RW5224-3TC04 |  | SIRIUS soft starter 200-480 V 47 A, 24 V AC/DC spring-type terminals Thermistor input | 30500 | 1 | LQ | 1
3RW5224-3TC05 |  | SIRIUS soft starter 200-600 V 47 A, 24 V AC/DC spring-type terminals Thermistor input | 33400 | 1 | LQ | 1
3RW5224-3TC14 |  | SIRIUS soft starter 200-480 V 47 A, 110-250 V AC spring-type terminals Thermistor input | 30500 | 1 | LQ | 1
3RW5224-3TC15 |  | SIRIUS soft starter 200-600 V 47 A, 110-250 V AC spring-type terminals Thermistor input | 33400 | 1 | LQ | 1
3RW5225-1AC04 |  | SIRIUS soft starter 200-480 V 63 A, 24 V AC/DC Screw terminals Analog output | 33900 | 1 | LQ | 1
3RW5225-1AC05 |  | SIRIUS soft starter 200-600 V 63 A, 24 V AC/DC Screw terminals Analog output | 37800 | 1 | LQ | 1
3RW5225-1AC14 |  | SIRIUS soft starter 200-480 V 63 A, 110-250 V AC Screw terminals Analog output | 33900 | 1 | LQ | 1
3RW5225-1AC15 |  | SIRIUS soft starter 200-600 V 63 A, 110-250 V AC Screw terminals Analog output | 37800 | 1 | LQ | 1
3RW5225-1TC04 |  | SIRIUS soft starter 200-480 V 63 A, 24 V AC/DC Screw terminals Thermistor input | 33900 | 1 | LQ | 1
3RW5225-1TC05 |  | SIRIUS soft starter 200-600 V 63 A, 24 V AC/DC Screw terminals Thermistor input | 37800 | 1 | LQ | 1
3RW5225-1TC14 |  | SIRIUS soft starter 200-480 V 63 A, 110-250 V AC Screw terminals Thermistor input | 33900 | 1 | LQ | 1
3RW5225-1TC15 |  | SIRIUS soft starter 200-600 V 63 A, 110-250 V AC Screw terminals Thermistor input | 37800 | 1 | LQ | 1
3RW5225-3AC04 |  | SIRIUS soft starter 200-480 V 63 A, 24 V AC/DC spring-type terminals Analog output | 33900 | 1 | LQ | 1
3RW5225-3AC05 |  | SIRIUS soft starter 200-600 V 63 A, 24 V AC/DC spring-type terminals Analog output | 37800 | 1 | LQ | 1
3RW5225-3AC14 |  | SIRIUS soft starter 200-480 V 63 A, 110-250 V AC spring-type terminals Analog output | 33900 | 1 | LQ | 1
3RW5225-3AC15 |  | SIRIUS soft starter 200-600 V 63 A, 110-250 V AC spring-type terminals Analog output | 37800 | 1 | LQ | 1
3RW5225-3TC04 |  | SIRIUS soft starter 200-480 V 63 A, 24 V AC/DC spring-type terminals Thermistor input | 33900 | 1 | LQ | 1
3RW5225-3TC05 |  | SIRIUS soft starter 200-600 V 63 A, 24 V AC/DC spring-type terminals Thermistor input | 37800 | 1 | LQ | 1
3RW5225-3TC14 |  | SIRIUS soft starter 200-480 V 63 A, 110-250 V AC spring-type terminals Thermistor input | 33900 | 1 | LQ | 1
3RW5225-3TC15 |  | SIRIUS soft starter 200-600 V 63 A, 110-250 V AC spring-type terminals Thermistor input | 37800 | 1 | LQ | 1
3RW5226-1AC04 |  | SIRIUS soft starter 200-480 V 77 A, 24 V AC/DC Screw terminals Analog output | 37600 | 1 | LQ | 1
3RW5226-1AC05 |  | SIRIUS soft starter 200-600 V 77 A, 24 V AC/DC Screw terminals Analog output | 41400 | 1 | LQ | 1
3RW5226-1AC14 |  | SIRIUS soft starter 200-480 V 77 A, 110-250 V AC Screw terminals Analog output | 37600 | 1 | LQ | 1
3RW5226-1AC15 |  | SIRIUS soft starter 200-600 V 77 A, 110-250 V AC Screw terminals Analog output | 41400 | 1 | LQ | 1
3RW5226-1TC04 |  | SIRIUS soft starter 200-480 V 77 A, 24 V AC/DC Screw terminals Thermistor input | 37600 | 1 | LQ | 1
3RW5226-1TC05 |  | SIRIUS soft starter 200-600 V 77 A, 24 V AC/DC Screw terminals Thermistor input | 41400 | 1 | LQ | 1
3RW5226-1TC14 |  | SIRIUS soft starter 200-480 V 77 A, 110-250 V AC Screw terminals Thermistor input | 37600 | 1 | LQ | 1
3RW5226-1TC15 |  | SIRIUS soft starter 200-600 V 77 A, 110-250 V AC Screw terminals Thermistor input | 41400 | 1 | LQ | 1
3RW5226-3AC04 |  | SIRIUS soft starter 200-480 V 77 A, 24 V AC/DC spring-type terminals Analog output | 37600 | 1 | LQ | 1
3RW5226-3AC05 |  | SIRIUS soft starter 200-600 V 77 A, 24 V AC/DC spring-type terminals Analog output | 41400 | 1 | LQ | 1
3RW5226-3AC14 |  | SIRIUS soft starter 200-480 V 77 A, 110-250 V AC spring-type terminals Analog output | 37600 | 1 | LQ | 1
3RW5226-3AC15 |  | SIRIUS soft starter 200-600 V 77 A, 110-250 V AC spring-type terminals Analog output | 41400 | 1 | LQ | 1
3RW5226-3TC04 |  | SIRIUS soft starter 200-480 V 77 A, 24 V AC/DC spring-type terminals Thermistor input | 37600 | 1 | LQ | 1
3RW5226-3TC05 |  | SIRIUS soft starter 200-600 V 77 A, 24 V AC/DC spring-type terminals Thermistor input | 41400 | 1 | LQ | 1
3RW5226-3TC14 |  | SIRIUS soft starter 200-480 V 77 A, 110-250 V AC spring-type terminals Thermistor input | 37600 | 1 | LQ | 1
3RW5226-3TC15 |  | SIRIUS soft starter 200-600 V 77 A, 110-250 V AC spring-type terminals Thermistor input | 41400 | 1 | LQ | 1
3RW5227-1AC04 |  | SIRIUS soft starter 200-480 V 93 A, 24 V AC/DC Screw terminals Analog output | 40800 | 1 | LQ | 1
3RW5227-1AC05 |  | SIRIUS soft starter 200-600 V 93 A, 24 V AC/DC Screw terminals Analog output | 45600 | 1 | LQ | 1
3RW5227-1AC14 |  | SIRIUS soft starter 200-480 V 93 A, 110-250 V AC Screw terminals Analog output | 40800 | 1 | LQ | 1
3RW5227-1AC15 |  | SIRIUS soft starter 200-600 V 93 A, 110-250 V AC Screw terminals Analog output | 45600 | 1 | LQ | 1
3RW5227-1TC04 |  | SIRIUS soft starter 200-480 V 93 A, 24 V AC/DC Screw terminals Thermistor input | 40800 | 1 | LQ | 1
3RW5227-1TC05 |  | SIRIUS soft starter 200-600 V 93 A, 24 V AC/DC Screw terminals Thermistor input | 45600 | 1 | LQ | 1
3RW5227-1TC14 |  | SIRIUS soft starter 200-480 V 93 A, 110-250 V AC Screw terminals Thermistor input | 40800 | 1 | LQ | 1
3RW5227-1TC15 |  | SIRIUS soft starter 200-600 V 93 A, 110-250 V AC Screw terminals Thermistor input | 45600 | 1 | LQ | 1
3RW5227-3AC04 |  | SIRIUS soft starter 200-480 V 93 A, 24 V AC/DC spring-type terminals Analog output | 40800 | 1 | LQ | 1
3RW5227-3AC05 |  | SIRIUS soft starter 200-600 V 93 A, 24 V AC/DC spring-type terminals Analog output | 45600 | 1 | LQ | 1
3RW5227-3AC14 |  | SIRIUS soft starter 200-480 V 93 A, 110-250 V AC spring-type terminals Analog output | 40800 | 1 | LQ | 1
3RW5227-3AC15 |  | SIRIUS soft starter 200-600 V 93 A, 110-250 V AC spring-type terminals Analog output | 45600 | 1 | LQ | 1
3RW5227-3TC04 |  | SIRIUS soft starter 200-480 V 93 A, 24 V AC/DC spring-type terminals Thermistor input | 40800 | 1 | LQ | 1
3RW5227-3TC05 |  | SIRIUS soft starter 200-600 V 93 A, 24 V AC/DC spring-type terminals Thermistor input | 45600 | 1 | LQ | 1
3RW5227-3TC14 |  | SIRIUS soft starter 200-480 V 93 A, 110-250 V AC spring-type terminals Thermistor input | 40800 | 1 | LQ | 1
3RW5227-3TC15 |  | SIRIUS soft starter 200-600 V 93 A, 110-250 V AC spring-type terminals Thermistor input | 45600 | 1 | LQ | 1
3RW5234-2AC04 |  | SIRIUS soft starter 200-480 V 113 A, 24 V AC/DC spring-type terminals Analog output | 46300 | 1 | LQ | 1
3RW5234-2AC05 |  | SIRIUS soft starter 200-600 V 113 A, 24 V AC/DC spring-type terminals Analog output | 51300 | 1 | LQ | 1
3RW5234-2AC14 |  | SIRIUS soft starter 200-480 V 113 A, 110-250 V AC spring-type terminals Analog output | 46300 | 1 | LQ | 1
3RW5234-2AC15 |  | SIRIUS soft starter 200-600 V 113 A, 110-250 V AC spring-type terminals Analog output | 51300 | 1 | LQ | 1
3RW5234-2TC04 |  | SIRIUS soft starter 200-480 V 113 A, 24 V AC/DC spring-type terminals Thermistor input | 46300 | 1 | LQ | 1
3RW5234-2TC05 |  | SIRIUS soft starter 200-600 V 113 A, 24 V AC/DC spring-type terminals Thermistor input | 51300 | 1 | LQ | 1
3RW5234-2TC14 |  | SIRIUS soft starter 200-480 V 113 A, 110-250 V AC spring-type terminals Thermistor input | 46300 | 1 | LQ | 1
3RW5234-2TC15 |  | SIRIUS soft starter 200-600 V 113 A, 110-250 V AC spring-type terminals Thermistor input | 51300 | 1 | LQ | 1
3RW5234-6AC04 |  | SIRIUS soft starter 200-480 V 113 A, 24 V AC/DC Screw terminals Analog output | 46300 | 1 | LQ | 1
3RW5234-6AC05 |  | SIRIUS soft starter 200-600 V 113 A, 24 V AC/DC Screw terminals Analog output | 51300 | 1 | LQ | 1
3RW5234-6AC14 |  | SIRIUS soft starter 200-480 V 113 A, 110-250 V AC Screw terminals Analog output | 46300 | 1 | LQ | 1
3RW5234-6AC15 |  | SIRIUS soft starter 200-600 V 113 A, 110-250 V AC Screw terminals Analog output | 51300 | 1 | LQ | 1
3RW5234-6TC04 |  | SIRIUS soft starter 200-480 V 113 A, 24 V AC/DC Screw terminals Thermistor input | 46300 | 1 | LQ | 1
3RW5234-6TC05 |  | SIRIUS soft starter 200-600 V 113 A, 24 V AC/DC Screw terminals Thermistor input | 51300 | 1 | LQ | 1
3RW5234-6TC14 |  | SIRIUS soft starter 200-480 V 113 A, 110-250 V AC Screw terminals Thermistor input | 46300 | 1 | LQ | 1
3RW5234-6TC15 |  | SIRIUS soft starter 200-600 V 113 A, 110-250 V AC Screw terminals Thermistor input | 51300 | 1 | LQ | 1
3RW5235-2AC04 |  | SIRIUS soft starter 200-480 V 143 A, 24 V AC/DC spring-type terminals Analog output | 55200 | 1 | LQ | 1
3RW5235-2AC05 |  | SIRIUS soft starter 200-600 V 143 A, 24 V AC/DC spring-type terminals Analog output | 60700 | 1 | LQ | 1
3RW5235-2AC14 |  | SIRIUS soft starter 200-480 V 143 A, 110-250 V AC spring-type terminals Analog output | 55200 | 1 | LQ | 1
3RW5235-2AC15 |  | SIRIUS soft starter 200-600 V 143 A, 110-250 V AC spring-type terminals Analog output | 60700 | 1 | LQ | 1
3RW5235-2TC04 |  | SIRIUS soft starter 200-480 V 143 A, 24 V AC/DC spring-type terminals Thermistor input | 55200 | 1 | LQ | 1
3RW5235-2TC05 |  | SIRIUS soft starter 200-600 V 143 A, 24 V AC/DC spring-type terminals Thermistor input | 60700 | 1 | LQ | 1
3RW5235-2TC14 |  | SIRIUS soft starter 200-480 V 143 A, 110-250 V AC spring-type terminals Thermistor input | 55200 | 1 | LQ | 1
3RW5235-2TC15 |  | SIRIUS soft starter 200-600 V 143 A, 110-250 V AC spring-type terminals Thermistor input | 60700 | 1 | LQ | 1
3RW5235-6AC04 |  | SIRIUS soft starter 200-480 V 143 A, 24 V AC/DC Screw terminals Analog output | 55200 | 1 | LQ | 1
3RW5235-6AC05 |  | SIRIUS soft starter 200-600 V 143 A, 24 V AC/DC Screw terminals Analog output | 60700 | 1 | LQ | 1
3RW5235-6AC14 |  | SIRIUS soft starter 200-480 V 143 A, 110-250 V AC Screw terminals Analog output | 55200 | 1 | LQ | 1
3RW5235-6AC15 |  | SIRIUS soft starter 200-600 V 143 A, 110-250 V AC Screw terminals Analog output | 60700 | 1 | LQ | 1
3RW5235-6TC04 |  | SIRIUS soft starter 200-480 V 143 A, 24 V AC/DC Screw terminals Thermistor input | 55200 | 1 | LQ | 1
3RW5235-6TC05 |  | SIRIUS soft starter 200-600 V 143 A, 24 V AC/DC Screw terminals Thermistor input | 60700 | 1 | LQ | 1
3RW5235-6TC14 |  | SIRIUS soft starter 200-480 V 143 A, 110-250 V AC Screw terminals Thermistor input | 55200 | 1 | LQ | 1
3RW5235-6TC15 |  | SIRIUS soft starter 200-600 V 143 A, 110-250 V AC Screw terminals Thermistor input | 60700 | 1 | LQ | 1
3RW5236-2AC04 |  | SIRIUS soft starter 200-480 V 171 A, 24 V AC/DC spring-type terminals Analog output | 64300 | 1 | LQ | 1
3RW5236-2AC05 |  | SIRIUS soft starter 200-600 V 171 A, 24 V AC/DC spring-type terminals Analog output | 70800 | 1 | LQ | 1
3RW5236-2AC14 |  | SIRIUS soft starter 200-480 V 171 A, 110-250 V AC spring-type terminals Analog output | 64300 | 1 | LQ | 1
3RW5236-2AC15 |  | SIRIUS soft starter 200-600 V 171 A, 110-250 V AC spring-type terminals Analog output | 70800 | 1 | LQ | 1
3RW5236-2TC04 |  | SIRIUS soft starter 200-480 V 171 A, 24 V AC/DC spring-type terminals Thermistor input | 64300 | 1 | LQ | 1
3RW5236-2TC05 |  | SIRIUS soft starter 200-600 V 171 A, 24 V AC/DC spring-type terminals Thermistor input | 70800 | 1 | LQ | 1
3RW5236-2TC14 |  | SIRIUS soft starter 200-480 V 171 A, 110-250 V AC spring-type terminals Thermistor input | 64300 | 1 | LQ | 1
3RW5236-2TC15 |  | SIRIUS soft starter 200-600 V 171 A, 110-250 V AC spring-type terminals Thermistor input | 70800 | 1 | LQ | 1
3RW5236-6AC04 |  | SIRIUS soft starter 200-480 V 171 A, 24 V AC/DC Screw terminals Analog output | 64300 | 1 | LQ | 1
3RW5236-6AC05 |  | SIRIUS soft starter 200-600 V 171 A, 24 V AC/DC Screw terminals Analog output | 70800 | 1 | LQ | 1
3RW5236-6AC14 |  | SIRIUS soft starter 200-480 V 171 A, 110-250 V AC Screw terminals Analog output | 64300 | 1 | LQ | 1
3RW5236-6AC15 |  | SIRIUS soft starter 200-600 V 171 A, 110-250 V AC Screw terminals Analog output | 70800 | 1 | LQ | 1
3RW5236-6TC04 |  | SIRIUS soft starter 200-480 V 171 A, 24 V AC/DC Screw terminals Thermistor input | 64300 | 1 | LQ | 1
3RW5236-6TC05 |  | SIRIUS soft starter 200-600 V 171 A, 24 V AC/DC Screw terminals Thermistor input | 70800 | 1 | LQ | 1
3RW5236-6TC14 |  | SIRIUS soft starter 200-480 V 171 A, 110-250 V AC Screw terminals Thermistor input | 64300 | 1 | LQ | 1
3RW5236-6TC15 |  | SIRIUS soft starter 200-600 V 171 A, 110-250 V AC Screw terminals Thermistor input | 70800 | 1 | LQ | 1
3RW5243-2AC04 |  | SIRIUS soft starter 200-480 V 210 A, 24 V AC/DC spring-type terminals Analog output | 74400 | 1 | LQ | 1
3RW5243-2AC05 |  | SIRIUS soft starter 200-600 V 210 A, 24 V AC/DC spring-type terminals Analog output | 82900 | 1 | LQ | 1
3RW5243-2AC14 |  | SIRIUS soft starter 200-480 V 210 A, 110-250 V AC spring-type terminals Analog output | 74400 | 1 | LQ | 1
3RW5243-2AC15 |  | SIRIUS soft starter 200-600 V 210 A, 110-250 V AC spring-type terminals Analog output | 82900 | 1 | LQ | 1
3RW5243-2TC04 |  | SIRIUS soft starter 200-480 V 210 A, 24 V AC/DC spring-type terminals Thermistor input | 74400 | 1 | LQ | 1
3RW5243-2TC05 |  | SIRIUS soft starter 200-600 V 210 A, 24 V AC/DC spring-type terminals Thermistor input | 82900 | 1 | LQ | 1
3RW5243-2TC14 |  | SIRIUS soft starter 200-480 V 210 A, 110-250 V AC spring-type terminals Thermistor input | 74400 | 1 | LQ | 1
3RW5243-2TC15 |  | SIRIUS soft starter 200-600 V 210 A, 110-250 V AC spring-type terminals Thermistor input | 82900 | 1 | LQ | 1
3RW5243-6AC04 |  | SIRIUS soft starter 200-480 V 210 A, 24 V AC/DC Screw terminals Analog output | 74400 | 1 | LQ | 1
3RW5243-6AC05 |  | SIRIUS soft starter 200-600 V 210 A, 24 V AC/DC Screw terminals Analog output | 82900 | 1 | LQ | 1
3RW5243-6AC14 |  | SIRIUS soft starter 200-480 V 210 A, 110-250 V AC Screw terminals Analog output | 74400 | 1 | LQ | 1
3RW5243-6AC15 |  | SIRIUS soft starter 200-600 V 210 A, 110-250 V AC Screw terminals Analog output | 82900 | 1 | LQ | 1
3RW5243-6TC04 |  | SIRIUS soft starter 200-480 V 210 A, 24 V AC/DC Screw terminals Thermistor input | 74400 | 1 | LQ | 1
3RW5243-6TC05 |  | SIRIUS soft starter 200-600 V 210 A, 24 V AC/DC Screw terminals Thermistor input | 82900 | 1 | LQ | 1
3RW5243-6TC14 |  | SIRIUS soft starter 200-480 V 210 A, 110-250 V AC Screw terminals Thermistor input | 74400 | 1 | LQ | 1
3RW5243-6TC15 |  | SIRIUS soft starter 200-600 V 210 A, 110-250 V AC Screw terminals Thermistor input | 82900 | 1 | LQ | 1
3RW5244-2AC04 |  | SIRIUS soft starter 200-480 V 250 A, 24 V AC/DC spring-type terminals Analog output | 86800 | 1 | LQ | 1
3RW5244-2AC05 |  | SIRIUS soft starter 200-600 V 250 A, 24 V AC/DC spring-type terminals Analog output | 96600 | 1 | LQ | 1
3RW5244-2AC14 |  | SIRIUS soft starter 200-480 V 250 A, 110-250 V AC spring-type terminals Analog output | 86800 | 1 | LQ | 1
3RW5244-2AC15 |  | SIRIUS soft starter 200-600 V 250 A, 110-250 V AC spring-type terminals Analog output | 96600 | 1 | LQ | 1
3RW5244-2TC04 |  | SIRIUS soft starter 200-480 V 250 A, 24 V AC/DC spring-type terminals Thermistor input | 86800 | 1 | LQ | 1
3RW5244-2TC05 |  | SIRIUS soft starter 200-600 V 250 A, 24 V AC/DC spring-type terminals Thermistor input | 96600 | 1 | LQ | 1
3RW5244-2TC14 |  | SIRIUS soft starter 200-480 V 250 A, 110-250 V AC spring-type terminals Thermistor input | 86800 | 1 | LQ | 1
3RW5244-2TC15 |  | SIRIUS soft starter 200-600 V 250 A, 110-250 V AC spring-type terminals Thermistor input | 96600 | 1 | LQ | 1
3RW5244-6AC04 |  | SIRIUS soft starter 200-480 V 250 A, 24 V AC/DC Screw terminals Analog output | 86800 | 1 | LQ | 1
3RW5244-6AC05 |  | SIRIUS soft starter 200-600 V 250 A, 24 V AC/DC Screw terminals Analog output | 96600 | 1 | LQ | 1
3RW5244-6AC14 |  | SIRIUS soft starter 200-480 V 250 A, 110-250 V AC Screw terminals Analog output | 86800 | 1 | LQ | 1
3RW5244-6AC15 |  | SIRIUS soft starter 200-600 V 250 A, 110-250 V AC Screw terminals Analog output | 96600 | 1 | LQ | 1
3RW5244-6TC04 |  | SIRIUS soft starter 200-480 V 250 A, 24 V AC/DC Screw terminals Thermistor input | 86800 | 1 | LQ | 1
3RW5244-6TC05 |  | SIRIUS soft starter 200-600 V 250 A, 24 V AC/DC Screw terminals Thermistor input | 96600 | 1 | LQ | 1
3RW5244-6TC14 |  | SIRIUS soft starter 200-480 V 250 A, 110-250 V AC Screw terminals Thermistor input | 86800 | 1 | LQ | 1
3RW5244-6TC15 |  | SIRIUS soft starter 200-600 V 250 A, 110-250 V AC Screw terminals Thermistor input | 96600 | 1 | LQ | 1
3RW5245-2AC04 |  | SIRIUS soft starter 200-480 V 315 A, 24 V AC/DC spring-type terminals Analog output | 104000 | 1 | LQ | 1
3RW5245-2AC05 |  | SIRIUS soft starter 200-600 V 315 A, 24 V AC/DC spring-type terminals Analog output | 114000 | 1 | LQ | 1
3RW5245-2AC14 |  | SIRIUS soft starter 200-480 V 315 A, 110-250 V AC spring-type terminals Analog output | 104000 | 1 | LQ | 1
3RW5245-2AC15 |  | SIRIUS soft starter 200-600 V 315 A, 110-250 V AC spring-type terminals Analog output | 114000 | 1 | LQ | 1
3RW5245-2TC04 |  | SIRIUS soft starter 200-480 V 315 A, 24 V AC/DC spring-type terminals Thermistor input | 104000 | 1 | LQ | 1
3RW5245-2TC05 |  | SIRIUS soft starter 200-600 V 315 A, 24 V AC/DC spring-type terminals Thermistor input | 114000 | 1 | LQ | 1
3RW5245-2TC14 |  | SIRIUS soft starter 200-480 V 315 A, 110-250 V AC spring-type terminals Thermistor input | 104000 | 1 | LQ | 1
3RW5245-2TC15 |  | SIRIUS soft starter 200-600 V 315 A, 110-250 V AC spring-type terminals Thermistor input | 114000 | 1 | LQ | 1
3RW5245-6AC04 |  | SIRIUS soft starter 200-480 V 315 A, 24 V AC/DC Screw terminals Analog output | 104000 | 1 | LQ | 1
3RW5245-6AC05 |  | SIRIUS soft starter 200-600 V 315 A, 24 V AC/DC Screw terminals Analog output | 114000 | 1 | LQ | 1
3RW5245-6AC14 |  | SIRIUS soft starter 200-480 V 315 A, 110-250 V AC Screw terminals Analog output | 104000 | 1 | LQ | 1
3RW5245-6AC15 |  | SIRIUS soft starter 200-600 V 315 A, 110-250 V AC Screw terminals Analog output | 114000 | 1 | LQ | 1
3RW5245-6TC04 |  | SIRIUS soft starter 200-480 V 315 A, 24 V AC/DC Screw terminals Thermistor input | 104000 | 1 | LQ | 1
3RW5245-6TC05 |  | SIRIUS soft starter 200-600 V 315 A, 24 V AC/DC Screw terminals Thermistor input | 114000 | 1 | LQ | 1
3RW5245-6TC14 |  | SIRIUS soft starter 200-480 V 315 A, 110-250 V AC Screw terminals Thermistor input | 104000 | 1 | LQ | 1
3RW5245-6TC15 |  | SIRIUS soft starter 200-600 V 315 A, 110-250 V AC Screw terminals Thermistor input | 114000 | 1 | LQ | 1
3RW5246-2AC04 |  | SIRIUS soft starter 200-480 V 370 A, 24 V AC/DC spring-type terminals Analog output | 121000 | 1 | LQ | 1
3RW5246-2AC05 |  | SIRIUS soft starter 200-600 V 370 A, 24 V AC/DC spring-type terminals Analog output | 134000 | 1 | LQ | 1
3RW5246-2AC14 |  | SIRIUS soft starter 200-480 V 370 A, 110-250 V AC spring-type terminals Analog output | 121000 | 1 | LQ | 1
3RW5246-2AC15 |  | SIRIUS soft starter 200-600 V 370 A, 110-250 V AC spring-type terminals Analog output | 134000 | 1 | LQ | 1
3RW5246-2TC04 |  | SIRIUS soft starter 200-480 V 370 A, 24 V AC/DC spring-type terminals Thermistor input | 121000 | 1 | LQ | 1
3RW5246-2TC05 |  | SIRIUS soft starter 200-600 V 370 A, 24 V AC/DC spring-type terminals Thermistor input | 134000 | 1 | LQ | 1
3RW5246-2TC14 |  | SIRIUS soft starter 200-480 V 370 A, 110-250 V AC spring-type terminals Thermistor input | 121000 | 1 | LQ | 1
3RW5246-2TC15 |  | SIRIUS soft starter 200-600 V 370 A, 110-250 V AC spring-type terminals Thermistor input | 134000 | 1 | LQ | 1
3RW5246-6AC04 |  | SIRIUS soft starter 200-480 V 370 A, 24 V AC/DC Screw terminals Analog output | 121000 | 1 | LQ | 1
3RW5246-6AC05 |  | SIRIUS soft starter 200-600 V 370 A, 24 V AC/DC Screw terminals Analog output | 134000 | 1 | LQ | 1
3RW5246-6AC14 |  | SIRIUS soft starter 200-480 V 370 A, 110-250 V AC Screw terminals Analog output | 121000 | 1 | LQ | 1
3RW5246-6AC15 |  | SIRIUS soft starter 200-600 V 370 A, 110-250 V AC Screw terminals Analog output | 134000 | 1 | LQ | 1
3RW5246-6TC04 |  | SIRIUS soft starter 200-480 V 370 A, 24 V AC/DC Screw terminals Thermistor input | 121000 | 1 | LQ | 1
3RW5246-6TC05 |  | SIRIUS soft starter 200-600 V 370 A, 24 V AC/DC Screw terminals Thermistor input | 134000 | 1 | LQ | 1
3RW5246-6TC14 |  | SIRIUS soft starter 200-480 V 370 A, 110-250 V AC Screw terminals Thermistor input | 121000 | 1 | LQ | 1
3RW5246-6TC15 |  | SIRIUS soft starter 200-600 V 370 A, 110-250 V AC Screw terminals Thermistor input | 134000 | 1 | LQ | 1
3RW5247-2AC04 |  | SIRIUS soft starter 200-480 V 470 A, 24 V AC/DC spring-type terminals Analog output | 142000 | 1 | LQ | 1
3RW5247-2AC05 |  | SIRIUS soft starter 200-600 V 470 A, 24 V AC/DC spring-type terminals Analog output | 158000 | 1 | LQ | 1
3RW5247-2AC14 |  | SIRIUS soft starter 200-480 V 470 A, 110-250 V AC spring-type terminals Analog output | 142000 | 1 | LQ | 1
3RW5247-2AC15 |  | SIRIUS soft starter 200-600 V 470 A, 110-250 V AC spring-type terminals Analog output | 158000 | 1 | LQ | 1
3RW5247-2TC04 |  | SIRIUS soft starter 200-480 V 470 A, 24 V AC/DC spring-type terminals Thermistor input | 142000 | 1 | LQ | 1
3RW5247-2TC05 |  | SIRIUS soft starter 200-600 V 470 A, 24 V AC/DC spring-type terminals Thermistor input | 158000 | 1 | LQ | 1
3RW5247-2TC14 |  | SIRIUS soft starter 200-480 V 470 A, 110-250 V AC spring-type terminals Thermistor input | 142000 | 1 | LQ | 1
3RW5247-2TC15 |  | SIRIUS soft starter 200-600 V 470 A, 110-250 V AC spring-type terminals Thermistor input | 158000 | 1 | LQ | 1
3RW5247-6AC04 |  | SIRIUS soft starter 200-480 V 470 A, 24 V AC/DC Screw terminals Analog output | 142000 | 1 | LQ | 1
3RW5247-6AC05 |  | SIRIUS soft starter 200-600 V 470 A, 24 V AC/DC Screw terminals Analog output | 158000 | 1 | LQ | 1
3RW5247-6AC14 |  | SIRIUS soft starter 200-480 V 470 A, 110-250 V AC Screw terminals Analog output | 142000 | 1 | LQ | 1
3RW5247-6AC15 |  | SIRIUS soft starter 200-600 V 470 A, 110-250 V AC Screw terminals Analog output | 158000 | 1 | LQ | 1
3RW5247-6TC04 |  | SIRIUS soft starter 200-480 V 470 A, 24 V AC/DC Screw terminals Thermistor input | 142000 | 1 | LQ | 1
3RW5247-6TC05 |  | SIRIUS soft starter 200-600 V 470 A, 24 V AC/DC Screw terminals Thermistor input | 158000 | 1 | LQ | 1
3RW5247-6TC14 |  | SIRIUS soft starter 200-480 V 470 A, 110-250 V AC Screw terminals Thermistor input | 142000 | 1 | LQ | 1
3RW5247-6TC15 |  | SIRIUS soft starter 200-600 V 470 A, 110-250 V AC Screw terminals Thermistor input | 158000 | 1 | LQ | 1
3RW5248-2AC04 |  | SIRIUS soft starter 200-480 V 570 A, 24 V AC/DC spring-type terminals Analog output | 160000 | 1 | LQ | 1
3RW5248-2AC05 |  | SIRIUS soft starter 200-600 V 570 A, 24 V AC/DC spring-type terminals Analog output | 177000 | 1 | LQ | 1
3RW5248-2AC14 |  | SIRIUS soft starter 200-480 V 570 A, 110-250 V AC spring-type terminals Analog output | 160000 | 1 | LQ | 1
3RW5248-2AC15 |  | SIRIUS soft starter 200-600 V 570 A, 110-250 V AC spring-type terminals Analog output | 177000 | 1 | LQ | 1
3RW5248-2TC04 |  | SIRIUS soft starter 200-480 V 570 A, 24 V AC/DC spring-type terminals Thermistor input | 160000 | 1 | LQ | 1
3RW5248-2TC05 |  | SIRIUS soft starter 200-600 V 570 A, 24 V AC/DC spring-type terminals Thermistor input | 177000 | 1 | LQ | 1
3RW5248-2TC14 |  | SIRIUS soft starter 200-480 V 570 A, 110-250 V AC spring-type terminals Thermistor input | 160000 | 1 | LQ | 1
3RW5248-2TC15 |  | SIRIUS soft starter 200-600 V 570 A, 110-250 V AC spring-type terminals Thermistor input | 177000 | 1 | LQ | 1
3RW5248-6AC04 |  | SIRIUS soft starter 200-480 V 570 A, 24 V AC/DC Screw terminals Analog output | 160000 | 1 | LQ | 1
3RW5248-6AC05 |  | SIRIUS soft starter 200-600 V 570 A, 24 V AC/DC Screw terminals Analog output | 177000 | 1 | LQ | 1
3RW5248-6AC14 |  | SIRIUS soft starter 200-480 V 570 A, 110-250 V AC Screw terminals Analog output | 160000 | 1 | LQ | 1
3RW5248-6AC15 |  | SIRIUS soft starter 200-600 V 570 A, 110-250 V AC Screw terminals Analog output | 177000 | 1 | LQ | 1
3RW5248-6TC04 |  | SIRIUS soft starter 200-480 V 570 A, 24 V AC/DC Screw terminals Thermistor input | 160000 | 1 | LQ | 1
3RW5248-6TC05 |  | SIRIUS soft starter 200-600 V 570 A, 24 V AC/DC Screw terminals Thermistor input | 177000 | 1 | LQ | 1
3RW5248-6TC14 |  | SIRIUS soft starter 200-480 V 570 A, 110-250 V AC Screw terminals Thermistor input | 160000 | 1 | LQ | 1
3RW5248-6TC15 |  | SIRIUS soft starter 200-600 V 570 A, 110-250 V AC Screw terminals Thermistor input | 177000 | 1 | LQ | 1
3RW5513-1HA04 |  | SIRIUS soft starter 200-480 V 13 A, 24 V AC/DC Screw terminals | 26500 | 1 | LQ | 1
3RW5513-1HA05 |  | SIRIUS soft starter 200-600 V 13 A, 24 V AC/DC Screw terminals | 29700 | 1 | LQ | 1
3RW5513-1HA14 |  | SIRIUS soft starter 200-480 V 13 A, 110-250 V AC Screw terminals | 26500 | 1 | LQ | 1
3RW5513-1HA15 |  | SIRIUS soft starter 200-600 V 13 A, 110-250 V AC Screw terminals | 29700 | 1 | LQ | 1
3RW5513-3HA04 |  | SIRIUS soft starter 200-480 V 13 A, 24 V AC/DC spring-type terminals | 26500 | 1 | LQ | 1
3RW5513-3HA05 |  | SIRIUS soft starter 200-600 V 13 A, 24 V AC/DC spring-type terminals | 29700 | 1 | LQ | 1
3RW5513-3HA14 |  | SIRIUS soft starter 200-480 V 13 A, 110-250 V AC spring-type terminals | 26500 | 1 | LQ | 1
3RW5513-3HA15 |  | SIRIUS soft starter 200-600 V 13 A, 110-250 V AC spring-type terminals | 29700 | 1 | LQ | 1
3RW5514-1HA04 |  | SIRIUS soft starter 200-480 V 18 A, 24 V AC/DC Screw terminals | 29700 | 1 | LQ | 1
3RW5514-1HA05 |  | SIRIUS soft starter 200-600 V 18 A, 24 V AC/DC Screw terminals | 32700 | 1 | LQ | 1
3RW5514-1HA14 |  | SIRIUS soft starter 200-480 V 18 A, 110-250 V AC Screw terminals | 29700 | 1 | LQ | 1
3RW5514-1HA15 |  | SIRIUS soft starter 200-600 V 18 A, 110-250 V AC Screw terminals | 32700 | 1 | LQ | 1
3RW5514-3HA04 |  | SIRIUS soft starter 200-480 V 18 A, 24 V AC/DC spring-type terminals | 29700 | 1 | LQ | 1
3RW5514-3HA05 |  | SIRIUS soft starter 200-600 V 18 A, 24 V AC/DC spring-type terminals | 32700 | 1 | LQ | 1
3RW5514-3HA14 |  | SIRIUS soft starter 200-480 V 18 A, 110-250 V AC spring-type terminals | 29700 | 1 | LQ | 1
3RW5514-3HA15 |  | SIRIUS soft starter 200-600 V 18 A, 110-250 V AC spring-type terminals | 32700 | 1 | LQ | 1
3RW5515-1HA04 |  | SIRIUS soft starter 200-480 V 25 A, 24 V AC/DC Screw terminals | 32700 | 1 | LQ | 1
3RW5515-1HA05 |  | SIRIUS soft starter 200-600 V 25 A, 24 V AC/DC Screw terminals | 36700 | 1 | LQ | 1
3RW5515-1HA14 |  | SIRIUS soft starter 200-480 V 25 A, 110-250 V AC Screw terminals | 32700 | 1 | LQ | 1
3RW5515-1HA15 |  | SIRIUS soft starter 200-600 V 25 A, 110-250 V AC Screw terminals | 36700 | 1 | LQ | 1
3RW5515-3HA04 |  | SIRIUS soft starter 200-480 V 25 A, 24 V AC/DC spring-type terminals | 32700 | 1 | LQ | 1
3RW5515-3HA05 |  | SIRIUS soft starter 200-600 V 25 A, 24 V AC/DC spring-type terminals | 36700 | 1 | LQ | 1
3RW5515-3HA14 |  | SIRIUS soft starter 200-480 V 25 A, 110-250 V AC spring-type terminals | 32700 | 1 | LQ | 1
3RW5515-3HA15 |  | SIRIUS soft starter 200-600 V 25 A, 110-250 V AC spring-type terminals | 36700 | 1 | LQ | 1
3RW5516-1HA04 |  | SIRIUS soft starter 200-480 V 32 A, 24 V AC/DC Screw terminals | 36700 | 1 | LQ | 1
3RW5516-1HA05 |  | SIRIUS soft starter 200-600 V 32 A, 24 V AC/DC Screw terminals | 40400 | 1 | LQ | 1
3RW5516-1HA14 |  | SIRIUS soft starter 200-480 V 32 A, 110-250 V AC Screw terminals | 36700 | 1 | LQ | 1
3RW5516-1HA15 |  | SIRIUS soft starter 200-600 V 32 A, 110-250 V AC Screw terminals | 40400 | 1 | LQ | 1
3RW5516-3HA04 |  | SIRIUS soft starter 200-480 V 32 A, 24 V AC/DC spring-type terminals | 36700 | 1 | LQ | 1
3RW5516-3HA05 |  | SIRIUS soft starter 200-600 V 32 A, 24 V AC/DC spring-type terminals | 40400 | 1 | LQ | 1
3RW5516-3HA14 |  | SIRIUS soft starter 200-480 V 32 A, 110-250 V AC spring-type terminals | 36700 | 1 | LQ | 1
3RW5516-3HA15 |  | SIRIUS soft starter 200-600 V 32 A, 110-250 V AC spring-type terminals | 40400 | 1 | LQ | 1
3RW5517-1HA04 |  | SIRIUS soft starter 200-480 V 38 A, 24 V AC/DC Screw terminals | 40400 | 1 | LQ | 1
3RW5517-1HA05 |  | SIRIUS soft starter 200-600 V 38 A, 24 V AC/DC Screw terminals | 45100 | 1 | LQ | 1
3RW5517-1HA14 |  | SIRIUS soft starter 200-480 V 38 A, 110-250 V AC Screw terminals | 40400 | 1 | LQ | 1
3RW5517-1HA15 |  | SIRIUS soft starter 200-600 V 38 A, 110-250 V AC Screw terminals | 45100 | 1 | LQ | 1
3RW5517-3HA04 |  | SIRIUS soft starter 200-480 V 38 A, 24 V AC/DC spring-type terminals | 40400 | 1 | LQ | 1
3RW5517-3HA05 |  | SIRIUS soft starter 200-600 V 38 A, 24 V AC/DC spring-type terminals | 45100 | 1 | LQ | 1
3RW5517-3HA14 |  | SIRIUS soft starter 200-480 V 38 A, 110-250 V AC spring-type terminals | 40400 | 1 | LQ | 1
3RW5517-3HA15 |  | SIRIUS soft starter 200-600 V 38 A, 110-250 V AC spring-type terminals | 45100 | 1 | LQ | 1
3RW5521-1HA06 |  | SIRIUS soft starter 200-690 V 25 A, 24 V AC/DC Screw terminals | 39900 | 1 | LQ | 1
3RW5521-1HA16 |  | SIRIUS soft starter 200-690 V 25 A, 110-250 V AC Screw terminals | 39900 | 1 | LQ | 1
3RW5521-3HA06 |  | SIRIUS soft starter 200-690 V 25 A, 24 V AC/DC spring-type terminals | 39900 | 1 | LQ | 1
3RW5521-3HA16 |  | SIRIUS soft starter 200-690 V 25 A, 110-250 V AC spring-type terminals | 39900 | 1 | LQ | 1
3RW5524-1HA04 |  | SIRIUS soft starter 200-480 V 47 A, 24 V AC/DC Screw terminals | 45800 | 1 | LQ | 1
3RW5524-1HA06 |  | SIRIUS soft starter 200-690 V 47 A, 24 V AC/DC Screw terminals | 51300 | 1 | LQ | 1
3RW5524-1HA14 |  | SIRIUS soft starter 200-480 V 47 A, 110-250 V AC Screw terminals | 45800 | 1 | LQ | 1
3RW5524-1HA16 |  | SIRIUS soft starter 200-690 V 47 A, 110-250 V AC Screw terminals | 51300 | 1 | LQ | 1
3RW5524-3HA04 |  | SIRIUS soft starter 200-480 V 47 A, 24 V AC/DC spring-type terminals | 45800 | 1 | LQ | 1
3RW5524-3HA06 |  | SIRIUS soft starter 200-690 V 47 A, 24 V AC/DC spring-type terminals | 51300 | 1 | LQ | 1
3RW5524-3HA14 |  | SIRIUS soft starter 200-480 V 47 A, 110-250 V AC spring-type terminals | 45800 | 1 | LQ | 1
3RW5524-3HA16 |  | SIRIUS soft starter 200-690 V 47 A, 110-250 V AC spring-type terminals | 51300 | 1 | LQ | 1
3RW5525-1HA04 |  | SIRIUS soft starter 200-480 V 63 A, 24 V AC/DC Screw terminals | 51500 | 1 | LQ | 1
3RW5525-1HA06 |  | SIRIUS soft starter 200-690 V 63 A, 24 V AC/DC Screw terminals | 57200 | 1 | LQ | 1
3RW5525-1HA14 |  | SIRIUS soft starter 200-480 V 63 A, 110-250 V AC Screw terminals | 51500 | 1 | LQ | 1
3RW5525-1HA16 |  | SIRIUS soft starter 200-690 V 63 A, 110-250 V AC Screw terminals | 57200 | 1 | LQ | 1
3RW5525-3HA04 |  | SIRIUS soft starter 200-480 V 63 A, 24 V AC/DC spring-type terminals | 51500 | 1 | LQ | 1
3RW5525-3HA06 |  | SIRIUS soft starter 200-690 V 63 A, 24 V AC/DC spring-type terminals | 57200 | 1 | LQ | 1
3RW5525-3HA14 |  | SIRIUS soft starter 200-480 V 63 A, 110-250 V AC spring-type terminals | 51500 | 1 | LQ | 1
3RW5525-3HA16 |  | SIRIUS soft starter 200-690 V 63 A, 110-250 V AC spring-type terminals | 57200 | 1 | LQ | 1
3RW5526-1HA04 |  | SIRIUS soft starter 200-480 V 77 A, 24 V AC/DC Screw terminals | 56500 | 1 | LQ | 1
3RW5526-1HA06 |  | SIRIUS soft starter 200-690 V 77 A, 24 V AC/DC Screw terminals | 63500 | 1 | LQ | 1
3RW5526-1HA14 |  | SIRIUS soft starter 200-480 V 77 A, 110-250 V AC Screw terminals | 56500 | 1 | LQ | 1
3RW5526-1HA16 |  | SIRIUS soft starter 200-690 V 77 A, 110-250 V AC Screw terminals | 63500 | 1 | LQ | 1
3RW5526-1HF14 |  | SIRIUS soft starter 200-480 V 77 A, 110-250 V AC, Screw terminals Fail-safe | 63100 | 1 | LQ | 1
3RW5526-3HA04 |  | SIRIUS soft starter 200-480 V 77 A, 24 V AC/DC spring-type terminals | 56500 | 1 | LQ | 1
3RW5526-3HA06 |  | SIRIUS soft starter 200-690 V 77 A, 24 V AC/DC spring-type terminals | 63500 | 1 | LQ | 1
3RW5526-3HA14 |  | SIRIUS soft starter 200-480 V 77 A, 110-250 V AC spring-type terminals | 56500 | 1 | LQ | 1
3RW5526-3HA16 |  | SIRIUS soft starter 200-690 V 77 A, 110-250 V AC spring-type terminals | 63500 | 1 | LQ | 1
3RW5527-1HA04 |  | SIRIUS soft starter 200-480 V 93 A, 24 V AC/DC Screw terminals | 62800 | 1 | LQ | 1
3RW5527-1HA06 |  | SIRIUS soft starter 200-690 V 93 A, 24 V AC/DC Screw terminals | 68900 | 1 | LQ | 1
3RW5527-1HA14 |  | SIRIUS soft starter 200-480 V 93 A, 110-250 V AC Screw terminals | 62800 | 1 | LQ | 1
3RW5527-1HA16 |  | SIRIUS soft starter 200-690 V 93 A, 110-250 V AC Screw terminals | 68900 | 1 | LQ | 1
3RW5527-3HA04 |  | SIRIUS soft starter 200-480 V 93 A, 24 V AC/DC spring-type terminals | 62800 | 1 | LQ | 1
3RW5527-3HA06 |  | SIRIUS soft starter 200-690 V 93 A, 24 V AC/DC spring-type terminals | 68900 | 1 | LQ | 1
3RW5527-3HA14 |  | SIRIUS soft starter 200-480 V 93 A, 110-250 V AC spring-type terminals | 62800 | 1 | LQ | 1
3RW5527-3HA16 |  | SIRIUS soft starter 200-690 V 93 A, 110-250 V AC spring-type terminals | 68900 | 1 | LQ | 1
3RW5534-2HA04 |  | SIRIUS soft starter 200-480 V 113 A, 24 V AC/DC spring-type terminals | 70100 | 1 | LQ | 1
3RW5534-2HA06 |  | SIRIUS soft starter 200-690 V 113 A, 24 V AC/DC spring-type terminals | 78000 | 1 | LQ | 1
3RW5534-2HA14 |  | SIRIUS soft starter 200-480 V 113 A, 110-250 V AC spring-type terminals | 70100 | 1 | LQ | 1
3RW5534-2HA16 |  | SIRIUS soft starter 200-690 V 113 A, 110-250 V AC spring-type terminals | 78000 | 1 | LQ | 1
3RW5534-6HA04 |  | SIRIUS soft starter 200-480 V 113 A, 24 V AC/DC Screw terminals | 70100 | 1 | LQ | 1
3RW5534-6HA06 |  | SIRIUS soft starter 200-690 V 113 A, 24 V AC/DC Screw terminals | 78000 | 1 | LQ | 1
3RW5534-6HA14 |  | SIRIUS soft starter 200-480 V 113 A, 110-250 V AC Screw terminals | 70100 | 1 | LQ | 1
3RW5534-6HA16 |  | SIRIUS soft starter 200-690 V 113 A, 110-250 V AC Screw terminals | 78000 | 1 | LQ | 1
3RW5535-2HA04 |  | SIRIUS soft starter 200-480 V 143 A, 24 V AC/DC spring-type terminals | 83900 | 1 | LQ | 1
3RW5535-2HA06 |  | SIRIUS soft starter 200-690 V 143 A, 24 V AC/DC spring-type terminals | 93000 | 1 | LQ | 1
3RW5535-2HA14 |  | SIRIUS soft starter 200-480 V 143 A, 110-250 V AC spring-type terminals | 83900 | 1 | LQ | 1
3RW5535-2HA16 |  | SIRIUS soft starter 200-690 V 143 A, 110-250 V AC spring-type terminals | 93000 | 1 | LQ | 1
3RW5535-6HA04 |  | SIRIUS soft starter 200-480 V 143 A, 24 V AC/DC Screw terminals | 83900 | 1 | LQ | 1
3RW5535-6HA06 |  | SIRIUS soft starter 200-690 V 143 A, 24 V AC/DC Screw terminals | 93000 | 1 | LQ | 1
3RW5535-6HA14 |  | SIRIUS soft starter 200-480 V 143 A, 110-250 V AC Screw terminals | 83900 | 1 | LQ | 1
3RW5535-6HA16 |  | SIRIUS soft starter 200-690 V 143 A, 110-250 V AC Screw terminals | 93000 | 1 | LQ | 1
3RW5536-2HA04 |  | SIRIUS soft starter 200-480 V 171 A, 24 V AC/DC spring-type terminals | 97100 | 1 | LQ | 1
3RW5536-2HA06 |  | SIRIUS soft starter 200-690 V 171 A, 24 V AC/DC spring-type terminals | 108000 | 1 | LQ | 1
3RW5536-2HA14 |  | SIRIUS soft starter 200-480 V 171 A, 110-250 V AC spring-type terminals | 97100 | 1 | LQ | 1
3RW5536-2HA16 |  | SIRIUS soft starter 200-690 V 171 A, 110-250 V AC spring-type terminals | 108000 | 1 | LQ | 1
3RW5536-6HA04 |  | SIRIUS soft starter 200-480 V 171 A, 24 V AC/DC Screw terminals | 97100 | 1 | LQ | 1
3RW5536-6HA06 |  | SIRIUS soft starter 200-690 V 171 A, 24 V AC/DC Screw terminals | 108000 | 1 | LQ | 1
3RW5536-6HA14 |  | SIRIUS soft starter 200-480 V 171 A, 110-250 V AC Screw terminals | 97100 | 1 | LQ | 1
3RW5536-6HA16 |  | SIRIUS soft starter 200-690 V 171 A, 110-250 V AC Screw terminals | 108000 | 1 | LQ | 1
3RW5543-2HA04 |  | SIRIUS soft starter 200-480 V 210 A, 24 V AC/DC spring-type terminals | 113000 | 1 | LQ | 1
3RW5543-2HA06 |  | SIRIUS soft starter 200-690 V 210 A, 24 V AC/DC spring-type terminals | 126000 | 1 | LQ | 1
3RW5543-2HA14 |  | SIRIUS soft starter 200-480 V 210 A, 110-250 V AC spring-type terminals | 113000 | 1 | LQ | 1
3RW5543-2HA16 |  | SIRIUS soft starter 200-690 V 210 A, 110-250 V AC spring-type terminals | 126000 | 1 | LQ | 1
3RW5543-6HA04 |  | SIRIUS soft starter 200-480 V 210 A, 24 V AC/DC Screw terminals | 113000 | 1 | LQ | 1
3RW5543-6HA06 |  | SIRIUS soft starter 200-690 V 210 A, 24 V AC/DC Screw terminals | 126000 | 1 | LQ | 1
3RW5543-6HA14 |  | SIRIUS soft starter 200-480 V 210 A, 110-250 V AC Screw terminals | 113000 | 1 | LQ | 1
3RW5543-6HA16 |  | SIRIUS soft starter 200-690 V 210 A, 110-250 V AC Screw terminals | 126000 | 1 | LQ | 1
3RW5544-2HA04 |  | SIRIUS soft starter 200-480 V 250 A, 24 V AC/DC spring-type terminals | 132000 | 1 | LQ | 1
3RW5544-2HA06 |  | SIRIUS soft starter 200-690 V 250 A, 24 V AC/DC spring-type terminals | 147000 | 1 | LQ | 1
3RW5544-2HA14 |  | SIRIUS soft starter 200-480 V 250 A, 110-250 V AC spring-type terminals | 132000 | 1 | LQ | 1
3RW5544-2HA16 |  | SIRIUS soft starter 200-690 V 250 A, 110-250 V AC spring-type terminals | 147000 | 1 | LQ | 1
3RW5544-6HA04 |  | SIRIUS soft starter 200-480 V 250 A, 24 V AC/DC Screw terminals | 132000 | 1 | LQ | 1
3RW5544-6HA06 |  | SIRIUS soft starter 200-690 V 250 A, 24 V AC/DC Screw terminals | 147000 | 1 | LQ | 1
3RW5544-6HA14 |  | SIRIUS soft starter 200-480 V 250 A, 110-250 V AC Screw terminals | 132000 | 1 | LQ | 1
3RW5544-6HA16 |  | SIRIUS soft starter 200-690 V 250 A, 110-250 V AC Screw terminals | 147000 | 1 | LQ | 1
3RW5545-2HA04 |  | SIRIUS soft starter 200-480 V 315 A, 24 V AC/DC spring-type terminals | 157000 | 1 | LQ | 1
3RW5545-2HA06 |  | SIRIUS soft starter 200-690 V 315 A, 24 V AC/DC spring-type terminals | 174000 | 1 | LQ | 1
3RW5545-2HA14 |  | SIRIUS soft starter 200-480 V 315 A, 110-250 V AC spring-type terminals | 157000 | 1 | LQ | 1
3RW5545-2HA16 |  | SIRIUS soft starter 200-690 V 315 A, 110-250 V AC spring-type terminals | 174000 | 1 | LQ | 1
3RW5545-6HA04 |  | SIRIUS soft starter 200-480 V 315 A, 24 V AC/DC Screw terminals | 157000 | 1 | LQ | 1
3RW5545-6HA06 |  | SIRIUS soft starter 200-690 V 315 A, 24 V AC/DC Screw terminals | 174000 | 1 | LQ | 1
3RW5545-6HA14 |  | SIRIUS soft starter 200-480 V 315 A, 110-250 V AC Screw terminals | 157000 | 1 | LQ | 1
3RW5545-6HA16 |  | SIRIUS soft starter 200-690 V 315 A, 110-250 V AC Screw terminals | 174000 | 1 | LQ | 1
3RW5546-2HA04 |  | SIRIUS soft starter 200-480 V 370 A, 24 V AC/DC spring-type terminals | 184000 | 1 | LQ | 1
3RW5546-2HA06 |  | SIRIUS soft starter 200-690 V 370 A, 24 V AC/DC spring-type terminals | 204000 | 1 | LQ | 1
3RW5546-2HA14 |  | SIRIUS soft starter 200-480 V 370 A, 110-250 V AC spring-type terminals | 184000 | 1 | LQ | 1
3RW5546-2HA16 |  | SIRIUS soft starter 200-690 V 370 A, 110-250 V AC spring-type terminals | 204000 | 1 | LQ | 1
3RW5546-6HA04 |  | SIRIUS soft starter 200-480 V 370 A, 24 V AC/DC Screw terminals | 184000 | 1 | LQ | 1
3RW5546-6HA06 |  | SIRIUS soft starter 200-690 V 370 A, 24 V AC/DC Screw terminals | 204000 | 1 | LQ | 1
3RW5546-6HA14 |  | SIRIUS soft starter 200-480 V 370 A, 110-250 V AC Screw terminals | 184000 | 1 | LQ | 1
3RW5546-6HA16 |  | SIRIUS soft starter 200-690 V 370 A, 110-250 V AC Screw terminals | 204000 | 1 | LQ | 1
3RW5547-2HA04 |  | SIRIUS soft starter 200-480 V 470 A, 24 V AC/DC spring-type terminals | 216000 | 1 | LQ | 1
3RW5547-2HA06 |  | SIRIUS soft starter 200-690 V 470 A, 24 V AC/DC spring-type terminals | 243000 | 1 | LQ | 1
3RW5547-2HA14 |  | SIRIUS soft starter 200-480 V 470 A, 110-250 V AC spring-type terminals | 216000 | 1 | LQ | 1
3RW5547-2HA16 |  | SIRIUS soft starter 200-690 V 470 A, 110-250 V AC spring-type terminals | 243000 | 1 | LQ | 1
3RW5547-6HA04 |  | SIRIUS soft starter 200-480 V 470 A, 24 V AC/DC Screw terminals | 216000 | 1 | LQ | 1
3RW5547-6HA06 |  | SIRIUS soft starter 200-690 V 470 A, 24 V AC/DC Screw terminals | 243000 | 1 | LQ | 1
3RW5547-6HA14 |  | SIRIUS soft starter 200-480 V 470 A, 110-250 V AC Screw terminals | 216000 | 1 | LQ | 1
3RW5547-6HA16 |  | SIRIUS soft starter 200-690 V 470 A, 110-250 V AC Screw terminals | 243000 | 1 | LQ | 1
3RW5548-2HA04 |  | SIRIUS soft starter 200-480 V 570 A, 24 V AC/DC spring-type terminals | 245000 | 1 | LQ | 1
3RW5548-2HA06 |  | SIRIUS soft starter 200-690 V 570 A, 24 V AC/DC spring-type terminals | 270000 | 1 | LQ | 1
3RW5548-2HA14 |  | SIRIUS soft starter 200-480 V 570 A, 110-250 V AC spring-type terminals | 245000 | 1 | LQ | 1
3RW5548-2HA16 |  | SIRIUS soft starter 200-690 V 570 A, 110-250 V AC spring-type terminals | 270000 | 1 | LQ | 1
3RW5548-6HA04 |  | SIRIUS soft starter 200-480 V 570 A, 24 V AC/DC Screw terminals | 245000 | 1 | LQ | 1
3RW5548-6HA06 |  | SIRIUS soft starter 200-690 V 570 A, 24 V AC/DC Screw terminals | 270000 | 1 | LQ | 1
3RW5548-6HA14 |  | SIRIUS soft starter 200-480 V 570 A, 110-250 V AC Screw terminals | 245000 | 1 | LQ | 1
3RW5548-6HA16 |  | SIRIUS soft starter 200-690 V 570 A, 110-250 V AC Screw terminals | 270000 | 1 | LQ | 1
3RW5552-2HA04 |  | SIRIUS soft starter 200-480 V 630 A, 24 V AC/DC Spring-type terminals | 270000 | 1 | LQ | 1
3RW5552-2HA06 |  | SIRIUS soft starter 200-690 V 630 A, 24 V AC/DC Spring-type terminals | 302000 | 1 | LQ | 1
3RW5552-2HA14 |  | SIRIUS soft starter 200-480 V 630 A, 110-250 V AC Spring-type terminals | 270000 | 1 | LQ | 1
3RW5552-2HA16 |  | SIRIUS soft starter 200-690 V 630 A, 110-250 V AC Spring-type terminals | 302000 | 1 | LQ | 1
3RW5552-6HA04 |  | SIRIUS soft starter 200-480 V 630 A, 24 V AC/DC Screw terminals | 270000 | 1 | LQ | 1
3RW5552-6HA06 |  | SIRIUS soft starter 200-690 V 630 A, 24 V AC/DC Screw terminals | 302000 | 1 | LQ | 1
3RW5552-6HA14 |  | SIRIUS soft starter 200-480 V 630 A, 110-250 V AC Screw terminals | 270000 | 1 | LQ | 1
3RW5552-6HA16 |  | SIRIUS soft starter 200-690 V 630 A, 110-250 V AC Screw terminals | 302000 | 1 | LQ | 1
3RW5553-2HA04 |  | SIRIUS soft starter 200-480 V 720 A, 24 V AC/DC Spring-type terminals | 299000 | 1 | LQ | 1
3RW5553-2HA06 |  | SIRIUS soft starter 200-690 V 720 A, 24 V AC/DC Spring-type terminals | 329000 | 1 | LQ | 1
3RW5553-2HA14 |  | SIRIUS soft starter 200-480 V 720 A, 110-250 V AC Spring-type terminals | 299000 | 1 | LQ | 1
3RW5553-2HA16 |  | SIRIUS soft starter 200-690 V 720 A, 110-250 V AC Spring-type terminals | 329000 | 1 | LQ | 1
3RW5553-6HA04 |  | SIRIUS soft starter 200-480 V 720 A, 24 V AC/DC Screw terminals | 299000 | 1 | LQ | 1
3RW5553-6HA06 |  | SIRIUS soft starter 200-690 V 720 A, 24 V AC/DC Screw terminals | 329000 | 1 | LQ | 1
3RW5553-6HA14 |  | SIRIUS soft starter 200-480 V 720 A, 110-250 V AC Screw terminals | 299000 | 1 | LQ | 1
3RW5553-6HA16 |  | SIRIUS soft starter 200-690 V 720 A, 110-250 V AC Screw terminals | 329000 | 1 | LQ | 1
3RW5554-2HA04 |  | SIRIUS soft starter 200-480 V 840 A, 24 V AC/DC Spring-type terminals | 322000 | 1 | LQ | 1
3RW5554-2HA06 |  | SIRIUS soft starter 200-690 V 840 A, 24 V AC/DC Spring-type terminals | 361000 | 1 | LQ | 1
3RW5554-2HA14 |  | SIRIUS soft starter 200-480 V 840 A, 110-250 V AC Spring-type terminals | 322000 | 1 | LQ | 1
3RW5554-2HA16 |  | SIRIUS soft starter 200-690 V 840 A, 110-250 V AC Spring-type terminals | 361000 | 1 | LQ | 1
3RW5554-6HA04 |  | SIRIUS soft starter 200-480 V 840 A, 24 V AC/DC Screw terminals | 322000 | 1 | LQ | 1
3RW5554-6HA06 |  | SIRIUS soft starter 200-690 V 840 A, 24 V AC/DC Screw terminals | 361000 | 1 | LQ | 1
3RW5554-6HA14 |  | SIRIUS soft starter 200-480 V 840 A, 110-250 V AC Screw terminals | 322000 | 1 | LQ | 1
3RW5554-6HA16 |  | SIRIUS soft starter 200-690 V 840 A, 110-250 V AC Screw terminals | 361000 | 1 | LQ | 1
3RW5556-2HA04 |  | SIRIUS soft starter 200-480 V 1100 A, 24 V AC/DC Spring-type terminals | 379000 | 1 | LQ | 1
3RW5556-2HA06 |  | SIRIUS soft starter 200-690 V 1100 A, 24 V AC/DC Spring-type terminals | 420000 | 1 | LQ | 1
3RW5556-2HA14 |  | SIRIUS soft starter 200-480 V 1100 A, 110-250 V AC Spring-type terminals | 379000 | 1 | LQ | 1
3RW5556-2HA16 |  | SIRIUS soft starter 200-690 V 1100 A, 110-250 V AC Spring-type terminals | 420000 | 1 | LQ | 1
3RW5556-6HA04 |  | SIRIUS soft starter 200-480 V 1100 A, 24 V AC/DC Screw terminals | 379000 | 1 | LQ | 1
3RW5556-6HA06 |  | SIRIUS soft starter 200-690 V 1100 A, 24 V AC/DC Screw terminals | 420000 | 1 | LQ | 1
3RW5556-6HA14 |  | SIRIUS soft starter 200-480 V 1100 A, 110-250 V AC Screw terminals | 379000 | 1 | LQ | 1
3RW5556-6HA16 |  | SIRIUS soft starter 200-690 V 1100 A, 110-250 V AC Screw terminals | 420000 | 1 | LQ | 1
3RW5558-2HA04 |  | SIRIUS soft starter 200-480 V 1280 A, 24 V AC/DC Spring-type terminals | 435000 | 1 | LQ | 1
3RW5558-2HA06 |  | SIRIUS soft starter 200-690 V 1280 A, 24 V AC/DC Spring-type terminals | 481000 | 1 | LQ | 1
3RW5558-2HA14 |  | SIRIUS soft starter 200-480 V 1280 A, 110-250 V AC Spring-type terminals | 435000 | 1 | LQ | 1
3RW5558-2HA16 |  | SIRIUS soft starter 200-690 V 1280 A, 110-250 V AC Spring-type terminals | 481000 | 1 | LQ | 1
3RW5558-6HA04 |  | SIRIUS soft starter 200-480 V 1280 A, 24 V AC/DC Screw terminals | 435000 | 1 | LQ | 1
3RW5558-6HA06 |  | SIRIUS soft starter 200-690 V 1280 A, 24 V AC/DC Screw terminals | 481000 | 1 | LQ | 1
3RW5558-6HA14 |  | SIRIUS soft starter 200-480 V 1280 A, 110-250 V AC Screw terminals | 435000 | 1 | LQ | 1
3RW5558-6HA16 |  | SIRIUS soft starter 200-690 V 1280 A, 110-250 V AC Screw terminals | 481000 | 1 | LQ | 1
3RW5950-0CH00 |  | communication module PROFINET High-Feature with integrated switch | 9070 | 1 | LQ | 1
3RW5950-0GL20 |  | Spring flap for 3RW55/52 without cutout | 456 | 1 | LQ | 1
3RW5950-0GL30 |  | Spring flap for 3RW55/52 with cutout for HMI module High-Feature | 456 | 1 | LQ | 1
3RW5950-0GL40 |  | Spring flap for 3RW52 with cutout for HMI module Standard | 456 | 1 | LQ | 1
3RW5980-0CE00 |  | communication module Ethernet/IP | 7790 | 1 | LQ | 1
3RW5980-0CP00 |  | communication module PROFIBUS | 7790 | 1 | LQ | 1
3RW5980-0CS00 |  | communication module PROFINET standard | 7790 | 1 | LQ | 1
3RW5980-0CT00 |  | communication module Modbus TCP | 7790 | 1 | LQ | 1
3RW5980-0HC60 |  | HMI connecting cable 5 m for door mounting | 1460 | 1 | LQ | 1
3RW5980-0HD00 |  | Door mounting kit IP65 for HMI module | 911 | 1 | LQ | 1
3RW5980-0HF00 |  | HMI module High-Feature | 7880 | 1 | LQ | 1
3RW5980-0HS00 |  | HMI module Standard | 2730 | 1 | LQ | 1
3RW5983-0FC00 |  | Fan cover for 3RW55 and 3RW52, Size 1, 2 and 3 | 763 | 1 | LQ | 1
3RW5983-0TC20 |  | Terminal cover for 3RW55/52 Size 2 and 3 | 456 | 1 | LQ | 1
3RW5984-0FC00 |  | fan cover for 3RW55 and 3RW52 frame size 4 | 1060 | 1 | LQ | 1
3RW5984-0TC20 |  | Terminal cover for 3RW55/52 Size 4 | 602 | 1 | LQ | 1
3RX9010-0AA00 |  | AS-i cable, shaped yellow, rubber 2x 1.5 mm2, 100 m consists of 100 m cable | 7350 | 1 | ZA | 1
3RX9012-0AA00 |  | AS-i cable, shaped yellow, Rubber 2 x 1.5 mm2, 1 km, on drum consists of 1000 m cable | 73500 | 1 | ZA | 1
3RX9013-0AA00 |  | AS-i cable, shaped yellow, TPE, oil-resistant 2x 1.5 mm2, 100 m consists of 100 m cable | 8620 | 1 | ZA | 1
3RX9014-0AA00 |  | AS-i cable, shaped yellow, TPE, oil-resistant 2 x 1.5 mm2, 1 km, on drum consists of 1000 m cable | 86200 | 1 | ZA | 1
3RX9015-0AA00 |  | AS-i cable, shaped yellow, pure, oil-resistant 2x 1.5 mm2, 100 m consists of 100 m cable Shipbuilding approval | 14800 | 1 | ZA | 1
3RX9016-0AA00 |  | AS-i cable, shaped yellow, pure, oil-resistant 2 x 1.5 mm2, 1 km, on drum consists of 1000 m cable Shipbuilding approval | 148000 | 1 | ZA | 1
3RX9017-0AA00 |  | AS-i cable, shaped yellow, TPE, oil-resistant Special version according to UL Class 2, 2 x 1.5 mm2, 100 m consists of 100 m cable | 17400 | 1 | ZA | 1
3RX9020-0AA00 |  | AS-i cable, shaped for external auxiliary voltage 24 V black, Rubber 2 x 1.5 mm2, 100 m consists of 100 m cable | 8750 | 1 | ZA | 1
3RX9022-0AA00 |  | AS-i cable, shaped for external auxiliary voltage 24 V black, Rubber 2 x 1.5 mm2, 1 km, on drum consists of 1000 m cable | 87500 | 1 | ZA | 1
3RX9023-0AA00 |  | AS-i cable, shaped for external auxiliary voltage 24 V black, TPE, oil-resistant 2 x 1.5 mm2, 100 m consists of 100 m cable | 9180 | 1 | ZA | 1
3RX9024-0AA00 |  | AS-i cable, shaped for external auxiliary voltage 24 V black, TPE, oil-resistant 2 x 1.5 mm2, 1 km, on drum consists of 1000 m cable | 91800 | 1 | ZA | 1
3RX9025-0AA00 |  | AS-i cable, shaped for external auxiliary voltage 24 V black, pure, oil-resistant 2 x 1.5 mm2, 100 m consists of 100 m cable Shipbuilding approval | 15800 | 1 | ZA | 1
3RX9026-0AA00 |  | AS-i cable, shaped for external auxiliary voltage 24 V black, pure, oil-resistant 2 x 1.5 mm2, 1 km, on drum consists of 1000 m cable Shipbuilding approval | 158000 | 1 | ZA | 1
3RX9027-0AA00 |  | AS-i cable, shaped for external auxiliary voltage 24 V black, TPE, oil-resistant Special version according to UL Class 2, 2 x 1.5 mm2, 100 m consists of 100 m cable | 17900 | 1 | ZA | 1
3RX9501-0BA00 |  | AS-i Power 3A 120 V/230 V AC AS-Interface power supply unit, IP20 IN: 120 V / 230 V AC OUT: AS-i, 3 A (30 V DC), IP20 with integrated ground fault detection, with integrated overload detection with AS-i data decoupling | 8600 | 1 | ZA | 1
3RX9501-1BA00 |  | AS-i Power 3 A 24 V DC AS-Interface power supply unit, IP20 IN: 24 V DC OUT: AS-i, 3 A (30 V DC), IP20 with integrated ground fault detection, with integrated overload detection with AS-i data decoupling | 14600 | 1 | ZA | 1
3RX9501-2BA00 |  | AS-i Power 2.6 A, max. 100 W 120 V/230 V AC AS-Interface power supply unit, IP20 IN: 120 V AC / 230 V OUT: AS-i, 2.6 A (30 V DC) Limitation of the output power max. 100 W, IP20 with integr. ground fault detection with AS-i data decoupling | 9620 | 1 | ZA | 1
3RX9502-0BA00 |  | AS-i Power 5A 120 V/230 V AC AS-Interface power supply unit, IP20 IN: 120 V / 230 V AC OUT: AS-i, 5 A (30 V DC), IP20 with integrated ground fault detection, with integrated overload detection with AS-i data decoupling | 11100 | 1 | ZA | 1
3RX9503-0BA00 |  | AS-i Power 8 A 120 V / 230-500 V AC AS-Interface power supply unit, IP20 IN: 120 V / 230-500 V AC OUT: AS-i, 8 A (30 V DC) with integrated ground fault detection, with integrated overload detection with AS-i data decoupling | 16300 | 1 | ZA | 1
3RX9511-0AA00 |  | PSN130S 3 A 120 V/230 V AC IP20 Power supply unit 30 V, for AS-i without AS-i data decoupling IN: 120 V / 230 V AC OUT: 30 V DC, 3 A, IP20 with integrated Overload detection with signaling contact | 4150 | 1 | ZA | 1
3RX9512-0AA00 |  | PSN130S 4 A 120 V/230 V AC IP20 Power supply unit 30 V, for AS-i without AS-i data decoupling IN: 120 V / 230 V AC OUT: 30 V DC, 4 A, IP20 with integrated Overload detection with signaling contact | 6210 | 1 | ZA | 1
3RX9513-0AA00 |  | PSN130S 8 A 120 V/230 V AC IP20 Power supply unit 30 V, for AS-i without AS-i data decoupling IN: 120 V / 230 V AC OUT: 30 V DC, 8 A, IP20 with integrated Overload detection with signaling contact | 9920 | 1 | ZA | 1
3RX9801-0AA01 |  | M12 branch for AS-Interface flat cable, with M12 socket, with lever | 435 | 1 | ZA | 1
3RX9802-0AA00 |  | AS-Interface accessory Cover M12 for module IP67 outer diameter 12 mm, without O-ring | 3100 | 100 | ZA | 10
3RX9810-0AA00 |  | Combicon connector set for modules 4I/4O with Combicon connection 3RG9004-0D.00, 4 x 5-pole Connector for connection of standard sensors/actuators 2 x 4-pole connector for AS-i and external auxiliary voltage | 758 | 1 | ZA | 1
3SB2000-0AB01 |  | Pushbutton, 16 mm, round, plastic, black, pushbutton, flat | 247 | 1 | Z9 | 1
3SB2000-0AC01 |  | Pushbutton, 16 mm, round, plastic, red, pushbutton, flat | 247 | 1 | Z9 | 1
3SB2000-0AD01 |  | Pushbutton, 16 mm, round, plastic, yellow, pushbutton, flat | 247 | 1 | Z9 | 1
3SB2000-0AE01 |  | Pushbutton, 16 mm, round, plastic, green, pushbutton, flat | 247 | 1 | Z9 | 1
3SB2000-0AF01 |  | Pushbutton, 16 mm, round, plastic, blue, pushbutton, flat | 247 | 1 | Z9 | 1
3SB2000-0AG01 |  | Pushbutton, 16 mm, round, plastic, white, pushbutton, flat | 247 | 1 | Z9 | 1
3SB2000-0AH01 |  | Pushbutton, 16 mm, round, plastic, clear, pushbutton, flat | 247 | 1 | Z9 | 1
3SB2000-0LB01 |  | Pushbutton, 16 mm, round, plastic, black, pushbutton, raised | 285 | 1 | Z9 | 1
3SB2000-0LC01 |  | Pushbutton, 16 mm, round, plastic, red, pushbutton, raised | 285 | 1 | Z9 | 1
3SB2000-0LD01 |  | Pushbutton, 16 mm, round, plastic, yellow, pushbutton, raised | 285 | 1 | Z9 | 1
3SB2000-0LF01 |  | Pushbutton, 16 mm, round, plastic, blue, pushbutton, raised | 285 | 1 | Z9 | 1
3SB2000-0LG01 |  | Pushbutton, 16 mm, round, plastic, white, pushbutton, raised | 285 | 1 | Z9 | 1
3SB2000-0LH01 |  | Pushbutton, 16 mm, round, plastic, clear, pushbutton, raised | 285 | 1 | Z9 | 1
3SB2000-2AB01 |  | Selector switch, 16 mm, round, plastic, black, 2 switch positions O-I, latching, actuating angle 62 degree | 474 | 1 | Z9 | 1
3SB2000-2AC01 |  | Selector switch, 16 mm, round, plastic, red, 2 switch positions O-I, latching, actuating angle 62 degree | 474 | 1 | Z9 | 1
3SB2000-2AE01 |  | Selector switch, 16 mm, round, plastic, green, 2 switch positions O-I, latching, actuating angle 62 degree | 474 | 1 | Z9 | 1
3SB2000-2AG01 |  | Selector switch, 16 mm, round, plastic, white, 2 switch positions O-I, latching, actuating angle 62 degree | 474 | 1 | Z9 | 1
3SB2000-2BB01 |  | Selector switch, 16 mm, round, plastic, black, 2 switch positions O<I, momentary contact type, retraction from right, actuating angle 50 degree | 474 | 1 | Z9 | 1
3SB2000-2BC01 |  | Selector switch, 16 mm, round, plastic, red, 2 switch positions O<I, momentary contact type, retraction from right, actuating angle 50 degree | 474 | 1 | Z9 | 1
3SB2000-2BE01 |  | Selector switch, 16 mm, round, plastic, green, 2 switch positions O<I, momentary contact type, retraction from right, actuating angle 50 degree | 474 | 1 | Z9 | 1
3SB2000-2DB01 |  | Selector switch, 16 mm, round, plastic, black, 3 switch positions I-O-II, latching, Actuating angle 2 x 62 degree | 552 | 1 | Z9 | 1
3SB2000-2DC01 |  | Selector switch, 16 mm, round, plastic, red, 3 switch positions I-O-II, latching, Actuating angle 2 x 62 degree | 552 | 1 | Z9 | 1
3SB2000-2DE01 |  | Selector switch, 16 mm, round, plastic, green, 3 switch positions I-O-II, latching, Actuating angle 2 x 62 degree | 552 | 1 | Z9 | 1
3SB2000-2DG01 |  | Selector switch, 16 mm, round, plastic, white, 3 switch positions I-O-II, latching, Actuating angle 2 x 62 degree | 552 | 1 | Z9 | 1
3SB2000-2EB01 |  | Selector switch, 16 mm, round, plastic, black, 3 switch positions I>O<II, momentary contact type, Retraction from left and right, Actuating angle 2 x 50 degree | 552 | 1 | Z9 | 1
3SB2000-2EC01 |  | Selector switch, 16 mm, round, plastic, red, 3 switch positions I>O<II, momentary contact type, Retraction from left and right, Actuating angle 2 x 50 degree | 552 | 1 | Z9 | 1
3SB2000-2EE01 |  | Selector switch, 16 mm, round, plastic, green, 3 switch positions I>O<II, momentary contact type, Retraction from left and right, Actuating angle 2 x 50 degree | 552 | 1 | Z9 | 1
3SB2000-2EG01 |  | Selector switch, 16 mm, round, plastic, white, 3 switch positions I>O<II, momentary contact type, Retraction from left and right, Actuating angle 2 x 50 degree | 552 | 1 | Z9 | 1
3SB2000-2HB01 |  | Selector switch, 16 mm, round, plastic, black, 2 switch positions O-I, latching, actuating angle 90 degree | 487 | 1 | Z9 | 1
3SB2000-2HC01 |  | Selector switch, 16 mm, round, plastic, red, 2 switch positions O-I, latching, actuating angle 90 degree | 487 | 1 | Z9 | 1
3SB2000-2HE01 |  | Selector switch, 16 mm, round, plastic, green, 2 switch positions O-I, latching, actuating angle 90 degree | 487 | 1 | Z9 | 1
3SB2000-2HG01 |  | Selector switch, 16 mm, round, plastic, white, 2 switch positions O-I, latching, actuating angle 90 degree | 487 | 1 | Z9 | 1
3SB2000-2JB01 |  | Selector switch, 16 mm, round, plastic, black, 3 switch positions I-O-II, latching, Actuating angle 2 x 90 degree | 554 | 1 | Z9 | 1
3SB2000-4LA01 |  | keyswitch, 16 mm, round, plastic, CES, SB2, 2 switch positions O-I, latching, actuating angle 62 degrees key removal O, possible special locks: SB3, SB4, SB5 | 1850 | 1 | Z9 | 1
3SB2000-4LB01 |  | keyswitch, 16 mm, round, plastic, CES, SB2, 2 switch positions O-I, latching, actuating angle 62 degrees key removal O+I, possible special locks: SB3, SB4, SB5 | 1850 | 1 | Z9 | 1
3SB2000-4MA01 |  | keyswitch, 16 mm, round, plastic, CES, SB2, 2 switch positions O<I, momentary contact type, resetting from right, actuating angle 50 degrees, key removal O, possible special locks: SB3, SB4, SB5 | 1850 | 1 | Z9 | 1
3SB2000-4PA01 |  | keyswitch, 16 mm, round, plastic, CES, SB2, 3 switch positions I-O-II, latching, actuating angle 2 x 62 degrees key removal O, possible special locks: SB3, SB4, SB5 | 2030 | 1 | Z9 | 1
3SB2000-4PB01 |  | keyswitch, 16 mm, round, plastic, CES, SB2, 3 switch positions I-O-II, latching, actuating angle 2 x 62 degrees key removal I+O+II, possible special locks: SB3, SB4, SB5 | 2030 | 1 | Z9 | 1
3SB2000-4PC01 |  | keyswitch, 16 mm, round, plastic, CES, SB2, 3 switch positions I-O-II, latching, actuating angle 2 x 62 degrees key removal I | 2030 | 1 | Z9 | 1
3SB2000-4QA01 |  | keyswitch, 16 mm, round, plastic, CES, SB2, 3 switch positions I>O<II, momentary contact type, resetting from left and right, actuating angle 2 x 50 degrees, key removal O, possible special locks: SB3, SB4, SB5 | 2030 | 1 | Z9 | 1
3SB2001-0AC01 |  | Illuminated pushbutton, 16 mm, round, plastic, red, pushbutton, flat | 247 | 1 | Z9 | 1
3SB2001-0AD01 |  | Illuminated pushbutton, 16 mm, round, plastic, yellow, pushbutton, flat | 247 | 1 | Z9 | 1
3SB2001-0AE01 |  | Illuminated pushbutton, 16 mm, round, plastic, green, pushbutton, flat | 247 | 1 | Z9 | 1
3SB2001-0AF01 |  | Illuminated pushbutton, 16 mm, round, plastic, blue, pushbutton, flat | 247 | 1 | Z9 | 1
3SB2001-0LC01 |  | Illuminated pushbutton, 16 mm, round, plastic, red, pushbutton, raised | 285 | 1 | Z9 | 1
3SB2001-0LD01 |  | Illuminated pushbutton, 16 mm, round, plastic, yellow, pushbutton, raised | 285 | 1 | Z9 | 1
3SB2001-0LE01 |  | Illuminated pushbutton, 16 mm, round, plastic, green, pushbutton, raised | 285 | 1 | Z9 | 1
3SB2001-0LF01 |  | Illuminated pushbutton, 16 mm, round, plastic, blue, pushbutton, raised | 285 | 1 | Z9 | 1
3SB2001-6BC06 |  | Indicator light, 16 mm, round, plastic, red, with concentric rings | 149 | 1 | Z9 | 1
3SB2001-6BD06 |  | Indicator light, 16 mm, round, plastic, yellow, with concentric rings | 149 | 1 | Z9 | 1
3SB2001-6BE06 |  | Indicator light, 16 mm, round, plastic, green, with concentric rings | 149 | 1 | Z9 | 1
3SB2001-6BF06 |  | Indicator light, 16 mm, round, plastic, blue, with concentric rings | 149 | 1 | Z9 | 1
3SB2001-6BG06 |  | Indicator light, 16 mm, round, plastic, white, with concentric rings | 149 | 1 | Z9 | 1
3SB2001-6BH06 |  | Indicator light, 16 mm, round, plastic, clear, with concentric rings | 149 | 1 | Z9 | 1
3SB2001-6CC06 |  | Indicator light, 16 mm, round, plastic, red, smooth, for inscription with insert caps | 153 | 1 | Z9 | 1
3SB2001-6CD06 |  | Indicator light, 16 mm, round, plastic, yellow, smooth, for inscription with insert caps | 153 | 1 | Z9 | 1
3SB2001-6CE06 |  | Indicator light, 16 mm, round, plastic, green, smooth, for inscription with insert caps | 153 | 1 | Z9 | 1
3SB2001-6CF06 |  | Indicator light, 16 mm, round, plastic, blue, smooth, for inscription with insert caps | 153 | 1 | Z9 | 1
3SB2001-6CH06 |  | Indicator light, 16 mm, round, plastic, clear, smooth, for inscription with insert caps | 153 | 1 | Z9 | 1
3SB2202-0AB01 |  | Pushbutton, 16 mm, round, plastic, black, pushbutton, flat, 1 NO | 579 | 1 | Z9 | 1
3SB2202-0AD01 |  | Pushbutton, 16 mm, round, plastic, yellow, pushbutton, flat, 1 NO | 579 | 1 | Z9 | 1
3SB2202-0AE01 |  | Pushbutton, 16 mm, round, plastic, green, pushbutton, flat, 1 NO | 579 | 1 | Z9 | 1
3SB2202-0AF01 |  | Pushbutton, 16 mm, round, plastic, blue, pushbutton, flat, 1 NO | 579 | 1 | Z9 | 1
3SB2202-0AG01 |  | Pushbutton, 16 mm, round, plastic, white, pushbutton, flat, 1 NO | 579 | 1 | Z9 | 1
3SB2202-0AH01 |  | Pushbutton, 16 mm, round, plastic, clear, pushbutton, flat, 1 NO | 579 | 1 | Z9 | 1
3SB2202-0LB01 |  | Pushbutton, 16 mm, round, plastic, black, pushbutton, raised, 1 NO | 628 | 1 | Z9 | 1
3SB2202-0LD01 |  | Pushbutton, 16 mm, round, plastic, yellow, pushbutton, raised, 1 NO | 628 | 1 | Z9 | 1
3SB2202-0LF01 |  | Pushbutton, 16 mm, round, plastic, blue, pushbutton, raised, 1 NO | 628 | 1 | Z9 | 1
3SB2202-0LH01 |  | Pushbutton, 16 mm, round, plastic, clear, pushbutton, raised, 1 NO | 628 | 1 | Z9 | 1
3SB2202-2AB01 |  | Selector switch, 16 mm, round, plastic, black, 2 switch positions O-I, latching, actuating angle 62 degree, 1 NO | 833 | 1 | Z9 | 1
3SB2202-2AC01 |  | Selector switch, 16 mm, round, plastic, red, 2 switch positions O-I, latching, actuating angle 62 degree, 1 NO | 833 | 1 | Z9 | 1
3SB2202-2AE01 |  | Selector switch, 16 mm, round, plastic, green, 2 switch positions O-I, latching, actuating angle 62 degree, 1 NO | 833 | 1 | Z9 | 1
3SB2202-2AG01 |  | Selector switch, 16 mm, round, plastic, white, 2 switch positions O-I, latching, actuating angle 62 degree, 1 NO | 833 | 1 | Z9 | 1
3SB2202-4LA01 |  | keyswitch, 16 mm, round, plastic, CES, 2 switch positions O-I, latching, actuating angle 62 degrees, key removal O | 1890 | 1 | Z9 | 1
3SB2202-4LB01 |  | keyswitch, 16 mm, round, plastic, CES, 2 switch positions O-I, latching, actuating angle 62 degrees, key removal O+I | 1890 | 1 | Z9 | 1
3SB2203-0AB01 |  | Pushbutton, 16 mm, round, plastic, black, pushbutton, flat, 1 NC | 579 | 1 | Z9 | 1
3SB2203-0AC01 |  | Pushbutton, 16 mm, round, plastic, red, pushbutton, flat, 1 NC | 579 | 1 | Z9 | 1
3SB2203-0LC01 |  | Pushbutton, 16 mm, round, plastic, red, pushbutton, raised, 1 NC | 628 | 1 | Z9 | 1
3SB2204-6BC06 |  | Indicator light, 16 mm, round, plastic, red, Lampholder W2 x 4.6 d, without lamp | 347 | 1 | Z9 | 1
3SB2204-6BD06 |  | Indicator light, 16 mm, round, plastic, yellow, Lampholder W2 x 4.6 d, without lamp | 347 | 1 | Z9 | 1
3SB2204-6BE06 |  | Indicator light, 16 mm, round, plastic, green, Lampholder W2 x 4.6 d, without lamp | 347 | 1 | Z9 | 1
3SB2204-6BG06 |  | Indicator light, 16 mm, round, plastic, white, Lampholder W2 x 4.6 d, without lamp | 347 | 1 | Z9 | 1
3SB2204-6BH06 |  | Indicator light, 16 mm, round, plastic, clear, Lampholder W2 x 4.6 d, without lamp | 347 | 1 | Z9 | 1
3SB2206-0AD01 |  | Illuminated pushbutton, 16 mm, round, plastic, yellow, pushbutton, flat, 1 NO, Lampholder W2 x 4.6 d, | 677 | 1 | Z9 | 1
3SB2206-0AE01 |  | Illuminated pushbutton, 16 mm, round, plastic, green, pushbutton, flat, 1 NO, Lampholder W2 x 4.6 d, | 677 | 1 | Z9 | 1
3SB2206-0AF01 |  | Illuminated pushbutton, 16 mm, round, plastic, blue, pushbutton, flat, 1 NO, Lampholder W2 x 4.6 d, | 677 | 1 | Z9 | 1
3SB2206-0AH01 |  | Illuminated pushbutton, 16 mm, round, plastic, clear, pushbutton, flat, 1 NO, Lampholder W2 x 4.6 d, | 677 | 1 | Z9 | 1
3SB2206-0LD01 |  | Illuminated pushbutton, 16 mm, round, plastic, yellow, pushbutton, raised, 1 NO, Lampholder W2 x 4.6 d, | 801 | 1 | Z9 | 1
3SB2206-0LE01 |  | Illuminated pushbutton, 16 mm, round, plastic, green, pushbutton, raised, 1 NO, Lampholder W2 x 4.6 d, | 801 | 1 | Z9 | 1
3SB2206-0LF01 |  | Illuminated pushbutton, 16 mm, round, plastic, blue, pushbutton, raised, 1 NO, Lampholder W2 x 4.6 d, | 801 | 1 | Z9 | 1
3SB2206-0LH01 |  | Illuminated pushbutton, 16 mm, round, plastic, clear, pushbutton, raised, 1 NO, Lampholder W2 x 4.6 d, | 801 | 1 | Z9 | 1
3SB2207-0AC01 |  | Illuminated pushbutton, 16 mm, round, plastic, red, pushbutton, flat, 1 NC Lampholder W2 x 4.6 d, | 677 | 1 | Z9 | 1
3SB2207-0LC01 |  | Illuminated pushbutton, 16 mm, round, plastic, red, pushbutton, raised, 1 NC Lampholder W2 x 4.6 d, | 801 | 1 | Z9 | 1
3SB2210-2DB01 |  | Selector switch, 16 mm, round, plastic, black, 3 switch positions I-O-II, latching, Actuating angle 2 x 62 degree, 1 NO, 1 NO | 1140 | 1 | Z9 | 1
3SB2210-2DC01 |  | Selector switch, 16 mm, round, plastic, red, 3 switch positions I-O-II, latching, Actuating angle 2 x 62 degree, 1 NO, 1 NO | 1140 | 1 | Z9 | 1
3SB2210-2DE01 |  | Selector switch, 16 mm, round, plastic, green, 3 switch positions I-O-II, latching, Actuating angle 2 x 62 degree, 1 NO, 1 NO | 1140 | 1 | Z9 | 1
3SB2210-2DG01 |  | Selector switch, 16 mm, round, plastic, white, 3 switch positions I-O-II, latching, Actuating angle 2 x 62 degree, 1 NO, 1 NO | 1140 | 1 | Z9 | 1
3SB2210-2EB01 |  | Selector switch, 16 mm, round, plastic, black, 3 switch positions I>O<II, momentary contact type, Retraction from left and right, Actuating angle 2 x 50 degree, 1 NO, 1 NO | 1140 | 1 | Z9 | 1
3SB2210-2EC01 |  | Selector switch, 16 mm, round, plastic, red, 3 switch positions I>O<II, momentary contact type, Retraction from left and right, Actuating angle 2 x 50 degree, 1 NO, 1 NO | 1140 | 1 | Z9 | 1
3SB2210-2EE01 |  | Selector switch, 16 mm, round, plastic, green, 3 switch positions I>O<II, momentary contact type, Retraction from left and right, Actuating angle 2 x 50 degree, 1 NO, 1 NO | 1140 | 1 | Z9 | 1
3SB2210-2EG01 |  | Selector switch, 16 mm, round, plastic, white, 3 switch positions I>O<II, momentary contact type, Retraction from left and right, Actuating angle 2 x 50 degree, 1 NO, 1 NO | 1140 | 1 | Z9 | 1
3SB2210-4PA01 |  | keyswitch, 16 mm, round, plastic, CES, 3 switch positions I-O-II, latching, actuating angle 2 x 62 degrees, key removal O, 1 NO, 1 NO | 2740 | 1 | Z9 | 1
3SB2210-4PB01 |  | keyswitch, 16 mm, round, plastic, CES, 3 switch positions I-O-II, latching, actuating angle 2 x 62 degrees, key removal I+O+II, 1 NO, 1 NO | 2740 | 1 | Z9 | 1
3SB2210-4QA01 |  | keyswitch, 16 mm, round, plastic, CES, 3 switch positions I>O<II, momentary contact type, resetting from left and right, actuating angle 2 x 50 degrees, key removal O, 1 NO, 1 NO | 2740 | 1 | Z9 | 1
3SB2224-6BC06 |  | Indicator light, 16 mm, round, plastic, red, Lampholder W2 x 4.6 d, with incandescent lamp 24 V | 394 | 1 | Z9 | 1
3SB2224-6BD06 |  | Indicator light, 16 mm, round, plastic, yellow, Lampholder W2 x 4.6 d, with incandescent lamp 24 V | 394 | 1 | Z9 | 1
3SB2224-6BE06 |  | Indicator light, 16 mm, round, plastic, green, Lampholder W2 x 4.6 d, with incandescent lamp 24 V | 394 | 1 | Z9 | 1
3SB2224-6BG06 |  | Indicator light, 16 mm, round, plastic, white, Lampholder W2 x 4.6 d, with incandescent lamp 24 V | 394 | 1 | Z9 | 1
3SB2224-6BH06 |  | Indicator light, 16 mm, round, plastic, clear, Lampholder W2 x 4.6 d, with incandescent lamp 24 V | 394 | 1 | Z9 | 1
3SB2226-0AD01 |  | Illuminated pushbutton, 16 mm, round, plastic, yellow, pushbutton, flat, 1 NO, Lampholder W2 x 4.6 d, with incandescent lamp 24 V | 726 | 1 | Z9 | 1
3SB2226-0AE01 |  | Illuminated pushbutton, 16 mm, round, plastic, green, pushbutton, flat, 1 NO, Lampholder W2 x 4.6 d, with incandescent lamp 24 V | 726 | 1 | Z9 | 1
3SB2226-0AF01 |  | Illuminated pushbutton, 16 mm, round, plastic, blue, pushbutton, flat, 1 NO, Lampholder W2 x 4.6 d, with incandescent lamp 24 V | 726 | 1 | Z9 | 1
3SB2226-0AH01 |  | Illuminated pushbutton, 16 mm, round, plastic, clear, pushbutton, flat, 1 NO, Lampholder W2 x 4.6 d, with incandescent lamp 24 V | 726 | 1 | Z9 | 1
3SB2226-0LD01 |  | Illuminated pushbutton, 16 mm, round, plastic, yellow, pushbutton, raised, 1 NO, Lampholder W2 x 4.6 d, with incandescent lamp 24 V | 839 | 1 | Z9 | 1
3SB2226-0LE01 |  | Illuminated pushbutton, 16 mm, round, plastic, green, pushbutton, raised, 1 NO, Lampholder W2 x 4.6 d, with incandescent lamp 24 V | 839 | 1 | Z9 | 1
3SB2226-0LF01 |  | Illuminated pushbutton, 16 mm, round, plastic, blue, pushbutton, raised, 1 NO, Lampholder W2 x 4.6 d, with incandescent lamp 24 V | 839 | 1 | Z9 | 1
3SB2226-0LH01 |  | Illuminated pushbutton, 16 mm, round, plastic, clear, pushbutton, raised, 1 NO, Lampholder W2 x 4.6 d, with incandescent lamp 24 V | 839 | 1 | Z9 | 1
3SB2227-0AC01 |  | Illuminated pushbutton, 16 mm, round, plastic, red, pushbutton, flat, 1 NC Lampholder W2 x 4.6 d, with incandescent lamp 24 V | 726 | 1 | Z9 | 1
3SB2227-0LC01 |  | Illuminated pushbutton, 16 mm, round, plastic, red, pushbutton, raised, 1 NC Lampholder W2 x 4.6 d, with incandescent lamp 24 V | 839 | 1 | Z9 | 1
3SB2304-2A |  | Lampholder, Wedge base W2 x 4.6 d, without lamp, with holder | 201 | 1 | Z9 | 1
3SB2304-2F |  | Lampholder, Wedge base W2 x 4.6 d, with incandescent lamp 6 V, with holder | 247 | 1 | Z9 | 1
3SB2304-2H |  | Lampholder, Wedge base W2 x 4.6 d, with incandescent lamp 24 V, with holder | 247 | 1 | Z9 | 1
3SB2404-0B |  | Contact block, 1 NO, flat connector terminal | 223 | 1 | Z9 | 1
3SB2404-0C |  | Contact block, 1 NC, flat connector terminal | 223 | 1 | Z9 | 1
3SB2404-0D |  | Contact block, 1 NO, with safety spring, flat connector terminal | 240 | 1 | Z9 | 1
3SB2455-0B |  | Contact block, 1 NO, soldering pin connection | 260 | 1 | Z9 | 1
3SB2455-0C |  | Contact block, 1 NC, soldering pin connection | 260 | 1 | Z9 | 1
3SB2455-0E |  | Contact block, 1 NO, 1 NO, soldering pin connection | 470 | 1 | Z9 | 1
3SB2455-0F |  | Contact block, 1 NC, 1 NC, soldering pin connection | 470 | 1 | Z9 | 1
3SB2455-0J |  | Contact block, 1 NO, 1 NC, soldering pin connection | 470 | 1 | Z9 | 1
3SB2455-1B |  | Contact block and lampholder 1 NO, Wedge base W2 x 4.6 d, soldering pin connection | 503 | 1 | Z9 | 1
3SB2455-1C |  | Contact block and lampholder 1 NC, Wedge base W2 x 4.6 d, soldering pin connection | 503 | 1 | Z9 | 1
3SB2455-1E |  | Contact block and lampholder 1 NO, 1 NO, Wedge base W2 x 4.6 d, soldering pin connection | 717 | 1 | Z9 | 1
3SB2455-1F |  | Contact block and lampholder 1 NC, 1 NC, Wedge base W2 x 4.6 d, soldering pin connection | 717 | 1 | Z9 | 1
3SB2455-1J |  | Contact block and lampholder 1 NO, 1 NC, Wedge base W2 x 4.6 d, soldering pin connection | 717 | 1 | Z9 | 1
3SB2455-2A |  | Lampholder, Wedge base W2 x 4.6 d, with soldering pins for soldering pin connection | 223 | 1 | Z9 | 1
3SB6010-0AA10-0YA0 |  | Actuator pushbutton 22 mm plastic black round pushbutton maintained released by pressing again with flat button with holder black | 297 | 1 | Z9 | 10
3SB6010-0AA20-0YA0 |  | Actuator pushbutton 22 mm plastic black round pushbutton maintained released by pressing again with flat button with holder red | 297 | 1 | Z9 | 10
3SB6010-0AA30-0YA0 |  | Actuator pushbutton 22 mm plastic black round pushbutton maintained released by pressing again with flat button with holder yellow | 297 | 1 | Z9 | 10
3SB6010-0AA40-0YA0 |  | Actuator pushbutton 22 mm plastic black round pushbutton maintained released by pressing again with flat button with holder green | 297 | 1 | Z9 | 10
3SB6010-0AA50-0YA0 |  | Actuator pushbutton 22 mm plastic black round pushbutton maintained released by pressing again with flat button with holder blue | 297 | 1 | Z9 | 10
3SB6010-0AA60-0YA0 |  | Actuator pushbutton 22 mm plastic black round pushbutton maintained released by pressing again with flat button with holder white | 297 | 1 | Z9 | 10
3SB6010-0AB10-0YA0 |  | Actuator pushbutton 22 mm plastic black round pushbutton momentary with flat button with holder black | 168 | 1 | Z9 | 10
3SB6010-0AB20-0YA0 |  | Actuator pushbutton 22 mm plastic black round pushbutton momentary with flat button with holder red | 168 | 1 | Z9 | 10
3SB6010-0AB30-0YA0 |  | Actuator pushbutton 22 mm plastic black round pushbutton momentary with flat button with holder yellow | 168 | 1 | Z9 | 10
3SB6010-0AB40-0YA0 |  | Actuator pushbutton 22 mm plastic black round pushbutton momentary with flat button with holder green | 168 | 1 | Z9 | 10
3SB6010-0AB50-0YA0 |  | Actuator pushbutton 22 mm plastic black round pushbutton momentary with flat button with holder blue | 168 | 1 | Z9 | 10
3SB6010-0AB60-0YA0 |  | Actuator pushbutton 22 mm plastic black round pushbutton momentary with flat button with holder white | 168 | 1 | Z9 | 10
3SB6010-0BA10-0YA0 |  | Actuator pushbutton 22 mm plastic black round pushbutton maintained released by pressing again with raised button with holder black | 371 | 1 | Z9 | 10
3SB6010-0BA20-0YA0 |  | Actuator pushbutton 22 mm plastic black round pushbutton maintained released by pressing again with raised button with holder red | 371 | 1 | Z9 | 10
3SB6010-0BA30-0YA0 |  | Actuator pushbutton 22 mm plastic black round pushbutton maintained released by pressing again with raised button with holder yellow | 371 | 1 | Z9 | 10
3SB6010-0BA40-0YA0 |  | Actuator pushbutton 22 mm plastic black round pushbutton maintained released by pressing again with raised button with holder green | 371 | 1 | Z9 | 10
3SB6010-0BA50-0YA0 |  | Actuator pushbutton 22 mm plastic black round pushbutton maintained released by pressing again with raised button with holder blue | 371 | 1 | Z9 | 10
3SB6010-0BA60-0YA0 |  | Actuator pushbutton 22 mm plastic black round pushbutton maintained released by pressing again with raised button with holder white | 371 | 1 | Z9 | 10
3SB6010-0BB10-0YA0 |  | Actuator pushbutton 22 mm plastic black round pushbutton momentary with raised button with holder black | 208 | 1 | Z9 | 10
3SB6010-0BB20-0YA0 |  | Actuator pushbutton 22 mm plastic black round pushbutton momentary with raised button with holder red | 208 | 1 | Z9 | 10
3SB6010-0BB30-0YA0 |  | Actuator pushbutton 22 mm plastic black round pushbutton momentary with raised button with holder yellow | 208 | 1 | Z9 | 10
3SB6010-0BB40-0YA0 |  | Actuator pushbutton 22 mm plastic black round pushbutton momentary with raised button with holder green | 208 | 1 | Z9 | 10
3SB6010-0BB50-0YA0 |  | Actuator pushbutton 22 mm plastic black round pushbutton momentary with raised button with holder blue | 208 | 1 | Z9 | 10
3SB6010-0BB60-0YA0 |  | Actuator pushbutton 22 mm plastic black round pushbutton momentary with raised button with holder white | 208 | 1 | Z9 | 10
3SB6010-1AC10-0YA0 |  | Actuator mushroom pushbutton 30mm, plastic black, round, non-illuminated, momentary contact type, with holder, black | 290 | 1 | Z9 | 10
3SB6010-1AC20-0YA0 |  | Actuator mushroom pushbutton 30mm, plastic black, round, non-illuminated, momentary contact type, with holder, red | 290 | 1 | Z9 | 10
3SB6010-1AC30-0YA0 |  | Actuator mushroom pushbutton 30mm, plastic black, round, non-illuminated, momentary contact type, with holder, yellow | 290 | 1 | Z9 | 10
3SB6010-1AC40-0YA0 |  | Actuator mushroom pushbutton 30mm, plastic black, round, non-illuminated, momentary contact type, with holder, green | 290 | 1 | Z9 | 10
3SB6010-1AC50-0YA0 |  | Actuator mushroom pushbutton 30mm, plastic black, round, non-illuminated, momentary contact type, with holder, blue | 290 | 1 | Z9 | 10
3SB6010-1AC60-0YA0 |  | Actuator mushroom pushbutton 30mm, plastic black, round, non-illuminated, momentary contact type, with holder, white | 290 | 1 | Z9 | 10
3SB6010-1BA10-0YA0 |  | Actuator mushroom pushbutton 40mm, plastic black, round, non-illuminated, latch.w. pull. -to-unlatch mech. with holder, black | 459 | 1 | Z9 | 10
3SB6010-1BA20-0YA0 |  | Actuator mushroom pushbutton 40mm, plastic black, round, non-illuminated, latch.w. pull. -to-unlatch mech. with holder, red | 459 | 1 | Z9 | 10
3SB6010-1BA30-0YA0 |  | Actuator mushroom pushbutton 40mm, plastic black, round, non-illuminated, latch.w. pull. -to-unlatch mech. with holder, yellow | 459 | 1 | Z9 | 10
3SB6010-1BA40-0YA0 |  | Actuator mushroom pushbutton 40mm, plastic black, round, non-illuminated, latch.w. pull. -to-unlatch mech. with holder, green | 459 | 1 | Z9 | 10
3SB6010-1BA50-0YA0 |  | Actuator mushroom pushbutton 40mm, plastic black, round, non-illuminated, latch.w. pull. -to-unlatch mech. with holder, blue | 459 | 1 | Z9 | 10
3SB6010-1BA60-0YA0 |  | Actuator mushroom pushbutton 40mm, plastic black, round, non-illuminated, latch.w. pull. -to-unlatch mech. with holder, white | 459 | 1 | Z9 | 10
3SB6010-1BC10-0YA0 |  | Actuator mushroom pushbutton 40mm, plastic black, round, non-illuminated, momentary, with holder, black | 290 | 1 | Z9 | 10
3SB6010-1BC20-0YA0 |  | Actuator mushroom pushbutton 40mm, plastic black, round, non-illuminated, momentary, with holder, red | 290 | 1 | Z9 | 10
3SB6010-1BC30-0YA0 |  | Actuator mushroom pushbutton 40mm, plastic black, round, non-illuminated, momentary, with holder, yellow | 290 | 1 | Z9 | 10
3SB6010-1BC40-0YA0 |  | Actuator mushroom pushbutton 40mm, plastic black, round, non-illuminated, momentary, with holder, green | 290 | 1 | Z9 | 10
3SB6010-1BC50-0YA0 |  | Actuator mushroom pushbutton 40mm, plastic black, round, non-illuminated, momentary, with holder, blue | 290 | 1 | Z9 | 10
3SB6010-1BC60-0YA0 |  | Actuator mushroom pushbutton 40mm, plastic black, round, non-illuminated, momentary, with holder, white | 290 | 1 | Z9 | 10
3SB6010-1CA10-0YA0 |  | Actuator mushroom pushbutton 60mm, plastic black, round, non-illuminated, latch.w. pull. -to-unlatch mech. with holder, black | 459 | 1 | Z9 | 5
3SB6010-1CA20-0YA0 |  | Actuator mushroom pushbutton 60mm, plastic black, round, non-illuminated, latch.w. pull. -to-unlatch mech. with holder, red | 459 | 1 | Z9 | 5
3SB6010-1CA30-0YA0 |  | Actuator mushroom pushbutton 60mm, plastic black, round, non-illuminated, latch.w. pull. -to-unlatch mech. with holder, yellow | 459 | 1 | Z9 | 5
3SB6010-1CA40-0YA0 |  | Actuator mushroom pushbutton 60mm, plastic black, round, non-illuminated, latch.w. pull. -to-unlatch mech. with holder, green | 459 | 1 | Z9 | 5
3SB6010-1CA50-0YA0 |  | Actuator mushroom pushbutton 60mm, plastic black, round, non-illuminated, latch.w. pull. -to-unlatch mech. with holder, blue | 459 | 1 | Z9 | 5
3SB6010-1CA60-0YA0 |  | Actuator mushroom pushbutton 60mm, plastic black, round, non-illuminated, latch.w. pull. -to-unlatch mech. with holder, white | 459 | 1 | Z9 | 5
3SB6010-1CC10-0YA0 |  | Actuator mushroom pushbutton 60mm, plastic black, round, non-illuminated, momentary, with holder, black | 290 | 1 | Z9 | 5
3SB6010-1CC20-0YA0 |  | Actuator mushroom pushbutton 60mm, plastic black, round, non-illuminated, momentary, with holder, red | 290 | 1 | Z9 | 5
3SB6010-1CC30-0YA0 |  | Actuator mushroom pushbutton 60mm, plastic black, round, non-illuminated, momentary, with holder, yellow | 290 | 1 | Z9 | 5
3SB6010-1CC40-0YA0 |  | Actuator mushroom pushbutton 60mm, plastic black, round, non-illuminated, momentary, with holder, green | 290 | 1 | Z9 | 5
3SB6010-1CC50-0YA0 |  | Actuator mushroom pushbutton 60mm, plastic black, round, non-illuminated, momentary, with holder, blue | 290 | 1 | Z9 | 5
3SB6010-1CC60-0YA0 |  | Actuator mushroom pushbutton 60mm, plastic black, round, non-illuminated, momentary, with holder, white | 290 | 1 | Z9 | 5
3SB6010-1EA20-0YA0 |  | Actuator, E-stop pushbutton 22 mm plastic black round emergen.-stop mushr. pb 40 mm non-illuminated latch.w. pull.-to-unlatch mech. with trigger action with holder red | 486 | 1 | Z9 | 10
3SB6010-1EB20-0YA0 |  | Actuator, E-stop pushbutton 22 mm plastic black round emergen.-stop mushr. pb 40 mm non-illuminated latch.w. rot.-to-unlatch mech. with trigger action with holder red | 486 | 1 | Z9 | 10
3SB6010-1ED20-0YA0 |  | Actuator, E-stop pushbutton 22 mm plastic black round emergen.-stop mushr. pb 40 mm non-illuminated latch. w. key-to-unlatch mech. with trigger action with holder red | 1010 | 1 | Z9 | 10
3SB6010-1GB20-0YA0 |  | Actuator, E-stop pushbutton 22 mm plastic black round emergen.-stop mushr. pb 40 mm non-illuminated latch.w. rot.-to-unlatch mech. without trigger action with holder red | 388 | 1 | Z9 | 10
3SB6010-1GD20-0YA0 |  | Actuator, E-stop pushbutton 22 mm plastic black round emergen.-stop mushr. pb 40 mm non-illuminated latch. w. key-to-unlatch mech. without trigger action with holder red | 789 | 1 | Z9 | 10
3SB6010-1HA20-0YA0 |  | Actuator, E-stop pushbutton 22 mm plastic black round emergen.-stop mushr. pb 40 mm non-illuminated latch.w. pull.-to-unlatch mech. without trigger action with holder red | 388 | 1 | Z9 | 10
3SB6010-1HB20-0YA0 |  | Actuator, E-stop pushbutton 22 mm plastic black round emergen.-stop mushr. pb 40 mm non-illuminated latch.w. rot.-to-unlatch mech. without trigger action with holder red | 388 | 1 | Z9 | 10
3SB6010-1HD20-0YA0 |  | Actuator, E-stop pushbutton 22 mm plastic black round emergen.-stop mushr. pb 40 mm non-illuminated latch. w. key-to-unlatch mech. without trigger action with holder red | 789 | 1 | Z9 | 1
3SB6010-2AA10-0YA0 |  | Actuator knob, L-R 22 mm plastic black round selector switch 2 switch positions L-R 90DEG, V position latching non-illuminated with holder black | 278 | 1 | Z9 | 10
3SB6010-2AA20-0YA0 |  | Actuator knob, L-R 22 mm plastic black round selector switch 2 switch positions L-R 90DEG, V position latching non-illuminated with holder red | 278 | 1 | Z9 | 10
3SB6010-2AA30-0YA0 |  | Actuator knob, L-R 22 mm plastic black round selector switch 2 switch positions L-R 90DEG, V position latching non-illuminated with holder yellow | 278 | 1 | Z9 | 10
3SB6010-2AA40-0YA0 |  | Actuator knob, L-R 22 mm plastic black round selector switch 2 switch positions L-R 90DEG, V position latching non-illuminated with holder green | 278 | 1 | Z9 | 1
3SB6010-2AA50-0YA0 |  | Actuator knob, L-R 22 mm plastic black round selector switch 2 switch positions L-R 90DEG, V position latching non-illuminated with holder blue | 278 | 1 | Z9 | 10
3SB6010-2AA60-0YA0 |  | Actuator knob, L-R 22 mm plastic black round selector switch 2 switch positions L-R 90DEG, V position latching non-illuminated with holder white | 278 | 1 | Z9 | 10
3SB6010-2AB10-0YA0 |  | Actuator knob, L<R 22 mm plastic black round selector switch 2 switch positions L<R 90DEG, V position momentary contact type non-illuminated with holder black | 274 | 1 | Z9 | 10
3SB6010-2AB20-0YA0 |  | Actuator knob, L<R 22 mm plastic black round selector switch 2 switch positions L<R 90DEG, V position momentary contact type non-illuminated with holder red | 274 | 1 | Z9 | 10
3SB6010-2AB30-0YA0 |  | Actuator knob, L<R 22 mm plastic black round selector switch 2 switch positions L<R 90DEG, V position momentary contact type non-illuminated with holder yellow | 274 | 1 | Z9 | 10
3SB6010-2AB40-0YA0 |  | Actuator knob, L<R 22 mm plastic black round selector switch 2 switch positions L<R 90DEG, V position momentary contact type non-illuminated with holder green | 274 | 1 | Z9 | 10
3SB6010-2AB50-0YA0 |  | Actuator knob, L<R 22 mm plastic black round selector switch 2 switch positions L<R 90DEG, V position momentary contact type non-illuminated with holder blue | 274 | 1 | Z9 | 10
3SB6010-2AB60-0YA0 |  | Actuator knob, L<R 22 mm plastic black round selector switch 2 switch positions L<R 90DEG, V position momentary contact type non-illuminated with holder white | 274 | 1 | Z9 | 10
3SB6010-2AL10-0YA0 |  | Actuator knob, L-C-R 22 mm plastic black round selector switch 3 switch positions L-C-R 2X60DEG, V position latching non-illuminated with holder black | 274 | 1 | Z9 | 10
3SB6010-2AL20-0YA0 |  | Actuator knob, L-C-R 22 mm plastic black round selector switch 3 switch positions L-C-R 2X60DEG, V position latching non-illuminated with holder red | 274 | 1 | Z9 | 10
3SB6010-2AL30-0YA0 |  | Actuator knob, L-C-R 22 mm plastic black round selector switch 3 switch positions L-C-R 2X60DEG, V position latching non-illuminated with holder yellow | 274 | 1 | Z9 | 10
3SB6010-2AL40-0YA0 |  | Actuator knob, L-C-R 22 mm plastic black round selector switch 3 switch positions L-C-R 2X60DEG, V position latching non-illuminated with holder green | 274 | 1 | Z9 | 10
3SB6010-2AL50-0YA0 |  | Actuator knob, L-C-R 22 mm plastic black round selector switch 3 switch positions L-C-R 2X60DEG, V position latching non-illuminated with holder blue | 274 | 1 | Z9 | 10
3SB6010-2AL60-0YA0 |  | Actuator knob, L-C-R 22 mm plastic black round selector switch 3 switch positions L-C-R 2X60DEG, V position latching non-illuminated with holder white | 274 | 1 | Z9 | 10
3SB6010-2AM10-0YA0 |  | Actuator knob, L>C<R 22 mm plastic black round selector switch 3 switch positions L>C<R 2X60DEG, V position momentary contact type non-illuminated with holder black | 274 | 1 | Z9 | 10
3SB6010-2AM20-0YA0 |  | Actuator knob, L>C<R 22 mm plastic black round selector switch 3 switch positions L>C<R 2X60DEG, V position momentary contact type non-illuminated with holder red | 274 | 1 | Z9 | 10
3SB6010-2AM30-0YA0 |  | Actuator knob, L>C<R 22 mm plastic black round selector switch 3 switch positions L>C<R 2X60DEG, V position momentary contact type non-illuminated with holder yellow | 274 | 1 | Z9 | 10
3SB6010-2AM40-0YA0 |  | Actuator knob, L>C<R 22 mm plastic black round selector switch 3 switch positions L>C<R 2X60DEG, V position momentary contact type non-illuminated with holder green | 274 | 1 | Z9 | 10
3SB6010-2AM50-0YA0 |  | Actuator knob, L>C<R 22 mm plastic black round selector switch 3 switch positions L>C<R 2X60DEG, V position momentary contact type non-illuminated with holder blue | 274 | 1 | Z9 | 10
3SB6010-2AM60-0YA0 |  | Actuator knob, L>C<R 22 mm plastic black round selector switch 3 switch positions L>C<R 2X60DEG, V position momentary contact type non-illuminated with holder white | 274 | 1 | Z9 | 10
3SB6010-2AN10-0YA0 |  | Actuator knob, L-C<R 22 mm plastic black round selector switch 3 switch positions L-C<R 2X60DEG, V position right momen.,le.latch.cont.type non-illuminated with holder black | 278 | 1 | Z9 | 10
3SB6010-2AN20-0YA0 |  | Actuator knob, L-C<R 22 mm plastic black round selector switch 3 switch positions L-C<R 2X60DEG, V position right momen.,le.latch.cont.type non-illuminated with holder red | 278 | 1 | Z9 | 10
3SB6010-2AN30-0YA0 |  | Actuator knob, L-C<R 22 mm plastic black round selector switch 3 switch positions L-C<R 2X60DEG, V position right momen.,le.latch.cont.type non-illuminated with holder yellow | 278 | 1 | Z9 | 10
3SB6010-2AN40-0YA0 |  | Actuator knob, L-C<R 22 mm plastic black round selector switch 3 switch positions L-C<R 2X60DEG, V position right momen.,le.latch.cont.type non-illuminated with holder green | 278 | 1 | Z9 | 10
3SB6010-2AN50-0YA0 |  | Actuator knob, L-C<R 22 mm plastic black round selector switch 3 switch positions L-C<R 2X60DEG, V position right momen.,le.latch.cont.type non-illuminated with holder blue | 278 | 1 | Z9 | 10
3SB6010-2AN60-0YA0 |  | Actuator knob, L-C<R 22 mm plastic black round selector switch 3 switch positions L-C<R 2X60DEG, V position right momen.,le.latch.cont.type non-illuminated with holder white | 278 | 1 | Z9 | 10
3SB6010-2AP10-0YA0 |  | Actuator knob, L>C--R 22 mm plastic black round selector switch 3 switch positions L>C-R 2X60DEG, V position right latch.,le.momen.cont.type non-illuminated with holder black | 278 | 1 | Z9 | 10
3SB6010-2AP20-0YA0 |  | Actuator knob, L>C--R 22 mm plastic black round selector switch 3 switch positions L>C-R 2X60DEG, V position right latch.,le.momen.cont.type non-illuminated with holder red | 278 | 1 | Z9 | 10
3SB6010-2AP30-0YA0 |  | Actuator knob, L>C--R 22 mm plastic black round selector switch 3 switch positions L>C-R 2X60DEG, V position right latch.,le.momen.cont.type non-illuminated with holder yellow | 278 | 1 | Z9 | 10
3SB6010-2AP40-0YA0 |  | Actuator knob, L>C--R 22 mm plastic black round selector switch 3 switch positions L>C-R 2X60DEG, V position right latch.,le.momen.cont.type non-illuminated with holder green | 278 | 1 | Z9 | 10
3SB6010-2AP50-0YA0 |  | Actuator knob, L>C--R 22 mm plastic black round selector switch 3 switch positions L>C-R 2X60DEG, V position right latch.,le.momen.cont.type non-illuminated with holder blue | 278 | 1 | Z9 | 10
3SB6010-2AP60-0YA0 |  | Actuator knob, L>C--R 22 mm plastic black round selector switch 3 switch positions L>C-R 2X60DEG, V position right latch.,le.momen.cont.type non-illuminated with holder white | 278 | 1 | Z9 | 10
3SB6010-2BA10-0YA0 |  | Actuator long knob, L-R 22 mm plastic black round long knob, selector switch 2 switch positions L-R 90DEG, V position latching non-illuminated with holder black | 371 | 1 | Z9 | 10
3SB6010-2BA20-0YA0 |  | Actuator long knob, L-R 22 mm plastic black round long knob, selector switch 2 switch positions L-R 90DEG, V position latching non-illuminated with holder red | 371 | 1 | Z9 | 10
3SB6010-2BA30-0YA0 |  | Actuator long knob, L-R 22 mm plastic black round long knob, selector switch 2 switch positions L-R 90DEG, V position latching non-illuminated with holder yellow | 371 | 1 | Z9 | 10
3SB6010-2BA40-0YA0 |  | Actuator long knob, L-R 22 mm plastic black round long knob, selector switch 2 switch positions L-R 90DEG, V position latching non-illuminated with holder green | 371 | 1 | Z9 | 10
3SB6010-2BA50-0YA0 |  | Actuator long knob, L-R 22 mm plastic black round long knob, selector switch 2 switch positions L-R 90DEG, V position latching non-illuminated with holder blue | 371 | 1 | Z9 | 10
3SB6010-2BA60-0YA0 |  | Actuator long knob, L-R 22 mm plastic black round long knob, selector switch 2 switch positions L-R 90DEG, V position latching non-illuminated with holder white | 371 | 1 | Z9 | 10
3SB6010-2BB10-0YA0 |  | Actuator long knob, L<R 22 mm plastic black round long knob, selector switch 2 switch positions L<R 90DEG, V position momentary contact type non-illuminated with holder black | 371 | 1 | Z9 | 10
3SB6010-2BB20-0YA0 |  | Actuator long knob, L<R 22 mm plastic black round long knob, selector switch 2 switch positions L<R 90DEG, V position momentary contact type non-illuminated with holder red | 371 | 1 | Z9 | 10
3SB6010-2BB30-0YA0 |  | Actuator long knob, L<R 22 mm plastic black round long knob, selector switch 2 switch positions L<R 90DEG, V position momentary contact type non-illuminated with holder yellow | 371 | 1 | Z9 | 10
3SB6010-2BB40-0YA0 |  | Actuator long knob, L<R 22 mm plastic black round long knob, selector switch 2 switch positions L<R 90DEG, V position momentary contact type non-illuminated with holder green | 371 | 1 | Z9 | 10
3SB6010-2BB50-0YA0 |  | Actuator long knob, L<R 22 mm plastic black round long knob, selector switch 2 switch positions L<R 90DEG, V position momentary contact type non-illuminated with holder blue | 371 | 1 | Z9 | 10
3SB6010-2BB60-0YA0 |  | Actuator long knob, L<R 22 mm plastic black round long knob, selector switch 2 switch positions L<R 90DEG, V position momentary contact type non-illuminated with holder white | 371 | 1 | Z9 | 10
3SB6010-2BL10-0YA0 |  | Actuator long knob, L-C-R 22 mm plastic black round long knob, selector switch 3 switch positions L-C-R 2X60DEG, V position latching non-illuminated with holder black | 371 | 1 | Z9 | 10
3SB6010-2BL20-0YA0 |  | Actuator long knob, L-C-R 22 mm plastic black round long knob, selector switch 3 switch positions L-C-R 2X60DEG, V position latching non-illuminated with holder red | 371 | 1 | Z9 | 10
3SB6010-2BL30-0YA0 |  | Actuator long knob, L-C-R 22 mm plastic black round long knob, selector switch 3 switch positions L-C-R 2X60DEG, V position latching non-illuminated with holder yellow | 371 | 1 | Z9 | 10
3SB6010-2BL40-0YA0 |  | Actuator long knob, L-C-R 22 mm plastic black round long knob, selector switch 3 switch positions L-C-R 2X60DEG, V position latching non-illuminated with holder green | 371 | 1 | Z9 | 10
3SB6010-2BL50-0YA0 |  | Actuator long knob, L-C-R 22 mm plastic black round long knob, selector switch 3 switch positions L-C-R 2X60DEG, V position latching non-illuminated with holder blue | 371 | 1 | Z9 | 10
3SB6010-2BL60-0YA0 |  | Actuator long knob, L-C-R 22 mm plastic black round long knob, selector switch 3 switch positions L-C-R 2X60DEG, V position latching non-illuminated with holder white | 371 | 1 | Z9 | 10
3SB6010-2BM10-0YA0 |  | Actuator long knob, L>C<R 22 mm plastic black round long knob, selector switch 3 switch positions L>C<R 2X60DEG, V position momentary contact type non-illuminated with holder black | 371 | 1 | Z9 | 10
3SB6010-2BM20-0YA0 |  | Actuator long knob, L>C<R 22 mm plastic black round long knob, selector switch 3 switch positions L>C<R 2X60DEG, V position momentary contact type non-illuminated with holder red | 371 | 1 | Z9 | 10
3SB6010-2BM30-0YA0 |  | Actuator long knob, L>C<R 22 mm plastic black round long knob, selector switch 3 switch positions L>C<R 2X60DEG, V position momentary contact type non-illuminated with holder yellow | 371 | 1 | Z9 | 10
3SB6010-2BM40-0YA0 |  | Actuator long knob, L>C<R 22 mm plastic black round long knob, selector switch 3 switch positions L>C<R 2X60DEG, V position momentary contact type non-illuminated with holder green | 371 | 1 | Z9 | 10
3SB6010-2BM50-0YA0 |  | Actuator long knob, L>C<R 22 mm plastic black round long knob, selector switch 3 switch positions L>C<R 2X60DEG, V position momentary contact type non-illuminated with holder blue | 371 | 1 | Z9 | 10
3SB6010-2BM60-0YA0 |  | Actuator long knob, L>C<R 22 mm plastic black round long knob, selector switch 3 switch positions L>C<R 2X60DEG, V position momentary contact type non-illuminated with holder white | 371 | 1 | Z9 | 10
3SB6010-2BN10-0YA0 |  | Actuator long knob, L-C<R 22 mm plastic black round long knob, selector switch 3 switch positions L-C<R 2X60DEG, V position right momen.,le.latch.cont.type non-illuminated with holder black | 374 | 1 | Z9 | 10
3SB6010-2BN20-0YA0 |  | Actuator long knob, L-C<R 22 mm plastic black round long knob, selector switch 3 switch positions L-C<R 2X60DEG, V position right momen.,le.latch.cont.type non-illuminated with holder red | 374 | 1 | Z9 | 10
3SB6010-2BN30-0YA0 |  | Actuator long knob, L-C<R 22 mm plastic black round long knob, selector switch 3 switch positions L-C<R 2X60DEG, V position right momen.,le.latch.cont.type non-illuminated with holder yellow | 374 | 1 | Z9 | 10
3SB6010-2BN40-0YA0 |  | Actuator long knob, L-C<R 22 mm plastic black round long knob, selector switch 3 switch positions L-C<R 2X60DEG, V position right momen.,le.latch.cont.type non-illuminated with holder green | 374 | 1 | Z9 | 10
3SB6010-2BN50-0YA0 |  | Actuator long knob, L-C<R 22 mm plastic black round long knob, selector switch 3 switch positions L-C<R 2X60DEG, V position right momen.,le.latch.cont.type non-illuminated with holder blue | 374 | 1 | Z9 | 10
3SB6010-2BN60-0YA0 |  | Actuator long knob, L-C<R 22 mm plastic black round long knob, selector switch 3 switch positions L-C<R 2X60DEG, V position right momen.,le.latch.cont.type non-illuminated with holder white | 374 | 1 | Z9 | 10
3SB6010-2BP10-0YA0 |  | Actuator long knob, L>C--R 22 mm plastic black round long knob, selector switch 3 switch positions L>C-R 2X60DEG, V position right latch.,le.momen.cont.type non-illuminated with holder black | 374 | 1 | Z9 | 10
3SB6010-2BP20-0YA0 |  | Actuator long knob, L>C--R 22 mm plastic black round long knob, selector switch 3 switch positions L>C-R 2X60DEG, V position right latch.,le.momen.cont.type non-illuminated with holder red | 374 | 1 | Z9 | 10
3SB6010-2BP30-0YA0 |  | Actuator long knob, L>C--R 22 mm plastic black round long knob, selector switch 3 switch positions L>C-R 2X60DEG, V position right latch.,le.momen.cont.type non-illuminated with holder yellow | 374 | 1 | Z9 | 10
3SB6010-2BP40-0YA0 |  | Actuator long knob, L>C--R 22 mm plastic black round long knob, selector switch 3 switch positions L>C-R 2X60DEG, V position right latch.,le.momen.cont.type non-illuminated with holder green | 374 | 1 | Z9 | 10
3SB6010-2BP50-0YA0 |  | Actuator long knob, L>C--R 22 mm plastic black round long knob, selector switch 3 switch positions L>C-R 2X60DEG, V position right latch.,le.momen.cont.type non-illuminated with holder blue | 374 | 1 | Z9 | 10
3SB6010-2BP60-0YA0 |  | Actuator long knob, L>C--R 22 mm plastic black round long knob, selector switch 3 switch positions L>C-R 2X60DEG, V position right latch.,le.momen.cont.type non-illuminated with holder white | 374 | 1 | Z9 | 10
3SB6010-3AA24-0YK0 |  | Actuator twin pushbutton 22 mm plastic black round twin pushbutton with flat and raised pusbuttons momentary non-illuminated with holder green-red inscription green: I; red: O | 481 | 1 | Z9 | 10
3SB6010-4AA01-0YA0 |  | Actuator key switch, KL-R 22 mm plastic black round key selector switch 2 switch positions KL-R with 2 keys 90DEG, V position latching removal pos. left with holder | 602 | 1 | Z9 | 10
3SB6010-4AA11-0YA0 |  | Actuator key switch, KL-KR 22 mm plastic black round key selector switch 2 switch positions KL-KR with 2 keys 90DEG, V position latching removal pos. left and right with holder | 602 | 1 | Z9 | 10
3SB6010-4AA21-0YA0 |  | Actuator key switch, L-KR 22 mm plastic black round key selector switch 2 switch positions L-KR with 2 keys 90DEG, V position latching removal pos. right with holder | 602 | 1 | Z9 | 10
3SB6010-4AB01-0YA0 |  | Actuator key switch, KL<R 22 mm plastic black round key selector switch 2 switch positions KL<R with 2 keys 90DEG, V position momentary contact type removal pos. left with holder | 602 | 1 | Z9 | 10
3SB6010-4AG01-0YA0 |  | Actuator key switch, KL<R 22 mm plastic black round key selector switch 2 switch positions KL<R with 2 keys 90DEG, 9 to 12 o' clock pos. momentary contact type removal pos. left with holder | 602 | 1 | Z9 | 10
3SB6010-4AL01-0YA0 |  | Actuator key switch, L-KC-R 22 mm plastic black round key selector switch 3 switch positions L-KC-R with 2 keys 2X60DEG, V position latching removal pos. center with holder | 629 | 1 | Z9 | 10
3SB6010-4AL11-0YA0 |  | Actuator key switch, KL-KC-KR 22 mm plastic black round key selector switch 3 switch positions KL-KC-KR with 2 keys 2X60DEG, V position latching removal pos. left, cent., right with holder | 629 | 1 | Z9 | 10
3SB6010-4AM01-0YA0 |  | Actuator key switch, L-KC<R 22 mm plastic black round key selector switch 3 switch positions L>KC<R with 2 keys 2X60DEG, V position momentary contact type removal pos. center with holder | 602 | 1 | Z9 | 10
3SB6010-4AN01-0YA0 |  | Actuator key switch, L-KC<R 22 mm plastic black round key selector switch 3 switch positions L-KC<R with 2 keys 2X60DEG, V position right momen.,le.latch.cont.type removal pos. center with holder | 612 | 1 | Z9 | 10
3SB6010-4AN51-0YA0 |  | Actuator key switch, KL-KC<R 22 mm plastic black round key selector switch 3 switch positions KL-KC<R with 2 keys 2X60DEG, V position right momen.,le.latch.cont.type removal pos. left, center with holder | 612 | 1 | Z9 | 10
3SB6010-4AP01-0YA0 |  | Actuator key switch, L>KC-R 22 mm plastic black round key selector switch 3 switch positions L>KC-R with 2 keys 2X60DEG, V position right latch.,le.momen.cont.type removal pos. center with holder | 612 | 1 | Z9 | 10
3SB6010-4AP61-0YA0 |  | Actuator key switch, L>KC-KR 22 mm plastic black round key selector switch 3 switch positions L>KC-KR with 2 keys 2X60DEG, V position right latch.,le.momen.cont.type removal pos. center, right with holder | 612 | 1 | Z9 | 10
3SB6011-0AA20-0YA0 |  | Actuator pushbutton 22 mm plastic black round illuminated pushbutton maintained released by pressing again with flat button with holder red | 297 | 1 | Z9 | 10
3SB6011-0AA30-0YA0 |  | Actuator pushbutton 22 mm plastic black round illuminated pushbutton maintained released by pressing again with flat button with holder yellow | 297 | 1 | Z9 | 10
3SB6011-0AA40-0YA0 |  | Actuator pushbutton 22 mm plastic black round illuminated pushbutton maintained released by pressing again with flat button with holder green | 297 | 1 | Z9 | 10
3SB6011-0AA50-0YA0 |  | Actuator pushbutton 22 mm plastic black round illuminated pushbutton maintained released by pressing again with flat button with holder blue | 297 | 1 | Z9 | 10
3SB6011-0AA60-0YA0 |  | Actuator pushbutton 22 mm plastic black round illuminated pushbutton maintained released by pressing again with flat button with holder white | 297 | 1 | Z9 | 10
3SB6011-0AB20-0YA0 |  | Actuator pushbutton 22 mm plastic black round illuminated pushbutton momentary with flat button with holder red | 193 | 1 | Z9 | 10
3SB6011-0AB30-0YA0 |  | Actuator pushbutton 22 mm plastic black round illuminated pushbutton momentary with flat button with holder yellow | 193 | 1 | Z9 | 10
3SB6011-0AB40-0YA0 |  | Actuator pushbutton 22 mm plastic black round illuminated pushbutton momentary with flat button with holder green | 193 | 1 | Z9 | 10
3SB6011-0AB50-0YA0 |  | Actuator pushbutton 22 mm plastic black round illuminated pushbutton momentary with flat button with holder blue | 193 | 1 | Z9 | 10
3SB6011-0AB60-0YA0 |  | Actuator pushbutton 22 mm plastic black round illuminated pushbutton momentary with flat button with holder white | 193 | 1 | Z9 | 10
3SB6011-0BA20-0YA0 |  | Actuator pushbutton 22 mm plastic black round illuminated pushbutton maintained released by pressing again with raised button with holder red | 313 | 1 | Z9 | 10
3SB6011-0BA30-0YA0 |  | Actuator pushbutton 22 mm plastic black round illuminated pushbutton maintained released by pressing again with raised button with holder yellow | 313 | 1 | Z9 | 10
3SB6011-0BA40-0YA0 |  | Actuator pushbutton 22 mm plastic black round illuminated pushbutton maintained released by pressing again with raised button with holder green | 313 | 1 | Z9 | 10
3SB6011-0BA50-0YA0 |  | Actuator pushbutton 22 mm plastic black round illuminated pushbutton maintained released by pressing again with raised button with holder blue | 313 | 1 | Z9 | 10
3SB6011-0BA60-0YA0 |  | Actuator pushbutton 22 mm plastic black round illuminated pushbutton maintained released by pressing again with raised button with holder white | 313 | 1 | Z9 | 10
3SB6011-0BB20-0YA0 |  | Actuator pushbutton 22 mm plastic black round illuminated pushbutton momentary with raised button with holder red | 208 | 1 | Z9 | 10
3SB6011-0BB30-0YA0 |  | Actuator pushbutton 22 mm plastic black round illuminated pushbutton momentary with raised button with holder yellow | 208 | 1 | Z9 | 10
3SB6011-0BB40-0YA0 |  | Actuator pushbutton 22 mm plastic black round illuminated pushbutton momentary with raised button with holder green | 208 | 1 | Z9 | 10
3SB6011-0BB50-0YA0 |  | Actuator pushbutton 22 mm plastic black round illuminated pushbutton momentary with raised button with holder blue | 208 | 1 | Z9 | 10
3SB6011-0BB60-0YA0 |  | Actuator pushbutton 22 mm plastic black round illuminated pushbutton momentary with raised button with holder white | 208 | 1 | Z9 | 10
3SB6011-1AC20-0YA0 |  | Actuator mushroom pushbutton 30mm, plastic black, round, illuminated, momentary contact type, with holder, red | 290 | 1 | Z9 | 10
3SB6011-1AC30-0YA0 |  | Actuator mushroom pushbutton 30mm, plastic black, round, illuminated, momentary contact type, with holder, yellow | 290 | 1 | Z9 | 10
3SB6011-1AC40-0YA0 |  | Actuator mushroom pushbutton 30mm, plastic black, round, illuminated, momentary contact type, with holder, green | 290 | 1 | Z9 | 10
3SB6011-1AC50-0YA0 |  | Actuator mushroom pushbutton 30mm, plastic black, round, illuminated, momentary contact type, with holder, blue | 290 | 1 | Z9 | 10
3SB6011-1AC60-0YA0 |  | Actuator mushroom pushbutton 30mm, plastic black, round, illuminated, momentary contact type, with holder, white | 290 | 1 | Z9 | 10
3SB6011-1BC20-0YA0 |  | Actuator mushroom pushbutton 40mm, plastic black, round, illuminated, momentary contact type, with holder, red | 290 | 1 | Z9 | 10
3SB6011-1BC30-0YA0 |  | Actuator mushroom pushbutton 40mm, plastic black, round, illuminated, momentary contact type, with holder, yellow | 290 | 1 | Z9 | 10
3SB6011-1BC40-0YA0 |  | Actuator mushroom pushbutton 40mm, plastic black, round, illuminated, momentary contact type, with holder, green | 290 | 1 | Z9 | 10
3SB6011-1BC50-0YA0 |  | Actuator mushroom pushbutton 40mm, plastic black, round, illuminated, momentary contact type, with holder, blue | 290 | 1 | Z9 | 10
3SB6011-1BC60-0YA0 |  | Actuator mushroom pushbutton 40mm, plastic black, round, illuminated, momentary contact type, with holder, white | 290 | 1 | Z9 | 10
3SB6011-1CC20-0YA0 |  | Actuator mushroom pushbutton 60mm, plastic black, round, illuminated, momentary contact type, with holder, red | 290 | 1 | Z9 | 5
3SB6011-1CC30-0YA0 |  | Actuator mushroom pushbutton 60mm, plastic black, round, illuminated, momentary contact type, with holder, yellow | 290 | 1 | Z9 | 5
3SB6011-1CC40-0YA0 |  | Actuator mushroom pushbutton 60mm, plastic black, round, illuminated, momentary contact type, with holder, green | 290 | 1 | Z9 | 5
3SB6011-1CC50-0YA0 |  | Actuator mushroom pushbutton 60mm, plastic black, round, illuminated, momentary contact type, with holder, blue | 290 | 1 | Z9 | 5
3SB6011-1CC60-0YA0 |  | Actuator mushroom pushbutton 60mm, plastic black, round, illuminated, momentary contact type, with holder, white | 290 | 1 | Z9 | 5
3SB6011-2AA20-0YA0 |  | Actuator knob, L-R 22 mm plastic black round illuminated sector switch 2 switch positions L-R 90DEG, V position latching illuminated with holder red | 303 | 1 | Z9 | 10
3SB6011-2AA30-0YA0 |  | Actuator knob, L-R 22 mm plastic black round illuminated sector switch 2 switch positions L-R 90DEG, V position latching illuminated with holder yellow | 303 | 1 | Z9 | 10
3SB6011-2AA40-0YA0 |  | Actuator knob, L-R 22 mm plastic black round illuminated sector switch 2 switch positions L-R 90DEG, V position latching illuminated with holder green | 303 | 1 | Z9 | 10
3SB6011-2AA50-0YA0 |  | Actuator knob, L-R 22 mm plastic black round illuminated sector switch 2 switch positions L-R 90DEG, V position latching illuminated with holder blue | 303 | 1 | Z9 | 10
3SB6011-2AA60-0YA0 |  | Actuator knob, L-R 22 mm plastic black round illuminated sector switch 2 switch positions L-R 90DEG, V position latching illuminated with holder white | 303 | 1 | Z9 | 10
3SB6011-2AB20-0YA0 |  | Actuator knob, L<R 22 mm plastic black round illuminated sector switch 2 switch positions L<R 90DEG, V position momentary contact type illuminated with holder red | 303 | 1 | Z9 | 10
3SB6011-2AB30-0YA0 |  | Actuator knob, L<R 22 mm plastic black round illuminated sector switch 2 switch positions L<R 90DEG, V position momentary contact type illuminated with holder yellow | 303 | 1 | Z9 | 10
3SB6011-2AB40-0YA0 |  | Actuator knob, L<R 22 mm plastic black round illuminated sector switch 2 switch positions L<R 90DEG, V position momentary contact type illuminated with holder green | 303 | 1 | Z9 | 10
3SB6011-2AB50-0YA0 |  | Actuator knob, L<R 22 mm plastic black round illuminated sector switch 2 switch positions L<R 90DEG, V position momentary contact type illuminated with holder blue | 303 | 1 | Z9 | 10
3SB6011-2AB60-0YA0 |  | Actuator knob, L<R 22 mm plastic black round illuminated sector switch 2 switch positions L<R 90DEG, V position momentary contact type illuminated with holder white | 303 | 1 | Z9 | 10
3SB6011-2AL20-0YA0 |  | Actuator knob, L-C-R 22 mm plastic black round illuminated sector switch 3 switch positions L-C-R 2X60DEG, V position latching illuminated with holder red | 303 | 1 | Z9 | 10
3SB6011-2AL30-0YA0 |  | Actuator knob, L-C-R 22 mm plastic black round illuminated sector switch 3 switch positions L-C-R 2X60DEG, V position latching illuminated with holder yellow | 303 | 1 | Z9 | 10
3SB6011-2AL40-0YA0 |  | Actuator knob, L-C-R 22 mm plastic black round illuminated sector switch 3 switch positions L-C-R 2X60DEG, V position latching illuminated with holder green | 303 | 1 | Z9 | 10
3SB6011-2AL50-0YA0 |  | Actuator knob, L-C-R 22 mm plastic black round illuminated sector switch 3 switch positions L-C-R 2X60DEG, V position latching illuminated with holder blue | 303 | 1 | Z9 | 10
3SB6011-2AL60-0YA0 |  | Actuator knob, L-C-R 22 mm plastic black round illuminated sector switch 3 switch positions L-C-R 2X60DEG, V position latching illuminated with holder white | 303 | 1 | Z9 | 10
3SB6011-2AM20-0YA0 |  | Actuator knob, L>C<R 22 mm plastic black round illuminated sector switch 3 switch positions L>C<R 2X60DEG, V position momentary contact type illuminated with holder red | 303 | 1 | Z9 | 10
3SB6011-2AM30-0YA0 |  | Actuator knob, L>C<R 22 mm plastic black round illuminated sector switch 3 switch positions L>C<R 2X60DEG, V position momentary contact type illuminated with holder yellow | 303 | 1 | Z9 | 10
3SB6011-2AM40-0YA0 |  | Actuator knob, L>C<R 22 mm plastic black round illuminated sector switch 3 switch positions L>C<R 2X60DEG, V position momentary contact type illuminated with holder green | 303 | 1 | Z9 | 10
3SB6011-2AM50-0YA0 |  | Actuator knob, L>C<R 22 mm plastic black round illuminated sector switch 3 switch positions L>C<R 2X60DEG, V position momentary contact type illuminated with holder blue | 303 | 1 | Z9 | 10
3SB6011-2AM60-0YA0 |  | Actuator knob, L>C<R 22 mm plastic black round illuminated sector switch 3 switch positions L>C<R 2X60DEG, V position momentary contact type illuminated with holder white | 303 | 1 | Z9 | 10
3SB6011-2AN20-0YA0 |  | Actuator knob, L-C<R 22 mm plastic black round illuminated sector switch 3 switch positions L-C<R 2X60DEG, V position right momen.,le.latch.cont.type illuminated with holder red | 313 | 1 | Z9 | 10
3SB6011-2AN30-0YA0 |  | Actuator knob, L-C<R 22 mm plastic black round illuminated sector switch 3 switch positions L-C<R 2X60DEG, V position right momen.,le.latch.cont.type illuminated with holder yellow | 313 | 1 | Z9 | 10
3SB6011-2AN40-0YA0 |  | Actuator knob, L-C<R 22 mm plastic black round illuminated sector switch 3 switch positions L-C<R 2X60DEG, V position right momen.,le.latch.cont.type illuminated with holder green | 313 | 1 | Z9 | 10
3SB6011-2AN50-0YA0 |  | Actuator knob, L-C<R 22 mm plastic black round illuminated sector switch 3 switch positions L-C<R 2X60DEG, V position right momen.,le.latch.cont.type illuminated with holder blue | 313 | 1 | Z9 | 10
3SB6011-2AN60-0YA0 |  | Actuator knob, L-C<R 22 mm plastic black round illuminated sector switch 3 switch positions L-C<R 2X60DEG, V position right momen.,le.latch.cont.type illuminated with holder white | 313 | 1 | Z9 | 10
3SB6011-2AP20-0YA0 |  | Actuator knob, L>C--R 22 mm plastic black round illuminated sector switch 3 switch positions L>C-R 2X60DEG, V position right latch.,le.momen.cont.type illuminated with holder red | 313 | 1 | Z9 | 10
3SB6011-2AP30-0YA0 |  | Actuator knob, L>C--R 22 mm plastic black round illuminated sector switch 3 switch positions L>C-R 2X60DEG, V position right latch.,le.momen.cont.type illuminated with holder yellow | 313 | 1 | Z9 | 10
3SB6011-2AP40-0YA0 |  | Actuator knob, L>C--R 22 mm plastic black round illuminated sector switch 3 switch positions L>C-R 2X60DEG, V position right latch.,le.momen.cont.type illuminated with holder green | 313 | 1 | Z9 | 10
3SB6011-2AP50-0YA0 |  | Actuator knob, L>C--R 22 mm plastic black round illuminated sector switch 3 switch positions L>C-R 2X60DEG, V position right latch.,le.momen.cont.type illuminated with holder blue | 313 | 1 | Z9 | 10
3SB6011-2AP60-0YA0 |  | Actuator knob, L>C--R 22 mm plastic black round illuminated sector switch 3 switch positions L>C-R 2X60DEG, V position right latch.,le.momen.cont.type illuminated with holder white | 313 | 1 | Z9 | 10
3SB6011-2BA20-0YA0 |  | Actuator long knob, L-R 22 mm plastic black round long knob, selector switch 2 switch positions L-R 90DEG, V position latching illuminated with holder red | 398 | 1 | Z9 | 10
3SB6011-2BA30-0YA0 |  | Actuator long knob, L-R 22 mm plastic black round long knob, selector switch 2 switch positions L-R 90DEG, V position latching illuminated with holder yellow | 398 | 1 | Z9 | 10
3SB6011-2BA40-0YA0 |  | Actuator long knob, L-R 22 mm plastic black round long knob, selector switch 2 switch positions L-R 90DEG, V position latching illuminated with holder green | 398 | 1 | Z9 | 10
3SB6011-2BA50-0YA0 |  | Actuator long knob, L-R 22 mm plastic black round long knob, selector switch 2 switch positions L-R 90DEG, V position latching illuminated with holder blue | 398 | 1 | Z9 | 10
3SB6011-2BA60-0YA0 |  | Actuator long knob, L-R 22 mm plastic black round long knob, selector switch 2 switch positions L-R 90DEG, V position latching illuminated with holder white | 398 | 1 | Z9 | 10
3SB6011-2BB20-0YA0 |  | Actuator long knob, L<R 22 mm plastic black round long knob, selector switch 2 switch positions L<R 90DEG, V position momentary contact type illuminated with holder red | 398 | 1 | Z9 | 10
3SB6011-2BB30-0YA0 |  | Actuator long knob, L<R 22 mm plastic black round long knob, selector switch 2 switch positions L<R 90DEG, V position momentary contact type illuminated with holder yellow | 398 | 1 | Z9 | 10
3SB6011-2BB40-0YA0 |  | Actuator long knob, L<R 22 mm plastic black round long knob, selector switch 2 switch positions L<R 90DEG, V position momentary contact type illuminated with holder green | 398 | 1 | Z9 | 10
3SB6011-2BB50-0YA0 |  | Actuator long knob, L<R 22 mm plastic black round long knob, selector switch 2 switch positions L<R 90DEG, V position momentary contact type illuminated with holder blue | 398 | 1 | Z9 | 10
3SB6011-2BB60-0YA0 |  | Actuator long knob, L<R 22 mm plastic black round long knob, selector switch 2 switch positions L<R 90DEG, V position momentary contact type illuminated with holder white | 398 | 1 | Z9 | 10
3SB6011-2BL20-0YA0 |  | Actuator long knob, L-C-R 22 mm plastic black round long knob, selector switch 3 switch positions L-C-R 2X60DEG, V position latching illuminated with holder red | 398 | 1 | Z9 | 10
3SB6011-2BL30-0YA0 |  | Actuator long knob, L-C-R 22 mm plastic black round long knob, selector switch 3 switch positions L-C-R 2X60DEG, V position latching illuminated with holder yellow | 398 | 1 | Z9 | 10
3SB6011-2BL40-0YA0 |  | Actuator long knob, L-C-R 22 mm plastic black round long knob, selector switch 3 switch positions L-C-R 2X60DEG, V position latching illuminated with holder green | 398 | 1 | Z9 | 10
3SB6011-2BL50-0YA0 |  | Actuator long knob, L-C-R 22 mm plastic black round long knob, selector switch 3 switch positions L-C-R 2X60DEG, V position latching illuminated with holder blue | 398 | 1 | Z9 | 10
3SB6011-2BL60-0YA0 |  | Actuator long knob, L-C-R 22 mm plastic black round long knob, selector switch 3 switch positions L-C-R 2X60DEG, V position latching illuminated with holder white | 398 | 1 | Z9 | 10
3SB6011-2BM20-0YA0 |  | Actuator long knob, L>C<R 22 mm plastic black round long knob, selector switch 3 switch positions L>C<R 2X60DEG, V position momentary contact type illuminated with holder red | 398 | 1 | Z9 | 10
3SB6011-2BM30-0YA0 |  | Actuator long knob, L>C<R 22 mm plastic black round long knob, selector switch 3 switch positions L>C<R 2X60DEG, V position momentary contact type illuminated with holder yellow | 398 | 1 | Z9 | 10
3SB6011-2BM40-0YA0 |  | Actuator long knob, L>C<R 22 mm plastic black round long knob, selector switch 3 switch positions L>C<R 2X60DEG, V position momentary contact type illuminated with holder green | 398 | 1 | Z9 | 10
3SB6011-2BM50-0YA0 |  | Actuator long knob, L>C<R 22 mm plastic black round long knob, selector switch 3 switch positions L>C<R 2X60DEG, V position momentary contact type illuminated with holder blue | 398 | 1 | Z9 | 10
3SB6011-2BM60-0YA0 |  | Actuator long knob, L>C<R 22 mm plastic black round long knob, selector switch 3 switch positions L>C<R 2X60DEG, V position momentary contact type illuminated with holder white | 398 | 1 | Z9 | 10
3SB6011-2BN20-0YA0 |  | Actuator long knob, L-C<R 22 mm plastic black round long knob, selector switch 3 switch positions L-C<R 2X60DEG, V position right momen.,le.latch.cont.type illuminated with holder red | 400 | 1 | Z9 | 10
3SB6011-2BN30-0YA0 |  | Actuator long knob, L-C<R 22 mm plastic black round long knob, selector switch 3 switch positions L-C<R 2X60DEG, V position right momen.,le.latch.cont.type illuminated with holder yellow | 400 | 1 | Z9 | 10
3SB6011-2BN40-0YA0 |  | Actuator long knob, L-C<R 22 mm plastic black round long knob, selector switch 3 switch positions L-C<R 2X60DEG, V position right momen.,le.latch.cont.type illuminated with holder green | 400 | 1 | Z9 | 10
3SB6011-2BN50-0YA0 |  | Actuator long knob, L-C<R 22 mm plastic black round long knob, selector switch 3 switch positions L-C<R 2X60DEG, V position right momen.,le.latch.cont.type illuminated with holder blue | 400 | 1 | Z9 | 10
3SB6011-2BN60-0YA0 |  | Actuator long knob, L-C<R 22 mm plastic black round long knob, selector switch 3 switch positions L-C<R 2X60DEG, V position right momen.,le.latch.cont.type illuminated with holder white | 400 | 1 | Z9 | 10
3SB6011-2BP20-0YA0 |  | Actuator long knob, L>C--R 22 mm plastic black round long knob, selector switch 3 switch positions L>C-R 2X60DEG, V position right latch.,le.momen.cont.type illuminated with holder red | 400 | 1 | Z9 | 10
3SB6011-2BP30-0YA0 |  | Actuator long knob, L>C--R 22 mm plastic black round long knob, selector switch 3 switch positions L>C-R 2X60DEG, V position right latch.,le.momen.cont.type illuminated with holder yellow | 400 | 1 | Z9 | 10
3SB6011-2BP40-0YA0 |  | Actuator long knob, L>C--R 22 mm plastic black round long knob, selector switch 3 switch positions L>C-R 2X60DEG, V position right latch.,le.momen.cont.type illuminated with holder green | 400 | 1 | Z9 | 10
3SB6011-2BP50-0YA0 |  | Actuator long knob, L>C--R 22 mm plastic black round long knob, selector switch 3 switch positions L>C-R 2X60DEG, V position right latch.,le.momen.cont.type illuminated with holder blue | 400 | 1 | Z9 | 10
3SB6011-2BP60-0YA0 |  | Actuator long knob, L>C--R 22 mm plastic black round long knob, selector switch 3 switch positions L>C-R 2X60DEG, V position right latch.,le.momen.cont.type illuminated with holder white | 400 | 1 | Z9 | 10
3SB6011-3AA24-0YK0 |  | Actuator twin pushbutton 22 mm plastic black round illuminated twin pushbutton with flat and raised pusbuttons momentary with holder green-red inscription green: I; red: O | 481 | 1 | Z9 | 10
3SB6060-0AA10-0YA0 |  | Actuator pushbutton 22 mm metal shiny round pushbutton maintained released by pressing again with flat button with holder black | 338 | 1 | Z9 | 10
3SB6060-0AA20-0YA0 |  | Actuator pushbutton 22 mm metal shiny round pushbutton maintained released by pressing again with flat button with holder red | 338 | 1 | Z9 | 10
3SB6060-0AA30-0YA0 |  | Actuator pushbutton 22 mm metal shiny round pushbutton maintained released by pressing again with flat button with holder yellow | 338 | 1 | Z9 | 10
3SB6060-0AA40-0YA0 |  | Actuator pushbutton 22 mm metal shiny round pushbutton maintained released by pressing again with flat button with holder green | 338 | 1 | Z9 | 10
3SB6060-0AA50-0YA0 |  | Actuator pushbutton 22 mm metal shiny round pushbutton maintained released by pressing again with flat button with holder blue | 338 | 1 | Z9 | 10
3SB6060-0AA60-0YA0 |  | Actuator pushbutton 22 mm metal shiny round pushbutton maintained released by pressing again with flat button with holder white | 338 | 1 | Z9 | 10
3SB6060-0AB10-0YA0 |  | Actuator pushbutton 22 mm metal shiny round pushbutton momentary with flat button with holder black | 193 | 1 | Z9 | 10
3SB6060-0AB20-0YA0 |  | Actuator pushbutton 22 mm metal shiny round pushbutton momentary with flat button with holder red | 193 | 1 | Z9 | 10
3SB6060-0AB30-0YA0 |  | Actuator pushbutton 22 mm metal shiny round pushbutton momentary with flat button with holder yellow | 193 | 1 | Z9 | 10
3SB6060-0AB40-0YA0 |  | Actuator pushbutton 22 mm metal shiny round pushbutton momentary with flat button with holder green | 193 | 1 | Z9 | 10
3SB6060-0AB50-0YA0 |  | Actuator pushbutton 22 mm metal shiny round pushbutton momentary with flat button with holder blue | 193 | 1 | Z9 | 10
3SB6060-0AB60-0YA0 |  | Actuator pushbutton 22 mm metal shiny round pushbutton momentary with flat button with holder white | 193 | 1 | Z9 | 10
3SB6060-0BA10-0YA0 |  | Actuator pushbutton 22 mm metal shiny round pushbutton maintained released by pressing again with raised button with holder black | 421 | 1 | Z9 | 10
3SB6060-0BA20-0YA0 |  | Actuator pushbutton 22 mm metal shiny round pushbutton maintained released by pressing again with raised button with holder red | 421 | 1 | Z9 | 10
3SB6060-0BA30-0YA0 |  | Actuator pushbutton 22 mm metal shiny round pushbutton maintained released by pressing again with raised button with holder yellow | 421 | 1 | Z9 | 10
3SB6060-0BA40-0YA0 |  | Actuator pushbutton 22 mm metal shiny round pushbutton maintained released by pressing again with raised button with holder green | 421 | 1 | Z9 | 10
3SB6060-0BA50-0YA0 |  | Actuator pushbutton 22 mm metal shiny round pushbutton maintained released by pressing again with raised button with holder blue | 421 | 1 | Z9 | 10
3SB6060-0BA60-0YA0 |  | Actuator pushbutton 22 mm metal shiny round pushbutton maintained released by pressing again with raised button with holder white | 421 | 1 | Z9 | 10
3SB6060-0BB10-0YA0 |  | Actuator pushbutton 22 mm metal shiny round pushbutton momentary with raised button with holder black | 235 | 1 | Z9 | 10
3SB6060-0BB20-0YA0 |  | Actuator pushbutton 22 mm metal shiny round pushbutton momentary with raised button with holder red | 235 | 1 | Z9 | 10
3SB6060-0BB30-0YA0 |  | Actuator pushbutton 22 mm metal shiny round pushbutton momentary with raised button with holder yellow | 235 | 1 | Z9 | 10
3SB6060-0BB40-0YA0 |  | Actuator pushbutton 22 mm metal shiny round pushbutton momentary with raised button with holder green | 235 | 1 | Z9 | 10
3SB6060-0BB50-0YA0 |  | Actuator pushbutton 22 mm metal shiny round pushbutton momentary with raised button with holder blue | 235 | 1 | Z9 | 10
3SB6060-0BB60-0YA0 |  | Actuator pushbutton 22 mm metal shiny round pushbutton momentary with raised button with holder white | 235 | 1 | Z9 | 10
3SB6060-1AC10-0YA0 |  | Actuator mushroom pushbutton 30mm, metal shiny, round, non-illuminated, momentary contact type, with holder, black | 330 | 1 | Z9 | 10
3SB6060-1AC20-0YA0 |  | Actuator mushroom pushbutton 30mm, metal shiny, round, non-illuminated, momentary contact type, with holder, red | 330 | 1 | Z9 | 10
3SB6060-1AC30-0YA0 |  | Actuator mushroom pushbutton 30mm, metal shiny, round, non-illuminated, momentary contact type, with holder, yellow | 330 | 1 | Z9 | 10
3SB6060-1AC40-0YA0 |  | Actuator mushroom pushbutton 30mm, metal shiny, round, non-illuminated, momentary contact type, with holder, green | 330 | 1 | Z9 | 10
3SB6060-1AC50-0YA0 |  | Actuator mushroom pushbutton 30mm, metal shiny, round, non-illuminated, momentary contact type, with holder, blue | 330 | 1 | Z9 | 10
3SB6060-1AC60-0YA0 |  | Actuator mushroom pushbutton 30mm, metal shiny, round, non-illuminated, momentary contact type, with holder, white | 330 | 1 | Z9 | 10
3SB6060-1BA10-0YA0 |  | Actuator mushroom pushbutton 40mm, metal shiny, round, non-illuminated, latch.w. pull. -to-unlatch mech. with holder, black | 535 | 1 | Z9 | 10
3SB6060-1BA20-0YA0 |  | Actuator mushroom pushbutton 40mm, metal shiny, round, non-illuminated, latch.w. pull. -to-unlatch mech. with holder, red | 535 | 1 | Z9 | 10
3SB6060-1BA30-0YA0 |  | Actuator mushroom pushbutton 40mm, metal shiny, round, non-illuminated, latch.w. pull. -to-unlatch mech. with holder, yellow | 535 | 1 | Z9 | 10
3SB6060-1BA40-0YA0 |  | Actuator mushroom pushbutton 40mm, metal shiny, round, non-illuminated, latch.w. pull. -to-unlatch mech. with holder, green | 535 | 1 | Z9 | 10
3SB6060-1BA50-0YA0 |  | Actuator mushroom pushbutton 40mm, metal shiny, round, non-illuminated, latch.w. pull. -to-unlatch mech. with holder, blue | 535 | 1 | Z9 | 10
3SB6060-1BA60-0YA0 |  | Actuator mushroom pushbutton 40mm, metal shiny, round, non-illuminated, latch.w. pull. -to-unlatch mech. with holder, white | 535 | 1 | Z9 | 10
3SB6060-1BC10-0YA0 |  | Actuator mushroom pushbutton 40mm, metal shiny, round, non-illuminated, momentary, with holder, black | 330 | 1 | Z9 | 10
3SB6060-1BC20-0YA0 |  | Actuator mushroom pushbutton 40mm, metal shiny, round, non-illuminated, momentary, with holder, red | 330 | 1 | Z9 | 10
3SB6060-1BC30-0YA0 |  | Actuator mushroom pushbutton 40mm, metal shiny, round, non-illuminated, momentary, with holder, yellow | 330 | 1 | Z9 | 10
3SB6060-1BC40-0YA0 |  | Actuator mushroom pushbutton 40mm, metal shiny, round, non-illuminated, momentary, with holder, green | 330 | 1 | Z9 | 10
3SB6060-1BC50-0YA0 |  | Actuator mushroom pushbutton 40mm, metal shiny, round, non-illuminated, momentary, with holder, blue | 330 | 1 | Z9 | 10
3SB6060-1BC60-0YA0 |  | Actuator mushroom pushbutton 40mm, metal shiny, round, non-illuminated, momentary, with holder, white | 330 | 1 | Z9 | 10
3SB6060-1CA10-0YA0 |  | Actuator mushroom pushbutton 60mm, metal shiny, round, non-illuminated, latch.w. pull. -to-unlatch mech. with holder, black | 535 | 1 | Z9 | 5
3SB6060-1CA20-0YA0 |  | Actuator mushroom pushbutton 60mm, metal shiny, round, non-illuminated, latch.w. pull. -to-unlatch mech. with holder, red | 535 | 1 | Z9 | 5
3SB6060-1CA30-0YA0 |  | Actuator mushroom pushbutton 60mm, metal shiny, round, non-illuminated, latch.w. pull. -to-unlatch mech. with holder, yellow | 535 | 1 | Z9 | 5
3SB6060-1CA40-0YA0 |  | Actuator mushroom pushbutton 60mm, metal shiny, round, non-illuminated, latch.w. pull. -to-unlatch mech. with holder, green | 535 | 1 | Z9 | 5
3SB6060-1CA50-0YA0 |  | Actuator mushroom pushbutton 60mm, metal shiny, round, non-illuminated, latch.w. pull. -to-unlatch mech. with holder, blue | 535 | 1 | Z9 | 5
3SB6060-1CA60-0YA0 |  | Actuator mushroom pushbutton 60mm, metal shiny, round, non-illuminated, latch.w. pull. -to-unlatch mech. with holder, white | 535 | 1 | Z9 | 5
3SB6060-1CC10-0YA0 |  | Actuator mushroom pushbutton 60mm, metal shiny, round, non-illuminated, momentary, with holder, black | 330 | 1 | Z9 | 5
3SB6060-1CC20-0YA0 |  | Actuator mushroom pushbutton 60mm, metal shiny, round, non-illuminated, momentary, with holder, red | 330 | 1 | Z9 | 5
3SB6060-1CC30-0YA0 |  | Actuator mushroom pushbutton 60mm, metal shiny, round, non-illuminated, momentary, with holder, yellow | 330 | 1 | Z9 | 5
3SB6060-1CC40-0YA0 |  | Actuator mushroom pushbutton 60mm, metal shiny, round, non-illuminated, momentary, with holder, green | 330 | 1 | Z9 | 5
3SB6060-1CC50-0YA0 |  | Actuator mushroom pushbutton 60mm, metal shiny, round, non-illuminated, momentary, with holder, blue | 330 | 1 | Z9 | 5
3SB6060-1CC60-0YA0 |  | Actuator mushroom pushbutton 60mm, metal shiny, round, non-illuminated, momentary, with holder, white | 330 | 1 | Z9 | 5
3SB6060-1EA20-0YA0 |  | Actuator, E-stop pushbutton 22 mm metal shiny round emergen.-stop mushr. pb 40 mm non-illuminated latch.w. pull.-to-unlatch mech. with trigger action with holder red | 556 | 1 | Z9 | 10
3SB6060-1EB20-0YA0 |  | Actuator, E-stop pushbutton 22 mm metal shiny round emergen.-stop mushr. pb 40 mm non-illuminated latch.w. rot.-to-unlatch mech. with trigger action with holder red | 556 | 1 | Z9 | 10
3SB6060-1ED20-0YA0 |  | Actuator, E-stop pushbutton 22 mm metal shiny round emergen.-stop mushr. pb 40 mm non-illuminated latch. w. key-to-unlatch mech. with trigger action with holder red | 1150 | 1 | Z9 | 10
3SB6060-1GB20-0YA0 |  | Actuator, E-stop pushbutton 22 mm metal shiny round emergen.-stop mushr. pb 30 mm non-illuminated latch.w. rot.-to-unlatch mech. without trigger action with holder red | 452 | 1 | Z9 | 10
3SB6060-1GD20-0YA0 |  | Actuator, E-stop pushbutton 22 mm metal shiny round emergen.-stop mushr. pb 30 mm non-illuminated latch. w. key-to-unlatch mech. without trigger action with holder red | 905 | 1 | Z9 | 10
3SB6060-1HA20-0YA0 |  | Actuator, E-stop pushbutton 22 mm metal shiny round emergen.-stop mushr. pb 40 mm non-illuminated latch.w. pull.-to-unlatch mech. without trigger action with holder red | 452 | 1 | Z9 | 10
3SB6060-1HB20-0YA0 |  | Actuator, E-stop pushbutton 22 mm metal shiny round emergen.-stop mushr. pb 40 mm non-illuminated latch.w. rot.-to-unlatch mech. without trigger action with holder red | 452 | 1 | Z9 | 10
3SB6060-1HD20-0YA0 |  | Actuator, E-stop pushbutton 22 mm metal shiny round emergen.-stop mushr. pb 40 mm non-illuminated latch. w. key-to-unlatch mech. without trigger action with holder red | 905 | 1 | Z9 | 10
3SB6060-2AA10-0YA0 |  | Actuator knob, L-R 22 mm metal shiny round selector switch 2 switch positions L-R 90DEG, V position latching non-illuminated with holder black | 320 | 1 | Z9 | 10
3SB6060-2AA20-0YA0 |  | Actuator knob, L-R 22 mm metal shiny round selector switch 2 switch positions L-R 90DEG, V position latching non-illuminated with holder red | 320 | 1 | Z9 | 10
3SB6060-2AA30-0YA0 |  | Actuator knob, L-R 22 mm metal shiny round selector switch 2 switch positions L-R 90DEG, V position latching non-illuminated with holder yellow | 320 | 1 | Z9 | 10
3SB6060-2AA40-0YA0 |  | Actuator knob, L-R 22 mm metal shiny round selector switch 2 switch positions L-R 90DEG, V position latching non-illuminated with holder green | 320 | 1 | Z9 | 10
3SB6060-2AA50-0YA0 |  | Actuator knob, L-R 22 mm metal shiny round selector switch 2 switch positions L-R 90DEG, V position latching non-illuminated with holder blue | 320 | 1 | Z9 | 10
3SB6060-2AA60-0YA0 |  | Actuator knob, L-R 22 mm metal shiny round selector switch 2 switch positions L-R 90DEG, V position latching non-illuminated with holder white | 320 | 1 | Z9 | 10
3SB6060-2AB10-0YA0 |  | Actuator knob, L<R 22 mm metal shiny round selector switch 2 switch positions L<R 90DEG, V position momentary contact type non-illuminated with holder black | 317 | 1 | Z9 | 10
3SB6060-2AB20-0YA0 |  | Actuator knob, L<R 22 mm metal shiny round selector switch 2 switch positions L<R 90DEG, V position momentary contact type non-illuminated with holder red | 317 | 1 | Z9 | 10
3SB6060-2AB30-0YA0 |  | Actuator knob, L<R 22 mm metal shiny round selector switch 2 switch positions L<R 90DEG, V position momentary contact type non-illuminated with holder yellow | 317 | 1 | Z9 | 10
3SB6060-2AB40-0YA0 |  | Actuator knob, L<R 22 mm metal shiny round selector switch 2 switch positions L<R 90DEG, V position momentary contact type non-illuminated with holder green | 317 | 1 | Z9 | 10
3SB6060-2AB50-0YA0 |  | Actuator knob, L<R 22 mm metal shiny round selector switch 2 switch positions L<R 90DEG, V position momentary contact type non-illuminated with holder blue | 317 | 1 | Z9 | 10
3SB6060-2AB60-0YA0 |  | Actuator knob, L<R 22 mm metal shiny round selector switch 2 switch positions L<R 90DEG, V position momentary contact type non-illuminated with holder white | 317 | 1 | Z9 | 10
3SB6060-2AL10-0YA0 |  | Actuator knob, L-C-R 22 mm metal shiny round selector switch 3 switch positions L-C-R 2X60DEG, V position latching non-illuminated with holder black | 317 | 1 | Z9 | 10
3SB6060-2AL20-0YA0 |  | Actuator knob, L-C-R 22 mm metal shiny round selector switch 3 switch positions L-C-R 2X60DEG, V position latching non-illuminated with holder red | 317 | 1 | Z9 | 10
3SB6060-2AL30-0YA0 |  | Actuator knob, L-C-R 22 mm metal shiny round selector switch 3 switch positions L-C-R 2X60DEG, V position latching non-illuminated with holder yellow | 317 | 1 | Z9 | 10
3SB6060-2AL40-0YA0 |  | Actuator knob, L-C-R 22 mm metal shiny round selector switch 3 switch positions L-C-R 2X60DEG, V position latching non-illuminated with holder green | 317 | 1 | Z9 | 10
3SB6060-2AL50-0YA0 |  | Actuator knob, L-C-R 22 mm metal shiny round selector switch 3 switch positions L-C-R 2X60DEG, V position latching non-illuminated with holder blue | 317 | 1 | Z9 | 10
3SB6060-2AL60-0YA0 |  | Actuator knob, L-C-R 22 mm metal shiny round selector switch 3 switch positions L-C-R 2X60DEG, V position latching non-illuminated with holder white | 317 | 1 | Z9 | 10
3SB6060-2AM10-0YA0 |  | Actuator knob, L>C<R 22 mm metal shiny round selector switch 3 switch positions L>C<R 2X60DEG, V position momentary contact type non-illuminated with holder black | 317 | 1 | Z9 | 10
3SB6060-2AM20-0YA0 |  | Actuator knob, L>C<R 22 mm metal shiny round selector switch 3 switch positions L>C<R 2X60DEG, V position momentary contact type non-illuminated with holder red | 317 | 1 | Z9 | 10
3SB6060-2AM30-0YA0 |  | Actuator knob, L>C<R 22 mm metal shiny round selector switch 3 switch positions L>C<R 2X60DEG, V position momentary contact type non-illuminated with holder yellow | 317 | 1 | Z9 | 10
3SB6060-2AM40-0YA0 |  | Actuator knob, L>C<R 22 mm metal shiny round selector switch 3 switch positions L>C<R 2X60DEG, V position momentary contact type non-illuminated with holder green | 317 | 1 | Z9 | 10
3SB6060-2AM50-0YA0 |  | Actuator knob, L>C<R 22 mm metal shiny round selector switch 3 switch positions L>C<R 2X60DEG, V position momentary contact type non-illuminated with holder blue | 317 | 1 | Z9 | 10
3SB6060-2AM60-0YA0 |  | Actuator knob, L>C<R 22 mm metal shiny round selector switch 3 switch positions L>C<R 2X60DEG, V position momentary contact type non-illuminated with holder white | 317 | 1 | Z9 | 10
3SB6060-2AN10-0YA0 |  | Actuator knob, L-C<R 22 mm metal shiny round selector switch 3 switch positions L-C<R 2X60DEG, V position right momen.,le.latch.cont.type non-illuminated with holder black | 320 | 1 | Z9 | 10
3SB6060-2AN20-0YA0 |  | Actuator knob, L-C<R 22 mm metal shiny round selector switch 3 switch positions L-C<R 2X60DEG, V position right momen.,le.latch.cont.type non-illuminated with holder red | 320 | 1 | Z9 | 10
3SB6060-2AN30-0YA0 |  | Actuator knob, L-C<R 22 mm metal shiny round selector switch 3 switch positions L-C<R 2X60DEG, V position right momen.,le.latch.cont.type non-illuminated with holder yellow | 320 | 1 | Z9 | 10
3SB6060-2AN40-0YA0 |  | Actuator knob, L-C<R 22 mm metal shiny round selector switch 3 switch positions L-C<R 2X60DEG, V position right momen.,le.latch.cont.type non-illuminated with holder green | 320 | 1 | Z9 | 10
3SB6060-2AN50-0YA0 |  | Actuator knob, L-C<R 22 mm metal shiny round selector switch 3 switch positions L-C<R 2X60DEG, V position right momen.,le.latch.cont.type non-illuminated with holder blue | 320 | 1 | Z9 | 10
3SB6060-2AN60-0YA0 |  | Actuator knob, L-C<R 22 mm metal shiny round selector switch 3 switch positions L-C<R 2X60DEG, V position right momen.,le.latch.cont.type non-illuminated with holder white | 320 | 1 | Z9 | 10
3SB6060-2AP10-0YA0 |  | Actuator knob, L>C--R 22 mm metal shiny round selector switch 3 switch positions L>C-R 2X60DEG, V position right latch.,le.momen.cont.type non-illuminated with holder black | 320 | 1 | Z9 | 10
3SB6060-2AP20-0YA0 |  | Actuator knob, L>C--R 22 mm metal shiny round selector switch 3 switch positions L>C-R 2X60DEG, V position right latch.,le.momen.cont.type non-illuminated with holder red | 320 | 1 | Z9 | 10
3SB6060-2AP30-0YA0 |  | Actuator knob, L>C--R 22 mm metal shiny round selector switch 3 switch positions L>C-R 2X60DEG, V position right latch.,le.momen.cont.type non-illuminated with holder yellow | 320 | 1 | Z9 | 10
3SB6060-2AP40-0YA0 |  | Actuator knob, L>C--R 22 mm metal shiny round selector switch 3 switch positions L>C-R 2X60DEG, V position right latch.,le.momen.cont.type non-illuminated with holder green | 320 | 1 | Z9 | 10
3SB6060-2AP50-0YA0 |  | Actuator knob, L>C--R 22 mm metal shiny round selector switch 3 switch positions L>C-R 2X60DEG, V position right latch.,le.momen.cont.type non-illuminated with holder blue | 320 | 1 | Z9 | 10
3SB6060-2AP60-0YA0 |  | Actuator knob, L>C--R 22 mm metal shiny round selector switch 3 switch positions L>C-R 2X60DEG, V position right latch.,le.momen.cont.type non-illuminated with holder white | 320 | 1 | Z9 | 10
3SB6060-2BA10-0YA0 |  | Actuator long knob, L-R 22 mm metal shiny round long knob, selector switch 2 switch positions L-R 90DEG, V position latching non-illuminated with holder black | 421 | 1 | Z9 | 10
3SB6060-2BA20-0YA0 |  | Actuator long knob, L-R 22 mm metal shiny round long knob, selector switch 2 switch positions L-R 90DEG, V position latching non-illuminated with holder red | 421 | 1 | Z9 | 10
3SB6060-2BA30-0YA0 |  | Actuator long knob, L-R 22 mm metal shiny round long knob, selector switch 2 switch positions L-R 90DEG, V position latching non-illuminated with holder yellow | 421 | 1 | Z9 | 10
3SB6060-2BA40-0YA0 |  | Actuator long knob, L-R 22 mm metal shiny round long knob, selector switch 2 switch positions L-R 90DEG, V position latching non-illuminated with holder green | 421 | 1 | Z9 | 10
3SB6060-2BA50-0YA0 |  | Actuator long knob, L-R 22 mm metal shiny round long knob, selector switch 2 switch positions L-R 90DEG, V position latching non-illuminated with holder blue | 421 | 1 | Z9 | 10
3SB6060-2BA60-0YA0 |  | Actuator long knob, L-R 22 mm metal shiny round long knob, selector switch 2 switch positions L-R 90DEG, V position latching non-illuminated with holder white | 421 | 1 | Z9 | 10
3SB6060-2BB10-0YA0 |  | Actuator long knob, L<R 22 mm metal shiny round long knob, selector switch 2 switch positions L<R 90DEG, V position momentary contact type non-illuminated with holder black | 421 | 1 | Z9 | 10
3SB6060-2BB20-0YA0 |  | Actuator long knob, L<R 22 mm metal shiny round long knob, selector switch 2 switch positions L<R 90DEG, V position momentary contact type non-illuminated with holder red | 421 | 1 | Z9 | 10
3SB6060-2BB30-0YA0 |  | Actuator long knob, L<R 22 mm metal shiny round long knob, selector switch 2 switch positions L<R 90DEG, V position momentary contact type non-illuminated with holder yellow | 421 | 1 | Z9 | 10
3SB6060-2BB40-0YA0 |  | Actuator long knob, L<R 22 mm metal shiny round long knob, selector switch 2 switch positions L<R 90DEG, V position momentary contact type non-illuminated with holder green | 421 | 1 | Z9 | 10
3SB6060-2BB50-0YA0 |  | Actuator long knob, L<R 22 mm metal shiny round long knob, selector switch 2 switch positions L<R 90DEG, V position momentary contact type non-illuminated with holder blue | 421 | 1 | Z9 | 10
3SB6060-2BB60-0YA0 |  | Actuator long knob, L<R 22 mm metal shiny round long knob, selector switch 2 switch positions L<R 90DEG, V position momentary contact type non-illuminated with holder white | 421 | 1 | Z9 | 10
3SB6060-2BL10-0YA0 |  | Actuator long knob, L-C-R 22 mm metal shiny round long knob, selector switch 3 switch positions L-C-R 2X60DEG, V position latching non-illuminated with holder black | 421 | 1 | Z9 | 10
3SB6060-2BL20-0YA0 |  | Actuator long knob, L-C-R 22 mm metal shiny round long knob, selector switch 3 switch positions L-C-R 2X60DEG, V position latching non-illuminated with holder red | 421 | 1 | Z9 | 10
3SB6060-2BL30-0YA0 |  | Actuator long knob, L-C-R 22 mm metal shiny round long knob, selector switch 3 switch positions L-C-R 2X60DEG, V position latching non-illuminated with holder yellow | 421 | 1 | Z9 | 10
3SB6060-2BL40-0YA0 |  | Actuator long knob, L-C-R 22 mm metal shiny round long knob, selector switch 3 switch positions L-C-R 2X60DEG, V position latching non-illuminated with holder green | 421 | 1 | Z9 | 10
3SB6060-2BL50-0YA0 |  | Actuator long knob, L-C-R 22 mm metal shiny round long knob, selector switch 3 switch positions L-C-R 2X60DEG, V position latching non-illuminated with holder blue | 421 | 1 | Z9 | 10
3SB6060-2BL60-0YA0 |  | Actuator long knob, L-C-R 22 mm metal shiny round long knob, selector switch 3 switch positions L-C-R 2X60DEG, V position latching non-illuminated with holder white | 421 | 1 | Z9 | 10
3SB6060-2BM10-0YA0 |  | Actuator long knob, L>C<R 22 mm metal shiny round long knob, selector switch 3 switch positions L>C<R 2X60DEG, V position momentary contact type non-illuminated with holder black | 421 | 1 | Z9 | 10
3SB6060-2BM20-0YA0 |  | Actuator long knob, L>C<R 22 mm metal shiny round long knob, selector switch 3 switch positions L>C<R 2X60DEG, V position momentary contact type non-illuminated with holder red | 421 | 1 | Z9 | 10
3SB6060-2BM30-0YA0 |  | Actuator long knob, L>C<R 22 mm metal shiny round long knob, selector switch 3 switch positions L>C<R 2X60DEG, V position momentary contact type non-illuminated with holder yellow | 421 | 1 | Z9 | 10
3SB6060-2BM40-0YA0 |  | Actuator long knob, L>C<R 22 mm metal shiny round long knob, selector switch 3 switch positions L>C<R 2X60DEG, V position momentary contact type non-illuminated with holder green | 421 | 1 | Z9 | 10
3SB6060-2BM50-0YA0 |  | Actuator long knob, L>C<R 22 mm metal shiny round long knob, selector switch 3 switch positions L>C<R 2X60DEG, V position momentary contact type non-illuminated with holder blue | 421 | 1 | Z9 | 10
3SB6060-2BM60-0YA0 |  | Actuator long knob, L>C<R 22 mm metal shiny round long knob, selector switch 3 switch positions L>C<R 2X60DEG, V position momentary contact type non-illuminated with holder white | 421 | 1 | Z9 | 10
3SB6060-2BN10-0YA0 |  | Actuator long knob, L-C<R 22 mm metal shiny round long knob, selector switch 3 switch positions L-C<R 2X60DEG, V position right momen.,le.latch.cont.type non-illuminated with holder black | 425 | 1 | Z9 | 10
3SB6060-2BN20-0YA0 |  | Actuator long knob, L-C<R 22 mm metal shiny round long knob, selector switch 3 switch positions L-C<R 2X60DEG, V position right momen.,le.latch.cont.type non-illuminated with holder red | 425 | 1 | Z9 | 10
3SB6060-2BN30-0YA0 |  | Actuator long knob, L-C<R 22 mm metal shiny round long knob, selector switch 3 switch positions L-C<R 2X60DEG, V position right momen.,le.latch.cont.type non-illuminated with holder yellow | 425 | 1 | Z9 | 10
3SB6060-2BN40-0YA0 |  | Actuator long knob, L-C<R 22 mm metal shiny round long knob, selector switch 3 switch positions L-C<R 2X60DEG, V position right momen.,le.latch.cont.type non-illuminated with holder green | 425 | 1 | Z9 | 10
3SB6060-2BN50-0YA0 |  | Actuator long knob, L-C<R 22 mm metal shiny round long knob, selector switch 3 switch positions L-C<R 2X60DEG, V position right momen.,le.latch.cont.type non-illuminated with holder blue | 425 | 1 | Z9 | 10
3SB6060-2BN60-0YA0 |  | Actuator long knob, L-C<R 22 mm metal shiny round long knob, selector switch 3 switch positions L-C<R 2X60DEG, V position right momen.,le.latch.cont.type non-illuminated with holder white | 425 | 1 | Z9 | 10
3SB6060-2BP10-0YA0 |  | Actuator long knob, L>C--R 22 mm metal shiny round long knob, selector switch 3 switch positions L>C-R 2X60DEG, V position right latch.,le.momen.cont.type non-illuminated with holder black | 425 | 1 | Z9 | 10
3SB6060-2BP20-0YA0 |  | Actuator long knob, L>C--R 22 mm metal shiny round long knob, selector switch 3 switch positions L>C-R 2X60DEG, V position right latch.,le.momen.cont.type non-illuminated with holder red | 425 | 1 | Z9 | 10
3SB6060-2BP30-0YA0 |  | Actuator long knob, L>C--R 22 mm metal shiny round long knob, selector switch 3 switch positions L>C-R 2X60DEG, V position right latch.,le.momen.cont.type non-illuminated with holder yellow | 425 | 1 | Z9 | 10
3SB6060-2BP40-0YA0 |  | Actuator long knob, L>C--R 22 mm metal shiny round long knob, selector switch 3 switch positions L>C-R 2X60DEG, V position right latch.,le.momen.cont.type non-illuminated with holder green | 425 | 1 | Z9 | 10
3SB6060-2BP50-0YA0 |  | Actuator long knob, L>C--R 22 mm metal shiny round long knob, selector switch 3 switch positions L>C-R 2X60DEG, V position right latch.,le.momen.cont.type non-illuminated with holder blue | 425 | 1 | Z9 | 10
3SB6060-2BP60-0YA0 |  | Actuator long knob, L>C--R 22 mm metal shiny round long knob, selector switch 3 switch positions L>C-R 2X60DEG, V position right latch.,le.momen.cont.type non-illuminated with holder white | 425 | 1 | Z9 | 10
3SB6060-3AA24-0YK0 |  | Actuator twin pushbutton 22 mm metal shiny round twin pushbutton with flat and raised pusbuttons momentary non-illuminated with holder green-red inscription green: I; red: O | 554 | 1 | Z9 | 10
3SB6060-4AA01-0YA0 |  | Actuator key switch, KL-R 22 mm metal shiny round key selector switch 2 switch positions KL-R with 2 keys 90DEG, V position latching removal pos. left with holder | 695 | 1 | Z9 | 10
3SB6060-4AA11-0YA0 |  | Actuator key switch, KL-KR 22 mm metal shiny round key selector switch 2 switch positions KL-KR with 2 keys 90DEG, V position latching removal pos. left and right with holder | 695 | 1 | Z9 | 10
3SB6060-4AA21-0YA0 |  | Actuator key switch, L-KR 22 mm metal shiny round key selector switch 2 switch positions L-KR with 2 keys 90DEG, V position latching removal pos. right with holder | 695 | 1 | Z9 | 10
3SB6060-4AB01-0YA0 |  | Actuator key switch, KL<R 22 mm metal shiny round key selector switch 2 switch positions KL<R with 2 keys 90DEG, V position momentary contact type removal pos. left with holder | 695 | 1 | Z9 | 10
3SB6060-4AG01-0YA0 |  | Actuator key switch, KL<R 22 mm metal shiny round key selector switch 2 switch positions KL<R with 2 keys 90DEG, 9 to 12 o' clock pos. momentary contact type removal pos. left with holder | 695 | 1 | Z9 | 10
3SB6060-4AL01-0YA0 |  | Actuator key switch, L-KC-R 22 mm metal shiny round key selector switch 3 switch positions L-KC-R with 2 keys 2X60DEG, V position latching removal pos. center with holder | 726 | 1 | Z9 | 10
3SB6060-4AL11-0YA0 |  | Actuator key switch, KL-KC-KR 22 mm metal shiny round key selector switch 3 switch positions KL-KC-KR with 2 keys 2X60DEG, V position latching removal pos. left, cent., right with holder | 726 | 1 | Z9 | 10
3SB6060-4AM01-0YA0 |  | Actuator key switch, L-KC<R 22 mm metal shiny round key selector switch 3 switch positions L>KC<R with 2 keys 2X60DEG, V position momentary contact type removal pos. center with holder | 695 | 1 | Z9 | 10
3SB6060-4AN01-0YA0 |  | Actuator key switch, L-KC<R 22 mm metal shiny round key selector switch 3 switch positions L-KC<R with 2 keys 2X60DEG, V position right momen.,le.latch.cont.type removal pos. center with holder | 703 | 1 | Z9 | 10
3SB6060-4AN51-0YA0 |  | Actuator key switch, KL-KC<R 22 mm metal shiny round key selector switch 3 switch positions KL-KC<R with 2 keys 2X60DEG, V position right momen.,le.latch.cont.type removal pos. left, center with holder | 703 | 1 | Z9 | 10
3SB6060-4AP01-0YA0 |  | Actuator key switch, L>KC-R 22 mm metal shiny round key selector switch 3 switch positions L>KC-R with 2 keys 2X60DEG, V position right latch.,le.momen.cont.type removal pos. center with holder | 703 | 1 | Z9 | 10
3SB6060-4AP61-0YA0 |  | Actuator key switch, L>KC-KR 22 mm metal shiny round key selector switch 3 switch positions L>KC-KR with 2 keys 2X60DEG, V position right latch.,le.momen.cont.type removal pos. center, right with holder | 703 | 1 | Z9 | 10
3SB6061-0AA20-0YA0 |  | Actuator pushbutton 22 mm metal shiny round illuminated pushbutton maintained released by pressing again with flat button with holder red | 338 | 1 | Z9 | 10
3SB6061-0AA30-0YA0 |  | Actuator pushbutton 22 mm metal shiny round illuminated pushbutton maintained released by pressing again with flat button with holder yellow | 338 | 1 | Z9 | 10
3SB6061-0AA40-0YA0 |  | Actuator pushbutton 22 mm metal shiny round illuminated pushbutton maintained released by pressing again with flat button with holder green | 338 | 1 | Z9 | 10
3SB6061-0AA50-0YA0 |  | Actuator pushbutton 22 mm metal shiny round illuminated pushbutton maintained released by pressing again with flat button with holder blue | 338 | 1 | Z9 | 10
3SB6061-0AA60-0YA0 |  | Actuator pushbutton 22 mm metal shiny round illuminated pushbutton maintained released by pressing again with flat button with holder white | 338 | 1 | Z9 | 10
3SB6061-0AB20-0YA0 |  | Actuator pushbutton 22 mm metal shiny round illuminated pushbutton momentary with flat button with holder red | 224 | 1 | Z9 | 10
3SB6061-0AB30-0YA0 |  | Actuator pushbutton 22 mm metal shiny round illuminated pushbutton momentary with flat button with holder yellow | 224 | 1 | Z9 | 10
3SB6061-0AB40-0YA0 |  | Actuator pushbutton 22 mm metal shiny round illuminated pushbutton momentary with flat button with holder green | 224 | 1 | Z9 | 10
3SB6061-0AB50-0YA0 |  | Actuator pushbutton 22 mm metal shiny round illuminated pushbutton momentary with flat button with holder blue | 224 | 1 | Z9 | 10
3SB6061-0AB60-0YA0 |  | Actuator pushbutton 22 mm metal shiny round illuminated pushbutton momentary with flat button with holder white | 224 | 1 | Z9 | 10
3SB6061-0BA20-0YA0 |  | Actuator pushbutton 22 mm metal shiny round illuminated pushbutton maintained released by pressing again with raised button with holder red | 353 | 1 | Z9 | 10
3SB6061-0BA30-0YA0 |  | Actuator pushbutton 22 mm metal shiny round illuminated pushbutton maintained released by pressing again with raised button with holder yellow | 353 | 1 | Z9 | 10
3SB6061-0BA40-0YA0 |  | Actuator pushbutton 22 mm metal shiny round illuminated pushbutton maintained released by pressing again with raised button with holder green | 353 | 1 | Z9 | 10
3SB6061-0BA50-0YA0 |  | Actuator pushbutton 22 mm metal shiny round illuminated pushbutton maintained released by pressing again with raised button with holder blue | 353 | 1 | Z9 | 10
3SB6061-0BA60-0YA0 |  | Actuator pushbutton 22 mm metal shiny round illuminated pushbutton maintained released by pressing again with raised button with holder white | 353 | 1 | Z9 | 10
3SB6061-0BB20-0YA0 |  | Actuator pushbutton 22 mm metal shiny round illuminated pushbutton momentary with raised button with holder red | 235 | 1 | Z9 | 10
3SB6061-0BB30-0YA0 |  | Actuator pushbutton 22 mm metal shiny round illuminated pushbutton momentary with raised button with holder yellow | 235 | 1 | Z9 | 10
3SB6061-0BB40-0YA0 |  | Actuator pushbutton 22 mm metal shiny round illuminated pushbutton momentary with raised button with holder green | 235 | 1 | Z9 | 10
3SB6061-0BB50-0YA0 |  | Actuator pushbutton 22 mm metal shiny round illuminated pushbutton momentary with raised button with holder blue | 235 | 1 | Z9 | 10
3SB6061-0BB60-0YA0 |  | Actuator pushbutton 22 mm metal shiny round illuminated pushbutton momentary with raised button with holder white | 235 | 1 | Z9 | 10
3SB6061-1AC20-0YA0 |  | Actuator mushroom pushbutton 30mm, metal shiny, round, illuminated, momentary contact type, with holder, red | 330 | 1 | Z9 | 10
3SB6061-1AC30-0YA0 |  | Actuator mushroom pushbutton 30mm, metal shiny, round, illuminated, momentary contact type, with holder, yellow | 330 | 1 | Z9 | 10
3SB6061-1AC40-0YA0 |  | Actuator mushroom pushbutton 30mm, metal shiny, round, illuminated, momentary contact type, with holder, green | 330 | 1 | Z9 | 10
3SB6061-1AC50-0YA0 |  | Actuator mushroom pushbutton 30mm, metal shiny, round, illuminated, momentary contact type, with holder, blue | 330 | 1 | Z9 | 10
3SB6061-1AC60-0YA0 |  | Actuator mushroom pushbutton 30mm, metal shiny, round, illuminated, momentary contact type, with holder, white | 330 | 1 | Z9 | 10
3SB6061-1BC20-0YA0 |  | Actuator mushroom pushbutton 40mm, metal shiny, round, illuminated, momentary contact type, with holder, red | 330 | 1 | Z9 | 10
3SB6061-1BC30-0YA0 |  | Actuator mushroom pushbutton 40mm, metal shiny, round, illuminated, momentary contact type, with holder, yellow | 330 | 1 | Z9 | 10
3SB6061-1BC40-0YA0 |  | Actuator mushroom pushbutton 40mm, metal shiny, round, illuminated, momentary contact type, with holder, green | 330 | 1 | Z9 | 10
3SB6061-1BC50-0YA0 |  | Actuator mushroom pushbutton 40mm, metal shiny, round, illuminated, momentary contact type, with holder, blue | 330 | 1 | Z9 | 10
3SB6061-1BC60-0YA0 |  | Actuator mushroom pushbutton 40mm, metal shiny, round, illuminated, momentary contact type, with holder, white | 330 | 1 | Z9 | 10
3SB6061-1CC20-0YA0 |  | Actuator mushroom pushbutton 60mm, metal shiny, round, illuminated, momentary contact type, with holder, red | 330 | 1 | Z9 | 5
3SB6061-1CC30-0YA0 |  | Actuator mushroom pushbutton 60mm, metal shiny, round, illuminated, momentary contact type, with holder, yellow | 330 | 1 | Z9 | 5
3SB6061-1CC40-0YA0 |  | Actuator mushroom pushbutton 60mm, metal shiny, round, illuminated, momentary contact type, with holder, green | 330 | 1 | Z9 | 5
3SB6061-1CC50-0YA0 |  | Actuator mushroom pushbutton 60mm, metal shiny, round, illuminated, momentary contact type, with holder, blue | 330 | 1 | Z9 | 5
3SB6061-1CC60-0YA0 |  | Actuator mushroom pushbutton 60mm, metal shiny, round, illuminated, momentary contact type, with holder, white | 330 | 1 | Z9 | 5
3SB6061-2AA20-0YA0 |  | Actuator knob, L-R 22 mm metal shiny round illuminated sector switch 2 switch positions L-R 90DEG, V position latching illuminated with holder red | 344 | 1 | Z9 | 10
3SB6061-2AA30-0YA0 |  | Actuator knob, L-R 22 mm metal shiny round illuminated sector switch 2 switch positions L-R 90DEG, V position latching illuminated with holder yellow | 344 | 1 | Z9 | 10
3SB6061-2AA40-0YA0 |  | Actuator knob, L-R 22 mm metal shiny round illuminated sector switch 2 switch positions L-R 90DEG, V position latching illuminated with holder green | 344 | 1 | Z9 | 10
3SB6061-2AA50-0YA0 |  | Actuator knob, L-R 22 mm metal shiny round illuminated sector switch 2 switch positions L-R 90DEG, V position latching illuminated with holder blue | 344 | 1 | Z9 | 10
3SB6061-2AA60-0YA0 |  | Actuator knob, L-R 22 mm metal shiny round illuminated sector switch 2 switch positions L-R 90DEG, V position latching illuminated with holder white | 344 | 1 | Z9 | 10
3SB6061-2AB20-0YA0 |  | Actuator knob, L<R 22 mm metal shiny round illuminated sector switch 2 switch positions L<R 90DEG, V position momentary contact type illuminated with holder red | 344 | 1 | Z9 | 10
3SB6061-2AB30-0YA0 |  | Actuator knob, L<R 22 mm metal shiny round illuminated sector switch 2 switch positions L<R 90DEG, V position momentary contact type illuminated with holder yellow | 344 | 1 | Z9 | 10
3SB6061-2AB40-0YA0 |  | Actuator knob, L<R 22 mm metal shiny round illuminated sector switch 2 switch positions L<R 90DEG, V position momentary contact type illuminated with holder green | 344 | 1 | Z9 | 10
3SB6061-2AB50-0YA0 |  | Actuator knob, L<R 22 mm metal shiny round illuminated sector switch 2 switch positions L<R 90DEG, V position momentary contact type illuminated with holder blue | 344 | 1 | Z9 | 10
3SB6061-2AB60-0YA0 |  | Actuator knob, L<R 22 mm metal shiny round illuminated sector switch 2 switch positions L<R 90DEG, V position momentary contact type illuminated with holder white | 344 | 1 | Z9 | 10
3SB6061-2AL20-0YA0 |  | Actuator knob, L-C-R 22 mm metal shiny round illuminated sector switch 3 switch positions L-C-R 2X60DEG, V position latching illuminated with holder red | 344 | 1 | Z9 | 10
3SB6061-2AL30-0YA0 |  | Actuator knob, L-C-R 22 mm metal shiny round illuminated sector switch 3 switch positions L-C-R 2X60DEG, V position latching illuminated with holder yellow | 344 | 1 | Z9 | 10
3SB6061-2AL40-0YA0 |  | Actuator knob, L-C-R 22 mm metal shiny round illuminated sector switch 3 switch positions L-C-R 2X60DEG, V position latching illuminated with holder green | 344 | 1 | Z9 | 10
3SB6061-2AL50-0YA0 |  | Actuator knob, L-C-R 22 mm metal shiny round illuminated sector switch 3 switch positions L-C-R 2X60DEG, V position latching illuminated with holder blue | 344 | 1 | Z9 | 10
3SB6061-2AL60-0YA0 |  | Actuator knob, L-C-R 22 mm metal shiny round illuminated sector switch 3 switch positions L-C-R 2X60DEG, V position latching illuminated with holder white | 344 | 1 | Z9 | 10
3SB6061-2AM20-0YA0 |  | Actuator knob, L>C<R 22 mm metal shiny round illuminated sector switch 3 switch positions L>C<R 2X60DEG, V position momentary contact type illuminated with holder red | 344 | 1 | Z9 | 10
3SB6061-2AM30-0YA0 |  | Actuator knob, L>C<R 22 mm metal shiny round illuminated sector switch 3 switch positions L>C<R 2X60DEG, V position momentary contact type illuminated with holder yellow | 344 | 1 | Z9 | 10
3SB6061-2AM40-0YA0 |  | Actuator knob, L>C<R 22 mm metal shiny round illuminated sector switch 3 switch positions L>C<R 2X60DEG, V position momentary contact type illuminated with holder green | 344 | 1 | Z9 | 10
3SB6061-2AM50-0YA0 |  | Actuator knob, L>C<R 22 mm metal shiny round illuminated sector switch 3 switch positions L>C<R 2X60DEG, V position momentary contact type illuminated with holder blue | 344 | 1 | Z9 | 10
3SB6061-2AM60-0YA0 |  | Actuator knob, L>C<R 22 mm metal shiny round illuminated sector switch 3 switch positions L>C<R 2X60DEG, V position momentary contact type illuminated with holder white | 344 | 1 | Z9 | 10
3SB6061-2AN20-0YA0 |  | Actuator knob, L-C<R 22 mm metal shiny round illuminated sector switch 3 switch positions L-C<R 2X60DEG, V position right momen.,le.latch.cont.type illuminated with holder red | 353 | 1 | Z9 | 10
3SB6061-2AN30-0YA0 |  | Actuator knob, L-C<R 22 mm metal shiny round illuminated sector switch 3 switch positions L-C<R 2X60DEG, V position right momen.,le.latch.cont.type illuminated with holder yellow | 353 | 1 | Z9 | 10
3SB6061-2AN40-0YA0 |  | Actuator knob, L-C<R 22 mm metal shiny round illuminated sector switch 3 switch positions L-C<R 2X60DEG, V position right momen.,le.latch.cont.type illuminated with holder green | 353 | 1 | Z9 | 10
3SB6061-2AN50-0YA0 |  | Actuator knob, L-C<R 22 mm metal shiny round illuminated sector switch 3 switch positions L-C<R 2X60DEG, V position right momen.,le.latch.cont.type illuminated with holder blue | 353 | 1 | Z9 | 10
3SB6061-2AN60-0YA0 |  | Actuator knob, L-C<R 22 mm metal shiny round illuminated sector switch 3 switch positions L-C<R 2X60DEG, V position right momen.,le.latch.cont.type illuminated with holder white | 353 | 1 | Z9 | 10
3SB6061-2AP20-0YA0 |  | Actuator knob, L>C--R 22 mm metal shiny round illuminated sector switch 3 switch positions L>C-R 2X60DEG, V position right latch.,le.momen.cont.type illuminated with holder red | 353 | 1 | Z9 | 10
3SB6061-2AP30-0YA0 |  | Actuator knob, L>C--R 22 mm metal shiny round illuminated sector switch 3 switch positions L>C-R 2X60DEG, V position right latch.,le.momen.cont.type illuminated with holder yellow | 353 | 1 | Z9 | 10
3SB6061-2AP40-0YA0 |  | Actuator knob, L>C--R 22 mm metal shiny round illuminated sector switch 3 switch positions L>C-R 2X60DEG, V position right latch.,le.momen.cont.type illuminated with holder green | 353 | 1 | Z9 | 10
3SB6061-2AP50-0YA0 |  | Actuator knob, L>C--R 22 mm metal shiny round illuminated sector switch 3 switch positions L>C-R 2X60DEG, V position right latch.,le.momen.cont.type illuminated with holder blue | 353 | 1 | Z9 | 10
3SB6061-2AP60-0YA0 |  | Actuator knob, L>C--R 22 mm metal shiny round illuminated sector switch 3 switch positions L>C-R 2X60DEG, V position right latch.,le.momen.cont.type illuminated with holder white | 353 | 1 | Z9 | 10
3SB6061-2BA20-0YA0 |  | Actuator long knob, L-R 22 mm metal shiny round long knob, selector switch 2 switch positions L-R 90DEG, V position latching illuminated with holder red | 461 | 1 | Z9 | 10
3SB6061-2BA30-0YA0 |  | Actuator long knob, L-R 22 mm metal shiny round long knob, selector switch 2 switch positions L-R 90DEG, V position latching illuminated with holder yellow | 461 | 1 | Z9 | 10
3SB6061-2BA40-0YA0 |  | Actuator long knob, L-R 22 mm metal shiny round long knob, selector switch 2 switch positions L-R 90DEG, V position latching illuminated with holder green | 461 | 1 | Z9 | 10
3SB6061-2BA50-0YA0 |  | Actuator long knob, L-R 22 mm metal shiny round long knob, selector switch 2 switch positions L-R 90DEG, V position latching illuminated with holder blue | 461 | 1 | Z9 | 10
3SB6061-2BA60-0YA0 |  | Actuator long knob, L-R 22 mm metal shiny round long knob, selector switch 2 switch positions L-R 90DEG, V position latching illuminated with holder white | 461 | 1 | Z9 | 10
3SB6061-2BB20-0YA0 |  | Actuator long knob, L<R 22 mm metal shiny round long knob, selector switch 2 switch positions L<R 90DEG, V position momentary contact type illuminated with holder red | 461 | 1 | Z9 | 10
3SB6061-2BB30-0YA0 |  | Actuator long knob, L<R 22 mm metal shiny round long knob, selector switch 2 switch positions L<R 90DEG, V position momentary contact type illuminated with holder yellow | 461 | 1 | Z9 | 10
3SB6061-2BB40-0YA0 |  | Actuator long knob, L<R 22 mm metal shiny round long knob, selector switch 2 switch positions L<R 90DEG, V position momentary contact type illuminated with holder green | 461 | 1 | Z9 | 10
3SB6061-2BB50-0YA0 |  | Actuator long knob, L<R 22 mm metal shiny round long knob, selector switch 2 switch positions L<R 90DEG, V position momentary contact type illuminated with holder blue | 461 | 1 | Z9 | 10
3SB6061-2BB60-0YA0 |  | Actuator long knob, L<R 22 mm metal shiny round long knob, selector switch 2 switch positions L<R 90DEG, V position momentary contact type illuminated with holder white | 461 | 1 | Z9 | 10
3SB6061-2BL20-0YA0 |  | Actuator long knob, L-C-R 22 mm metal shiny round long knob, selector switch 3 switch positions L-C-R 2X60DEG, V position latching illuminated with holder red | 461 | 1 | Z9 | 10
3SB6061-2BL30-0YA0 |  | Actuator long knob, L-C-R 22 mm metal shiny round long knob, selector switch 3 switch positions L-C-R 2X60DEG, V position latching illuminated with holder yellow | 461 | 1 | Z9 | 10
3SB6061-2BL40-0YA0 |  | Actuator long knob, L-C-R 22 mm metal shiny round long knob, selector switch 3 switch positions L-C-R 2X60DEG, V position latching illuminated with holder green | 461 | 1 | Z9 | 10
3SB6061-2BL50-0YA0 |  | Actuator long knob, L-C-R 22 mm metal shiny round long knob, selector switch 3 switch positions L-C-R 2X60DEG, V position latching illuminated with holder blue | 461 | 1 | Z9 | 10
3SB6061-2BL60-0YA0 |  | Actuator long knob, L-C-R 22 mm metal shiny round long knob, selector switch 3 switch positions L-C-R 2X60DEG, V position latching illuminated with holder white | 461 | 1 | Z9 | 10
3SB6061-2BM20-0YA0 |  | Actuator long knob, L>C<R 22 mm metal shiny round long knob, selector switch 3 switch positions L>C<R 2X60DEG, V position momentary contact type illuminated with holder red | 461 | 1 | Z9 | 10
3SB6061-2BM30-0YA0 |  | Actuator long knob, L>C<R 22 mm metal shiny round long knob, selector switch 3 switch positions L>C<R 2X60DEG, V position momentary contact type illuminated with holder yellow | 461 | 1 | Z9 | 10
3SB6061-2BM40-0YA0 |  | Actuator long knob, L>C<R 22 mm metal shiny round long knob, selector switch 3 switch positions L>C<R 2X60DEG, V position momentary contact type illuminated with holder green | 461 | 1 | Z9 | 10
3SB6061-2BM50-0YA0 |  | Actuator long knob, L>C<R 22 mm metal shiny round long knob, selector switch 3 switch positions L>C<R 2X60DEG, V position momentary contact type illuminated with holder blue | 461 | 1 | Z9 | 10
3SB6061-2BM60-0YA0 |  | Actuator long knob, L>C<R 22 mm metal shiny round long knob, selector switch 3 switch positions L>C<R 2X60DEG, V position momentary contact type illuminated with holder white | 461 | 1 | Z9 | 10
3SB6061-2BN20-0YA0 |  | Actuator long knob, L-C<R 22 mm metal shiny round long knob, selector switch 3 switch positions L-C<R 2X60DEG, V position right momen.,le.latch.cont.type illuminated with holder red | 467 | 1 | Z9 | 10
3SB6061-2BN30-0YA0 |  | Actuator long knob, L-C<R 22 mm metal shiny round long knob, selector switch 3 switch positions L-C<R 2X60DEG, V position right momen.,le.latch.cont.type illuminated with holder yellow | 467 | 1 | Z9 | 10
3SB6061-2BN40-0YA0 |  | Actuator long knob, L-C<R 22 mm metal shiny round long knob, selector switch 3 switch positions L-C<R 2X60DEG, V position right momen.,le.latch.cont.type illuminated with holder green | 467 | 1 | Z9 | 10
3SB6061-2BN50-0YA0 |  | Actuator long knob, L-C<R 22 mm metal shiny round long knob, selector switch 3 switch positions L-C<R 2X60DEG, V position right momen.,le.latch.cont.type illuminated with holder blue | 467 | 1 | Z9 | 10
3SB6061-2BN60-0YA0 |  | Actuator long knob, L-C<R 22 mm metal shiny round long knob, selector switch 3 switch positions L-C<R 2X60DEG, V position right momen.,le.latch.cont.type illuminated with holder white | 467 | 1 | Z9 | 10
3SB6061-2BP20-0YA0 |  | Actuator long knob, L>C--R 22 mm metal shiny round long knob, selector switch 3 switch positions L>C-R 2X60DEG, V position right latch.,le.momen.cont.type illuminated with holder red | 467 | 1 | Z9 | 10
3SB6061-2BP30-0YA0 |  | Actuator long knob, L>C--R 22 mm metal shiny round long knob, selector switch 3 switch positions L>C-R 2X60DEG, V position right latch.,le.momen.cont.type illuminated with holder yellow | 467 | 1 | Z9 | 10
3SB6061-2BP40-0YA0 |  | Actuator long knob, L>C--R 22 mm metal shiny round long knob, selector switch 3 switch positions L>C-R 2X60DEG, V position right latch.,le.momen.cont.type illuminated with holder green | 467 | 1 | Z9 | 10
3SB6061-2BP50-0YA0 |  | Actuator long knob, L>C--R 22 mm metal shiny round long knob, selector switch 3 switch positions L>C-R 2X60DEG, V position right latch.,le.momen.cont.type illuminated with holder blue | 467 | 1 | Z9 | 10
3SB6061-2BP60-0YA0 |  | Actuator long knob, L>C--R 22 mm metal shiny round long knob, selector switch 3 switch positions L>C-R 2X60DEG, V position right latch.,le.momen.cont.type illuminated with holder white | 467 | 1 | Z9 | 10
3SB6061-3AA24-0YK0 |  | Actuator twin pushbutton 22 mm metal shiny round illuminated twin pushbutton with flat and raised pusbuttons momentary with holder green-red inscription green: I; red: O | 554 | 1 | Z9 | 10
3SB6110-0AB10-1BA0 |  | Complete unit combination 22 mm plastic black round pushbutton momentary with flat button with holder screw terminal, 1 NO black | 286 | 1 | Z9 | 10
3SB6110-0AB10-1CA0 |  | Complete unit combination 22 mm plastic black round pushbutton momentary with flat button with holder screw terminal, 1 NC black | 286 | 1 | Z9 | 10
3SB6110-0AB20-1CA0 |  | Complete unit combination 22 mm plastic black round pushbutton momentary with flat button with holder screw terminal, 1 NC red | 286 | 1 | Z9 | 1
3SB6110-0AB30-1BA0 |  | Complete unit combination 22 mm plastic black round pushbutton momentary with flat button with holder screw terminal, 1 NO yellow | 286 | 1 | Z9 | 1
3SB6110-0AB40-1BA0 |  | Complete unit combination 22 mm plastic black round pushbutton momentary with flat button with holder screw terminal, 1 NO green | 286 | 1 | Z9 | 1
3SB6110-0AB50-1BA0 |  | Complete unit combination 22 mm plastic black round pushbutton momentary with flat button with holder screw terminal, 1 NO blue | 286 | 1 | Z9 | 1
3SB6110-0AB60-1BA0 |  | Complete unit combination 22 mm plastic black round pushbutton momentary with flat button with holder screw terminal, 1 NO white | 286 | 1 | Z9 | 10
3SB6110-0BB10-1BA0 |  | Complete unit combination 22 mm plastic black round pushbutton momentary with raised button with holder screw terminal, 1 NO black | 326 | 1 | Z9 | 10
3SB6110-0BB10-1CA0 |  | Complete unit combination 22 mm plastic black round pushbutton momentary with raised button with holder screw terminal, 1 NC black | 326 | 1 | Z9 | 10
3SB6110-0BB20-1CA0 |  | Complete unit combination 22 mm plastic black round pushbutton momentary with raised button with holder screw terminal, 1 NC red | 326 | 1 | Z9 | 10
3SB6110-0BB30-1BA0 |  | Complete unit combination 22 mm plastic black round pushbutton momentary with raised button with holder screw terminal, 1 NO yellow | 326 | 1 | Z9 | 10
3SB6110-0BB40-1BA0 |  | Complete unit combination 22 mm plastic black round pushbutton momentary with raised button with holder screw terminal, 1 NO green | 326 | 1 | Z9 | 10
3SB6110-0BB50-1BA0 |  | Complete unit combination 22 mm plastic black round pushbutton momentary with raised button with holder screw terminal, 1 NO blue | 326 | 1 | Z9 | 10
3SB6110-0BB60-1BA0 |  | Complete unit combination 22 mm plastic black round pushbutton momentary with raised button with holder screw terminal, 1 NO white | 326 | 1 | Z9 | 10
3SB6110-1BA20-1CA0 |  | Complete unit combination 22 mm plastic black round mushroom pushbutton 40 MM non-illuminated latch.w. pull.-to-unlatch mech. with holder screw terminal, 1 NC red | 575 | 1 | Z9 | 10
3SB6110-1BC10-1BA0 |  | Complete unit combination 22 mm plastic black round mushroom pushbutton 40 MM non-illuminated momentary contact type with holder screw terminal, 1 NO black | 407 | 1 | Z9 | 10
3SB6110-1BC10-1CA0 |  | Complete unit combination 22 mm plastic black round mushroom pushbutton 40 MM non-illuminated momentary contact type with holder screw terminal, 1 NC black | 407 | 1 | Z9 | 10
3SB6110-1BC20-1CA0 |  | Complete unit combination 22 mm plastic black round mushroom pushbutton 40 MM non-illuminated momentary contact type with holder screw terminal, 1 NC red | 407 | 1 | Z9 | 1
3SB6110-1BC30-1BA0 |  | Complete unit combination 22 mm plastic black round mushroom pushbutton 40 MM non-illuminated momentary contact type with holder screw terminal, 1 NO yellow | 407 | 1 | Z9 | 10
3SB6110-1BC40-1BA0 |  | Complete unit combination 22 mm plastic black round mushroom pushbutton 40 MM non-illuminated momentary contact type with holder screw terminal, 1 NO green | 407 | 1 | Z9 | 10
3SB6110-1BC50-1BA0 |  | Complete unit combination 22 mm plastic black round mushroom pushbutton 40 MM non-illuminated momentary contact type with holder screw terminal, 1 NO blue | 407 | 1 | Z9 | 10
3SB6110-1BC60-1BA0 |  | Complete unit combination 22 mm plastic black round mushroom pushbutton 40 MM non-illuminated momentary contact type with holder screw terminal, 1 NO white | 407 | 1 | Z9 | 10
3SB6110-1EA20-1CA0 |  | Complete unit combination 22 mm plastic black round emergen.-stop mushr. pb 40 mm non-illuminated latch.w. pull.-to-unlatch mech. with trigger action with holder screw terminal, 1 NC red | 612 | 1 | Z9 | 10
3SB6110-1EB20-1CA0 |  | Complete unit combination 22 mm plastic black round emergen.-stop mushr. pb 40 mm non-illuminated latch.w. rot.-to-unlatch mech. with trigger action with holder screw terminal, 1 NC red | 612 | 1 | Z9 | 1
3SB6110-1ED20-1CA0 |  | Complete unit combination 22 mm plastic black round emergen.-stop mushr. pb 40 mm non-illuminated latch. w. key-to-unlatch mech. with trigger action with holder screw terminal, 1 NC red | 1120 | 1 | Z9 | 10
3SB6110-1HA20-1CA0 |  | Complete unit combination 22 mm plastic black round emergen.-stop mushr. pb 40 mm non-illuminated latch.w. pull.-to-unlatch mech. without trigger action with holder screw terminal, 1 NC red | 506 | 1 | Z9 | 10
3SB6110-1HB20-1CA0 |  | Complete unit combination 22 mm plastic black round emergen.-stop mushr. pb 40 mm non-illuminated latch.w. rot.-to-unlatch mech. without trigger action with holder screw terminal, 1 NC red | 506 | 1 | Z9 | 1
3SB6110-1HD20-1CA0 |  | Complete unit combination 22 mm plastic black round emergen.-stop mushr. pb 40 mm non-illuminated latch. w. key-to-unlatch mech. without trigger action with holder screw terminal, 1 NC red | 905 | 1 | Z9 | 10
3SB6110-2AA10-1BA0 |  | Complete unit combination 22 mm plastic black round selector switch 2 switch positions L-R 90DEG, V position latching non-illuminated with holder screw terminal, 1 NO black | 386 | 1 | Z9 | 1
3SB6110-2AL10-1NA0 |  | Complete unit combination 22 mm plastic black round selector switch 3 switch positions L-C-R 2X60DEG, V position latching non-illuminated with holder screw terminal, 2 NO black | 486 | 1 | Z9 | 1
3SB6110-2AM10-1NA0 |  | Complete unit combination 22 mm plastic black round selector switch 3 switch positions L>C<R 2X60DEG, V position momentary contact type non-illuminated with holder screw terminal, 2 NO black | 486 | 1 | Z9 | 10
3SB6110-2AN10-1NA0 |  | Complete unit combination 22 mm plastic black round selector switch 3 switch positions L-C<R 2X60DEG, V position right momen.,le.latch.cont.type non-illuminated with holder screw terminal, 2 NO black | 486 | 1 | Z9 | 10
3SB6110-2AP10-1NA0 |  | Complete unit combination 22 mm plastic black round selector switch 3 switch positions L>C-R 2X60DEG, V position right latch.,le.momen.cont.type non-illuminated with holder screw terminal, 2 NO black | 486 | 1 | Z9 | 10
3SB6110-2BA10-1BA0 |  | Complete unit combination 22 mm plastic black round selector switch 2 switch positions L-R 90DEG, V position latching non-illuminated with holder screw terminal, 1 NO black | 486 | 1 | Z9 | 10
3SB6110-2BL10-1NA0 |  | Complete unit combination 22 mm plastic black round selector switch 3 switch positions L-C-R 2X60DEG, V position latching non-illuminated with holder screw terminal, 2 NO black | 604 | 1 | Z9 | 10
3SB6110-2BM10-1NA0 |  | Complete unit combination 22 mm plastic black round selector switch 3 switch positions L>C<R 2X60DEG, V position momentary contact type non-illuminated with holder screw terminal, 2 NO black | 604 | 1 | Z9 | 10
3SB6110-2BN10-1NA0 |  | Complete unit combination 22 mm plastic black round selector switch 3 switch positions L-C<R 2X60DEG, V position right momen.,le.latch.cont.type non-illuminated with holder screw terminal, 2 NO black | 610 | 1 | Z9 | 10
3SB6110-2BP10-1NA0 |  | Complete unit combination 22 mm plastic black round selector switch 3 switch positions L>C-R 2X60DEG, V position right latch.,le.momen.cont.type non-illuminated with holder screw terminal, 2 NO black | 610 | 1 | Z9 | 10
3SB6110-3AA24-1MK0 |  | Complete unit combination 22 mm plastic black round twin pushbutton with flat and raised pusbuttons momentary non-illuminated screw terminal, 1 NO + 1 NC with holder green-red inscription green: I; red: O | 720 | 1 | Z9 | 1
3SB6110-4AA01-1BA0 |  | Complete unit combination 22 mm plastic black round key selector switch 2 switch positions KL-R with 2 keys 90DEG, V position latching removal pos. left with holder screw terminal, 1 NO | 720 | 1 | Z9 | 1
3SB6110-4AA11-1BA0 |  | Complete unit combination 22 mm plastic black round key selector switch 2 switch positions KL-KR with 2 keys 90DEG, V position latching removal pos. left and right with holder screw terminal, 1 NO | 720 | 1 | Z9 | 10
3SB6110-4AA21-1BA0 |  | Complete unit combination 22 mm plastic black round key selector switch 2 switch positions L-KR with 2 keys 90DEG, V position latching removal pos. right with holder screw terminal, 1 NO | 720 | 1 | Z9 | 10
3SB6110-4AL01-1NA0 |  | Complete unit combination 22 mm plastic black round key selector switch 3 switch positions L-KC-R with 2 keys 2X60DEG, V position latching removal pos. center with holder screw terminal, 2 NO | 863 | 1 | Z9 | 10
3SB6110-4AL11-1NA0 |  | Complete unit combination 22 mm plastic black round key selector switch 3 switch positions KL-KC-KR with 2 keys 2X60DEG, V position latching removal pos. left, cent., right with holder screw terminal, 2 NO | 863 | 1 | Z9 | 10
3SB6110-4AM01-1NA0 |  | Complete unit combination 22 mm plastic black round key selector switch 3 switch positions L>KC<R with 2 keys 2X60DEG, V position momentary contact type removal pos. center with holder screw terminal, 2 NO | 826 | 1 | Z9 | 10
3SB6113-0DB20-1CA0 |  | Complete unit combination 22 mm plastic black round illuminated pushbutton momentary with flat button with holder with integ. LED, 24V AC/DC screw terminal, 1 NC red | 479 | 1 | Z9 | 1
3SB6113-0DB30-1BA0 |  | Complete unit combination 22 mm plastic black round illuminated pushbutton momentary with flat button with holder with integ. LED, 24V AC/DC screw terminal, 1 NO yellow | 479 | 1 | Z9 | 1
3SB6113-0DB40-1BA0 |  | Complete unit combination 22 mm plastic black round illuminated pushbutton momentary with flat button with holder with integ. LED, 24V AC/DC screw terminal, 1 NO green | 479 | 1 | Z9 | 1
3SB6113-0DB50-1BA0 |  | Complete unit combination 22 mm plastic black round illuminated pushbutton momentary with flat button with holder with integ. LED, 24V AC/DC screw terminal, 1 NO blue | 479 | 1 | Z9 | 1
3SB6113-0DB60-1BA0 |  | Complete unit combination 22 mm plastic black round illuminated pushbutton momentary with flat button with holder with integ. LED, 24V AC/DC screw terminal, 1 NO white | 479 | 1 | Z9 | 10
3SB6113-3CA24-1MK0 |  | Complete unit combination 22 mm plastic black round illuminated TWIN pushbutton with flat and raised pusbuttons momentary wi. integ.LED, 24V AC/DC, white screw terminal, 1 NO + 1 NC with holder green-red inscription green: I; red: O | 888 | 1 | Z9 | 1
3SB6115-0DB20-1CA0 |  | Complete unit combination 22 mm plastic black round illuminated twin pushbutton momentary with flat button with holder with integ. LED, 110V AC/DC screw terminal, 1 NC red | 612 | 1 | Z9 | 10
3SB6115-0DB30-1BA0 |  | Complete unit combination 22 mm plastic black round illuminated pushbutton momentary with flat button with holder with integ. LED, 110V AC/DC screw terminal, 1 NO yellow | 612 | 1 | Z9 | 10
3SB6115-0DB40-1BA0 |  | Complete unit combination 22 mm plastic black round illuminated pushbutton momentary with flat button with holder with integ. LED, 110V AC/DC screw terminal, 1 NO green | 612 | 1 | Z9 | 10
3SB6115-0DB50-1BA0 |  | Complete unit combination 22 mm plastic black round illuminated pushbutton momentary with flat button with holder with integ. LED, 110V AC/DC screw terminal, 1 NO blue | 612 | 1 | Z9 | 10
3SB6115-0DB60-1BA0 |  | Complete unit combination 22 mm plastic black round illuminated pushbutton momentary with flat button with holder with integ. LED, 110V AC/DC screw terminal, 1 NO white | 612 | 1 | Z9 | 10
3SB6115-3CA24-1MK0 |  | Complete unit combination 22 mm plastic black round illuminated twin pushbutton with flat and raised pusbuttons momentary wi. integ.LED,110V AC/DC, white screw terminal, 1 NO + 1 NC with holder green-red inscription green: I; red: O | 1020 | 1 | Z9 | 10
3SB6116-0DB20-1CA0 |  | Complete unit combination 22 mm plastic black round illuminated pushbutton momentary with flat button with holder with integ. LED, 220V AC screw terminal, 1 NC red | 612 | 1 | Z9 | 1
3SB6116-0DB30-1BA0 |  | Complete unit combination 22 mm plastic black round illuminated pushbutton momentary with flat button with holder with integ. LED, 220V AC screw terminal, 1 NO yellow | 612 | 1 | Z9 | 1
3SB6116-0DB40-1BA0 |  | Complete unit combination 22 mm plastic black round illuminated pushbutton momentary with flat button with holder with integ. LED, 220V AC screw terminal, 1 NO green | 612 | 1 | Z9 | 1
3SB6116-0DB50-1BA0 |  | Complete unit combination 22 mm plastic black round illuminated pushbutton momentary with flat button with holder with integ. LED, 220V AC screw terminal, 1 NO blue | 612 | 1 | Z9 | 10
3SB6116-0DB60-1BA0 |  | Complete unit combination 22 mm plastic black round illuminated pushbutton momentary with flat button with holder with integ. LED, 220V AC screw terminal, 1 NO white | 612 | 1 | Z9 | 10
3SB6116-3CA24-1MK0 |  | Complete unit combination 22 mm plastic black round illuminated twin pushbutton with flat and raised pusbuttons momentary with integ. LED, 220V AC, white screw terminal, 1 NO + 1 NC with holder green-red inscription green: I; red: O | 1020 | 1 | Z9 | 10
3SB6160-0AB10-1BA0 |  | Complete unit combination 22 mm metal shiny round pushbutton momentary with flat button with holder screw terminal, 1 NO black | 315 | 1 | Z9 | 10
3SB6160-0AB10-1CA0 |  | Complete unit combination 22 mm metal shiny round pushbutton momentary with flat button with holder screw terminal, 1 NC black | 315 | 1 | Z9 | 10
3SB6160-0AB20-1CA0 |  | Complete unit combination 22 mm metal shiny round pushbutton momentary with flat button with holder screw terminal, 1 NC red | 315 | 1 | Z9 | 1
3SB6160-0AB30-1BA0 |  | Complete unit combination 22 mm metal shiny round pushbutton momentary with flat button with holder screw terminal, 1 NO yellow | 315 | 1 | Z9 | 10
3SB6160-0AB40-1BA0 |  | Complete unit combination 22 mm metal shiny round pushbutton momentary with flat button with holder screw terminal, 1 NO green | 315 | 1 | Z9 | 1
3SB6160-0AB50-1BA0 |  | Complete unit combination 22 mm metal shiny round pushbutton momentary with flat button with holder screw terminal, 1 NO blue | 315 | 1 | Z9 | 10
3SB6160-0AB60-1BA0 |  | Complete unit combination 22 mm metal shiny round pushbutton momentary with flat button with holder screw terminal, 1 NO white | 315 | 1 | Z9 | 10
3SB6160-0BB10-1BA0 |  | Complete unit combination 22 mm metal shiny round pushbutton momentary with raised button with holder screw terminal, 1 NO black | 353 | 1 | Z9 | 10
3SB6160-0BB10-1CA0 |  | Complete unit combination 22 mm metal shiny round pushbutton momentary with raised button with holder screw terminal, 1 NC black | 353 | 1 | Z9 | 10
3SB6160-0BB20-1CA0 |  | Complete unit combination 22 mm metal shiny round pushbutton momentary with raised button with holder screw terminal, 1 NC red | 353 | 1 | Z9 | 10
3SB6160-0BB30-1BA0 |  | Complete unit combination 22 mm metal shiny round pushbutton momentary with raised button with holder screw terminal, 1 NO yellow | 353 | 1 | Z9 | 10
3SB6160-0BB40-1BA0 |  | Complete unit combination 22 mm metal shiny round pushbutton momentary with raised button with holder screw terminal, 1 NO green | 353 | 1 | Z9 | 10
3SB6160-0BB50-1BA0 |  | Complete unit combination 22 mm metal shiny round pushbutton momentary with raised button with holder screw terminal, 1 NO blue | 353 | 1 | Z9 | 10
3SB6160-0BB60-1BA0 |  | Complete unit combination 22 mm metal shiny round pushbutton momentary with raised button with holder screw terminal, 1 NO white | 353 | 1 | Z9 | 10
3SB6160-1BA20-1CA0 |  | Complete unit combination 22 mm metal shiny round mushroom pushbutton 40 MM non-illuminated latch.w. pull.-to-unlatch mech. with holder screw terminal, 1 NC red | 647 | 1 | Z9 | 10
3SB6160-1BC10-1BA0 |  | Complete unit combination 22 mm metal shiny round mushroom pushbutton 40 MM non-illuminated momentary contact type with holder screw terminal, 1 NO black | 452 | 1 | Z9 | 10
3SB6160-1BC10-1CA0 |  | Complete unit combination 22 mm metal shiny round mushroom pushbutton 40 MM non-illuminated momentary contact type with holder screw terminal, 1 NC black | 452 | 1 | Z9 | 10
3SB6160-1BC20-1CA0 |  | Complete unit combination 22 mm metal shiny round mushroom pushbutton 40 MM non-illuminated momentary contact type with holder screw terminal, 1 NC red | 452 | 1 | Z9 | 1
3SB6160-1BC30-1BA0 |  | Complete unit combination 22 mm metal shiny round mushroom pushbutton 40 MM non-illuminated momentary contact type with holder screw terminal, 1 NO yellow | 452 | 1 | Z9 | 10
3SB6160-1BC40-1BA0 |  | Complete unit combination 22 mm metal shiny round mushroom pushbutton 40 MM non-illuminated momentary contact type with holder screw terminal, 1 NO green | 452 | 1 | Z9 | 10
3SB6160-1BC50-1BA0 |  | Complete unit combination 22 mm metal shiny round mushroom pushbutton 40 MM non-illuminated momentary contact type with holder screw terminal, 1 NO blue | 452 | 1 | Z9 | 10
3SB6160-1BC60-1BA0 |  | Complete unit combination 22 mm metal shiny round mushroom pushbutton 40 MM non-illuminated momentary contact type with holder screw terminal, 1 NO white | 452 | 1 | Z9 | 10
3SB6160-1EA20-1CA0 |  | Complete unit combination 22 mm metal shiny round emergen.-stop mushr. pb 40 mm non-illuminated latch.w. pull.-to-unlatch mech. with trigger action with holder screw terminal, 1 NC red | 679 | 1 | Z9 | 10
3SB6160-1EB20-1CA0 |  | Complete unit combination 22 mm metal shiny round emergen.-stop mushr. pb 40 mm non-illuminated latch.w. rot.-to-unlatch mech. with trigger action with holder screw terminal, 1 NC red | 679 | 1 | Z9 | 10
3SB6160-1ED20-1CA0 |  | Complete unit combination 22 mm metal shiny round emergen.-stop mushr. pb 40 mm non-illuminated latch. w. key-to-unlatch mech. with trigger action with holder screw terminal, 1 NC red | 1270 | 1 | Z9 | 10
3SB6160-1HA20-1CA0 |  | Complete unit combination 22 mm metal shiny round emergen.-stop mushr. pb 40 mm non-illuminated latch.w. pull.-to-unlatch mech. without trigger action with holder screw terminal, 1 NC red | 567 | 1 | Z9 | 10
3SB6160-1HB20-1CA0 |  | Complete unit combination 22 mm metal shiny round emergen.-stop mushr. pb 40 mm non-illuminated latch.w. rot.-to-unlatch mech. without trigger action with holder screw terminal, 1 NC red | 567 | 1 | Z9 | 1
3SB6160-1HD20-1CA0 |  | Complete unit combination 22 mm metal shiny round emergen.-stop mushr. pb 40 mm non-illuminated latch. w. key-to-unlatch mech. without trigger action with holder screw terminal, 1 NC red | 1030 | 1 | Z9 | 10
3SB6160-2AA10-1BA0 |  | Complete unit combination 22 mm metal shiny round selector switch 2 switch positions L-R 90DEG, V position latching non-illuminated with holder screw terminal, 1 NO black | 467 | 1 | Z9 | 10
3SB6160-2AL10-1NA0 |  | Complete unit combination 22 mm metal shiny round selector switch 3 switch positions L-C-R 2X60DEG, V position latching non-illuminated with holder screw terminal, 2 NO black | 550 | 1 | Z9 | 1
3SB6160-2AM10-1NA0 |  | Complete unit combination 22 mm metal shiny round selector switch 3 switch positions L>C<R 2X60DEG, V position momentary contact type non-illuminated with holder screw terminal, 2 NO black | 550 | 1 | Z9 | 10
3SB6160-2AN10-1NA0 |  | Complete unit combination 22 mm metal shiny round selector switch 3 switch positions L-C<R 2X60DEG, V position right momen.,le.latch.cont.type non-illuminated with holder screw terminal, 2 NO black | 554 | 1 | Z9 | 10
3SB6160-2AP10-1NA0 |  | Complete unit combination 22 mm metal shiny round selector switch 3 switch positions L>C-R 2X60DEG, V position right latch.,le.momen.cont.type non-illuminated with holder screw terminal, 2 NO black | 554 | 1 | Z9 | 10
3SB6160-2BA10-1BA0 |  | Complete unit combination 22 mm metal shiny round selector switch 2 switch positions L-R 90DEG, V position latching non-illuminated with holder screw terminal, 1 NO black | 544 | 1 | Z9 | 10
3SB6160-2BL10-1NA0 |  | Complete unit combination 22 mm metal shiny round selector switch 3 switch positions L-C-R 2X60DEG, V position latching non-illuminated with holder screw terminal, 2 NO black | 654 | 1 | Z9 | 10
3SB6160-2BM10-1NA0 |  | Complete unit combination 22 mm metal shiny round selector switch 3 switch positions L>C<R 2X60DEG, V position momentary contact type non-illuminated with holder screw terminal, 2 NO black | 654 | 1 | Z9 | 10
3SB6160-2BN10-1NA0 |  | Complete unit combination 22 mm metal shiny round selector switch 3 switch positions L-C<R 2X60DEG, V position right momen.,le.latch.cont.type non-illuminated with holder screw terminal, 2 NO black | 656 | 1 | Z9 | 10
3SB6160-2BP10-1NA0 |  | Complete unit combination 22 mm metal shiny round selector switch 3 switch positions L>C-R 2X60DEG, V position right latch.,le.momen.cont.type non-illuminated with holder screw terminal, 2 NO black | 656 | 1 | Z9 | 10
3SB6160-3AA24-1MK0 |  | Complete unit combination 22 mm metal shiny round twin pushbutton with flat and raised pusbuttons momentary non-illuminated screw terminal, 1 NO + 1 NC with holder green-red inscription green: I; red: O | 795 | 1 | Z9 | 10
3SB6160-4AA01-1BA0 |  | Complete unit combination 22 mm metal shiny round key selector switch 2 switch positions KL-R with 2 keys 90DEG, V position latching removal pos. left with holder screw terminal, 1 NO | 809 | 1 | Z9 | 10
3SB6160-4AA11-1BA0 |  | Complete unit combination 22 mm metal shiny round key selector switch 2 switch positions KL-KR with 2 keys 90DEG, V position latching removal pos. left and right with holder screw terminal, 1 NO | 809 | 1 | Z9 | 10
3SB6160-4AA21-1BA0 |  | Complete unit combination 22 mm metal shiny round key selector switch 2 switch positions L-KR with 2 keys 90DEG, V position latching removal pos. right with holder screw terminal, 1 NO | 809 | 1 | Z9 | 10
3SB6160-4AL01-1NA0 |  | Complete unit combination 22 mm metal shiny round key selector switch 3 switch positions L-KC-R with 2 keys 2X60DEG, V position latching removal pos. center with holder screw terminal, 2 NO | 959 | 1 | Z9 | 10
3SB6160-4AL11-1NA0 |  | Complete unit combination 22 mm metal shiny round key selector switch 3 switch positions KL-KC-KR with 2 keys 2X60DEG, V position latching removal pos. left, cent., right with holder screw terminal, 2 NO | 959 | 1 | Z9 | 10
3SB6160-4AM01-1NA0 |  | Complete unit combination 22 mm metal shiny round key selector switch 3 switch positions L>KC<R with 2 keys 2X60DEG, V position momentary contact type removal pos. center with holder screw terminal, 2 NO | 923 | 1 | Z9 | 10
3SB6163-0DB20-1CA0 |  | Complete unit combination 22 mm metal shiny round illuminated pushbutton momentary with flat button with holder with integ. LED, 24V AC/DC screw terminal, 1 NC red | 506 | 1 | Z9 | 10
3SB6163-0DB30-1BA0 |  | Complete unit combination 22 mm metal shiny round illuminated pushbutton momentary with flat button with holder with integ. LED, 24V AC/DC screw terminal, 1 NO yellow | 506 | 1 | Z9 | 10
3SB6163-0DB40-1BA0 |  | Complete unit combination 22 mm metal shiny round illuminated pushbutton momentary with flat button with holder with integ. LED, 24V AC/DC screw terminal, 1 NO green | 506 | 1 | Z9 | 1
3SB6163-0DB50-1BA0 |  | Complete unit combination 22 mm metal shiny round illuminated pushbutton momentary with flat button with holder with integ. LED, 24V AC/DC screw terminal, 1 NO blue | 506 | 1 | Z9 | 10
3SB6163-0DB60-1BA0 |  | Complete unit combination 22 mm metal shiny round illuminated pushbutton momentary with flat button with holder with integ. LED, 24V AC/DC screw terminal, 1 NO white | 506 | 1 | Z9 | 10
3SB6163-3CA24-1MK0 |  | Complete unit combination 22 mm metal shiny round illuminated twin pushbutton with flat and raised pusbuttons momentary wi. integ.LED, 24V AC/DC, white screw terminal, 1 NO + 1 NC with holder green-red inscription green: I; red: O | 957 | 1 | Z9 | 1
3SB6165-0DB20-1CA0 |  | Complete unit combination 22 mm metal shiny round illuminated pushbutton momentary with flat button with holder with integ. LED, 110V AC/DC screw terminal, 1 NC red | 662 | 1 | Z9 | 10
3SB6165-0DB30-1BA0 |  | Complete unit combination 22 mm metal shiny round illuminated pushbutton momentary with flat button with holder with integ. LED, 110V AC/DC screw terminal, 1 NO yellow | 662 | 1 | Z9 | 10
3SB6165-0DB40-1BA0 |  | Complete unit combination 22 mm metal shiny round illuminated pushbutton momentary with flat button with holder with integ. LED, 110V AC/DC screw terminal, 1 NO green | 662 | 1 | Z9 | 10
3SB6165-0DB50-1BA0 |  | Complete unit combination 22 mm metal shiny round illuminated pushbutton momentary with flat button with holder with integ. LED, 110V AC/DC screw terminal, 1 NO blue | 662 | 1 | Z9 | 10
3SB6165-0DB60-1BA0 |  | Complete unit combination 22 mm metal shiny round illuminated pushbutton momentary with flat button with holder with integ. LED, 110V AC/DC screw terminal, 1 NO white | 662 | 1 | Z9 | 10
3SB6165-3CA24-1MK0 |  | Complete unit combination 22 mm metal shiny round illuminated twin pushbutton with flat and raised pusbuttons momentary wi. integ.LED,110V AC/DC, white screw terminal, 1 NO + 1 NC with holder green-red inscription green: I; red: O | 1090 | 1 | Z9 | 10
3SB6166-0DB20-1CA0 |  | Complete unit combination 22 mm metal shiny round illuminated pushbutton momentary with flat button with holder with integ. LED, 220V AC screw terminal, 1 NC red | 662 | 1 | Z9 | 1
3SB6166-0DB30-1BA0 |  | Complete unit combination 22 mm metal shiny round illuminated pushbutton momentary with flat button with holder with integ. LED, 220V AC screw terminal, 1 NO yellow | 662 | 1 | Z9 | 10
3SB6166-0DB40-1BA0 |  | Complete unit combination 22 mm metal shiny round illuminated pushbutton momentary with flat button with holder with integ. LED, 220V AC screw terminal, 1 NO green | 662 | 1 | Z9 | 10
3SB6166-0DB50-1BA0 |  | Complete unit combination 22 mm metal shiny round illuminated pushbutton momentary with flat button with holder with integ. LED, 220V AC screw terminal, 1 NO blue | 662 | 1 | Z9 | 10
3SB6166-0DB60-1BA0 |  | Complete unit combination 22 mm metal shiny round illuminated pushbutton momentary with flat button with holder with integ. LED, 220V AC screw terminal, 1 NO white | 662 | 1 | Z9 | 10
3SB6166-3CA24-1MK0 |  | Complete unit combination 22 mm metal shiny round illuminated twin pushbutton with flat and raised pusbuttons momentary with integ. LED, 220V AC, white screw terminal, 1 NO + 1 NC with holder green-red inscription green: I; red: O | 1090 | 1 | Z9 | 10
3SB6210-0AB10-1BA0 |  | Compact pushbutton 22 mm plastic black round screw terminal, 1 NO black | 216 | 1 | Z9 | 10
3SB6210-0AB10-1CA0 |  | Compact pushbutton 22 mm plastic black round screw terminal, 1 NC black | 216 | 1 | Z9 | 10
3SB6210-0AB10-1FA0 |  | Compact pushbutton 22 mm plastic black round screw terminal, 1 NO + 1 NC black | 255 | 1 | Z9 | 1
3SB6210-0AB20-1CA0 |  | Compact pushbutton 22 mm plastic black round screw terminal, 1 NC red | 216 | 1 | Z9 | 10
3SB6210-0AB20-1FA0 |  | Compact pushbutton 22 mm plastic black round screw terminal, 1 NO + 1 NC red | 255 | 1 | Z9 | 1
3SB6210-0AB30-1BA0 |  | Compact pushbutton 22 mm plastic black round screw terminal, 1 NO yellow | 216 | 1 | Z9 | 10
3SB6210-0AB30-1FA0 |  | Compact pushbutton 22 mm plastic black round screw terminal, 1 NO + 1 NC yellow | 255 | 1 | Z9 | 1
3SB6210-0AB40-1BA0 |  | Compact pushbutton 22 mm plastic black round screw terminal, 1 NO green | 216 | 1 | Z9 | 10
3SB6210-0AB40-1FA0 |  | Compact pushbutton 22 mm plastic black round screw terminal, 1 NO + 1 NC green | 255 | 1 | Z9 | 1
3SB6210-0AB50-1BA0 |  | Compact pushbutton 22 mm plastic black round screw terminal, 1 NO blue | 216 | 1 | Z9 | 10
3SB6210-0AB50-1FA0 |  | Compact pushbutton 22 mm plastic black round screw terminal, 1 NO + 1 NC blue | 255 | 1 | Z9 | 1
3SB6210-0AB60-1BA0 |  | Compact pushbutton 22 mm plastic black round screw terminal, 1 NO white | 216 | 1 | Z9 | 10
3SB6210-0AB60-1FA0 |  | Compact pushbutton 22 mm plastic black round screw terminal, 1 NO + 1 NC white | 255 | 1 | Z9 | 10
3SB6210-6AB20-1AA0 |  | Compact pilot light 22 mm plastic round integrated LED 125V AC/DC red | 342 | 1 | Z9 | 1
3SB6210-6AB30-1AA0 |  | Compact pilot light 22 mm plastic round integrated LED 125V AC/DC yellow | 342 | 1 | Z9 | 1
3SB6210-6AB40-1AA0 |  | Compact pilot light 22 mm plastic round integrated LED 125V AC/DC green | 342 | 1 | Z9 | 1
3SB6210-6AB50-1AA0 |  | Compact pilot light 22 mm plastic round integrated LED 125 V AC/DC blue | 342 | 1 | Z9 | 1
3SB6210-6AB60-1AA0 |  | Compact pilot light 22 mm plastic round integrated LED 125 V AC/DC white | 342 | 1 | Z9 | 1
3SB6211-6AA20-1AA0 |  | Compact pilot light 22 mm plastic round integrated LED 6V AC/DC red | 239 | 1 | Z9 | 10
3SB6211-6AA30-1AA0 |  | Compact pilot light 22 mm plastic round integrated LED 6V AC/DC yellow | 239 | 1 | Z9 | 1
3SB6211-6AA40-1AA0 |  | Compact pilot light 22 mm plastic round integrated LED 6V AC/DC green | 239 | 1 | Z9 | 10
3SB6211-6AA50-1AA0 |  | Compact pilot light 22 mm plastic round integrated LED 6V AC/DC blue | 239 | 1 | Z9 | 10
3SB6211-6AA60-1AA0 |  | Compact pilot light 22 mm plastic round integrated LED 6V AC/DC white | 239 | 1 | Z9 | 10
3SB6212-6AA20-1AA0 |  | Compact pilot light 22 mm plastic round integrated LED 12 V AC/DC red | 239 | 1 | Z9 | 1
3SB6212-6AA30-1AA0 |  | Compact pilot light 22 mm plastic round integrated LED 12 V AC/DC yellow | 239 | 1 | Z9 | 10
3SB6212-6AA40-1AA0 |  | Compact pilot light 22 mm plastic round integrated LED 12 V AC/DC green | 239 | 1 | Z9 | 10
3SB6212-6AA50-1AA0 |  | Compact pilot light 22 mm plastic round integrated LED 12V AC/DC blue | 239 | 1 | Z9 | 10
3SB6212-6AA60-1AA0 |  | Compact pilot light 22 mm plastic round integrated LED 12V AC/DC white | 239 | 1 | Z9 | 10
3SB6213-6AA20-1AA0 |  | Compact pilot light 22 mm plastic round integrated LED 24V AC/DC red | 239 | 1 | Z9 | 1
3SB6213-6AA30-1AA0 |  | Compact pilot light 22 mm plastic round integrated LED 24V AC/DC yellow | 239 | 1 | Z9 | 1
3SB6213-6AA40-1AA0 |  | Compact pilot light 22 mm plastic round integrated LED 24V AC/DC green | 239 | 1 | Z9 | 1
3SB6213-6AA50-1AA0 |  | Compact pilot light 22 mm plastic round integrated LED 24V AC/DC blue | 239 | 1 | Z9 | 1
3SB6213-6AA60-1AA0 |  | Compact pilot light 22 mm plastic round integrated LED 24V AC/DC white | 239 | 1 | Z9 | 1
3SB6214-6AA20-1AA0 |  | Compact pilot light 22 mm plastic round integrated LED 48V AC/DC red | 239 | 1 | Z9 | 10
3SB6214-6AA30-1AA0 |  | Compact pilot light 22 mm plastic round integrated LED 48V AC/DC yellow | 239 | 1 | Z9 | 10
3SB6214-6AA40-1AA0 |  | Compact pilot light 22 mm plastic round integrated LED 48V AC/DC green | 239 | 1 | Z9 | 10
3SB6214-6AA50-1AA0 |  | Compact pilot light 22 mm plastic round integrated LED 48V AC/DC blue | 239 | 1 | Z9 | 1
3SB6214-6AA60-1AA0 |  | Compact pilot light 22 mm plastic round integrated LED 48V AC/DC white | 239 | 1 | Z9 | 10
3SB6215-6AA20-1AA0 |  | Compact pilot light 22 mm plastic round integrated LED 110V AC/DC red | 342 | 1 | Z9 | 1
3SB6215-6AA30-1AA0 |  | Compact pilot light 22 mm plastic round integrated LED 110V AC/DC yellow | 342 | 1 | Z9 | 1
3SB6215-6AA40-1AA0 |  | Compact pilot light 22 mm plastic round integrated LED 110V AC/DC green | 342 | 1 | Z9 | 1
3SB6215-6AA50-1AA0 |  | Compact pilot light 22 mm plastic round integrated LED 110V AC/DC blue | 342 | 1 | Z9 | 1
3SB6215-6AA60-1AA0 |  | Compact pilot light 22 mm plastic round integrated LED 110V AC/DC white | 342 | 1 | Z9 | 1
3SB6216-6AA20-1AA0 |  | Compact pilot light 22 mm plastic round integrated LED 220V AC red | 342 | 1 | Z9 | 1
3SB6216-6AA30-1AA0 |  | Compact pilot light 22 mm plastic round integrated LED 220V AC yellow | 342 | 1 | Z9 | 1
3SB6216-6AA40-1AA0 |  | Compact pilot light 22 mm plastic round integrated LED 220V AC green | 342 | 1 | Z9 | 1
3SB6216-6AA50-1AA0 |  | Compact pilot light 22 mm plastic round integrated LED 220V AC blue | 342 | 1 | Z9 | 1
3SB6216-6AA60-1AA0 |  | Compact pilot light 22 mm plastic round integrated LED 220V AC white | 342 | 1 | Z9 | 1
3SB6217-6AA20-1AA0 |  | Compact pilot light 22 mm plastic round integrated LED 220V DC red | 342 | 1 | Z9 | 10
3SB6217-6AA30-1AA0 |  | Compact pilot light 22 mm plastic round integrated LED 220V DC yellow | 342 | 1 | Z9 | 10
3SB6217-6AA40-1AA0 |  | Compact pilot light 22 mm plastic round integrated LED 220V DC green | 342 | 1 | Z9 | 10
3SB6217-6AA50-1AA0 |  | Compact pilot light 22 mm plastic round integrated LED 220V DC blue | 342 | 1 | Z9 | 10
3SB6217-6AA60-1AA0 |  | Compact pilot light 22 mm plastic round integrated LED 220V DC white | 342 | 1 | Z9 | 10
3SB6218-6AA20-1AA0 |  | Compact pilot light 22 mm plastic round integrated LED 380V AC red | 342 | 1 | Z9 | 10
3SB6218-6AA30-1AA0 |  | Compact pilot light 22 mm plastic round integrated LED 380V AC yellow | 342 | 1 | Z9 | 10
3SB6218-6AA40-1AA0 |  | Compact pilot light 22 mm plastic round integrated LED 380V AC green | 342 | 1 | Z9 | 10
3SB6218-6AA50-1AA0 |  | Compact pilot light 22 mm plastic round integrated LED 380V AC blue | 342 | 1 | Z9 | 10
3SB6218-6AA60-1AA0 |  | Compact pilot light 22 mm plastic round integrated LED 380V AC white | 342 | 1 | Z9 | 10
3SB6400-1AA10-1BA0 |  | Contact block actuator component with 1 contact element screw terminal, 1 NO | 116 | 1 | Z9 | 1
3SB6400-1AA10-1CA0 |  | Contact block actuator component with 1 contact element screw terminal, 1 NC | 116 | 1 | Z9 | 1
3SB6401-1BA20-1AA0 |  | Illuminated module actuator component integrated LED 6V AC/DC red | 170 | 1 | Z9 | 10
3SB6401-1BA30-1AA0 |  | Illuminated module actuator component integrated LED 6V AC/DC yellow | 170 | 1 | Z9 | 10
3SB6401-1BA40-1AA0 |  | Illuminated module actuator component integrated LED 6V AC/DC green | 170 | 1 | Z9 | 10
3SB6401-1BA50-1AA0 |  | Illuminated module actuator component integrated LED 6V AC/DC blue | 170 | 1 | Z9 | 10
3SB6401-1BA60-1AA0 |  | Illuminated module actuator component integrated LED 6V AC/DC white | 170 | 1 | Z9 | 10
3SB6402-1BA20-1AA0 |  | Illuminated module actuator component integrated LED 12V AC/DC red | 170 | 1 | Z9 | 10
3SB6402-1BA30-1AA0 |  | Illuminated module actuator component integrated LED 12V AC/DC yellow | 170 | 1 | Z9 | 10
3SB6402-1BA40-1AA0 |  | Illuminated module actuator component integrated LED 12V AC/DC green | 170 | 1 | Z9 | 10
3SB6402-1BA50-1AA0 |  | Illuminated module actuator component integrated LED 12V AC/DC blue | 170 | 1 | Z9 | 10
3SB6402-1BA60-1AA0 |  | Illuminated module actuator component integrated LED 12V AC/DC white | 170 | 1 | Z9 | 10
3SB6403-1BA20-1AA0 |  | Illuminated module actuator component integrated LED 24V AC/DC red | 170 | 1 | Z9 | 1
3SB6403-1BA30-1AA0 |  | Illuminated module actuator component integrated LED 24V AC/DC yellow | 170 | 1 | Z9 | 10
3SB6403-1BA40-1AA0 |  | Illuminated module actuator component integrated LED 24V AC/DC green | 170 | 1 | Z9 | 1
3SB6403-1BA50-1AA0 |  | Illuminated module actuator component integrated LED 24V AC/DC blue | 170 | 1 | Z9 | 10
3SB6403-1BA60-1AA0 |  | Illuminated module actuator component integrated LED 24V AC/DC white | 170 | 1 | Z9 | 10
3SB6404-1BA20-1AA0 |  | Illuminated module actuator component integrated LED 48V AC/DC red | 170 | 1 | Z9 | 10
3SB6404-1BA30-1AA0 |  | Illuminated module actuator component integrated LED 48V AC/DC yellow | 170 | 1 | Z9 | 10
3SB6404-1BA40-1AA0 |  | Illuminated module actuator component integrated LED 48V AC/DC green | 170 | 1 | Z9 | 10
3SB6404-1BA50-1AA0 |  | Illuminated module actuator component integrated LED 48V AC/DC blue | 170 | 1 | Z9 | 10
3SB6404-1BA60-1AA0 |  | Illuminated module actuator component integrated LED 48V AC/DC white | 170 | 1 | Z9 | 10
3SB6405-1BA20-1AA0 |  | Illuminated module actuator component integrated LED 110V AC/DC red | 297 | 1 | Z9 | 10
3SB6405-1BA30-1AA0 |  | Illuminated module actuator component integrated LED 110V AC/DC yellow | 297 | 1 | Z9 | 10
3SB6405-1BA40-1AA0 |  | Illuminated module actuator component integrated LED 110V AC/DC green | 297 | 1 | Z9 | 10
3SB6405-1BA50-1AA0 |  | Illuminated module actuator component integrated LED 110V AC/DC blue | 297 | 1 | Z9 | 10
3SB6405-1BA60-1AA0 |  | Illuminated module actuator component integrated LED 110V AC/DC white | 297 | 1 | Z9 | 10
3SB6406-1BA20-1AA0 |  | Illuminated module actuator component integrated LED 220V AC red | 297 | 1 | Z9 | 1
3SB6406-1BA30-1AA0 |  | Illuminated module actuator component integrated LED 220V AC yellow | 297 | 1 | Z9 | 10
3SB6406-1BA40-1AA0 |  | Illuminated module actuator component integrated LED 220V AC green | 297 | 1 | Z9 | 1
3SB6406-1BA50-1AA0 |  | Illuminated module actuator component integrated LED 220V AC blue | 297 | 1 | Z9 | 10
3SB6406-1BA60-1AA0 |  | Illuminated module actuator component integrated LED 220V AC white | 297 | 1 | Z9 | 10
3SB6407-1BA20-1AA0 |  | Illuminated module actuator component integrated LED 220V DC red | 297 | 1 | Z9 | 10
3SB6407-1BA30-1AA0 |  | Illuminated module actuator component integrated LED 220V DC yellow | 297 | 1 | Z9 | 10
3SB6407-1BA40-1AA0 |  | Illuminated module actuator component integrated LED 220V DC green | 297 | 1 | Z9 | 10
3SB6407-1BA50-1AA0 |  | Illuminated module actuator component integrated LED 220V DC blue | 297 | 1 | Z9 | 10
3SB6407-1BA60-1AA0 |  | Illuminated module actuator component integrated LED 220V DC white | 297 | 1 | Z9 | 10
3SB6408-1BA20-1AA0 |  | Illuminated module actuator component integrated LED 380V AC red | 297 | 1 | Z9 | 10
3SB6408-1BA30-1AA0 |  | Illuminated module actuator component integrated LED 380V AC yellow | 297 | 1 | Z9 | 10
3SB6408-1BA40-1AA0 |  | Illuminated module actuator component integrated LED 380V AC green | 297 | 1 | Z9 | 10
3SB6408-1BA50-1AA0 |  | Illuminated module actuator component integrated LED 380V AC blue | 297 | 1 | Z9 | 10
3SB6408-1BA60-1AA0 |  | Illuminated module actuator component integrated LED 380V AC white | 297 | 1 | Z9 | 10
3SB6811-0AA10-0BA0 |  | Empty enclosure for pushbutton 1 command point gray | 315 | 1 | Z9 | 1
3SB6811-0AA20-0BA0 |  | Empty enclosure for pushbutton 1 command point with yellow top | 315 | 1 | Z9 | 1
3SB6812-0AA10-0BA0 |  | Empty enclosure for pushbutton 2 command point gray | 340 | 1 | Z9 | 1
3SB6813-0AA10-0BA0 |  | Empty enclosure for pushbutton 3 command point gray | 421 | 1 | Z9 | 1
3SB6814-0AA10-0BA0 |  | Empty enclosure for pushbutton 4 command point gray | 575 | 1 | Z9 | 1
3SB6815-0AA10-0BA0 |  | Empty enclosure for pushbutton 5 command point gray | 834 | 1 | Z9 | 1
3SB6900-0AV60 |  | Accessory / spare part round, 22 mm: blanking plug for 22 mm holes | 69.7 | 1 | Z9 | 1
3SB6900-0BC |  | Accessory / spare part round, 22 mm: protective caps for flat and raised pusbuttons | 69.7 | 1 | Z9 | 1
3SB6900-0BJ |  | Accessory / spare part round, 22 mm: protective caps for twin pushbuttons | 103 | 1 | Z9 | 1
3SB6900-0GC |  | Accessory / spare part round, 22 mm: yellow name plate, 60 mm for E-stop pushbutton with "emergency stop" | 82.6 | 1 | Z9 | 1
3SB6900-0GF |  | Accessory / spare part round, 22 mm: yellow name plate, 90 mm for E-stop pushbutton with "emergency stop" | 82.6 | 1 | Z9 | 1
3SB6900-0HA |  | Accessory / spare part round, 22 mm: label Holder for inscription actuator/indicator label size 25 X 10 mm | 12.7 | 1 | Z9 | 1
3SB6900-0HB |  | Accessory / spare part round, 22 mm: label Holder for inscription actuator/indicator label size 25 X 18 mm | 12.7 | 1 | Z9 | 1
3SB6900-0NA |  | Accessory / spare part round, 22 mm: insert label for indicator with description "start" | 19.9 | 1 | Z9 | 1
3SB6900-0NB |  | Accessory / spare part round, 22 mm: insert label for indicator with description "stop" | 19.9 | 1 | Z9 | 100
3SB6900-0NC |  | Accessory / spare part round, 22 mm: insert label for indicator with description "on" | 19.9 | 1 | Z9 | 100
3SB6900-0ND |  | Accessory / spare part round, 22 mm: insert label for indicator with description "off" | 19.9 | 1 | Z9 | 100
3SB6900-0NE |  | Accessory / spare part round, 22 mm: insert label for indicator with description "up" | 19.9 | 1 | Z9 | 100
3SB6900-0NF |  | Accessory / spare part round, 22 mm: insert label for indicator with description "down" | 19.9 | 1 | Z9 | 100
3SB6900-0NG |  | Accessory / spare part round, 22 mm: insert label for indicator with description "open" | 19.9 | 1 | Z9 | 100
3SB6900-0NH |  | Accessory / spare part round, 22 mm: insert label for indicator with description "close" | 19.9 | 1 | Z9 | 100
3SB6900-0NJ |  | Accessory / spare part round, 22 mm: insert label for indicator with description "reset" | 19.9 | 1 | Z9 | 100
3SB6900-0NK |  | Accessory / spare part round, 22 mm: insert label for indicator with description "auto" | 19.9 | 1 | Z9 | 100
3SB6900-0NL |  | Accessory / spare part round, 22 mm: insert label for indicator with standard symbol "O" | 19.9 | 1 | Z9 | 100
3SB6900-0NM |  | Accessory / spare part round, 22 mm: insert label for indicator with standard symbol "I" | 19.9 | 1 | Z9 | 100
3SB6900-0NN |  | Accessory / spare part round, 22 mm: insert label for indicator with standard symbol "II" | 19.9 | 1 | Z9 | 100
3SB6900-0NP |  | Accessory / spare part round, 22 mm: insert label for indicator with ISO symbol "-->" | 19.9 | 1 | Z9 | 100
3SB6900-0NQ |  | Accessory / spare part round, 22 mm: insert label for indicator with ISO symbol "I" | 19.9 | 1 | Z9 | 100
3SB6900-0NR |  | Accessory / spare part round, 22 mm: insert label for indicator with ISO symbol "O" | 19.9 | 1 | Z9 | 100
3SB6900-0PG |  | Accessory / spare part round, 22 mm: insert label for indicator blank | 19.9 | 1 | Z9 | 100
3SB6901-0GH20 |  | Accessory / spare part round, 22 mm: lens for compact pilot light red | 34.2 | 1 | Z9 | 50
3SB6901-0GH30 |  | Accessory / spare part round, 22 mm: lens for compact pilot light yellow | 34.2 | 1 | Z9 | 50
3SB6901-0GH40 |  | Accessory / spare part round, 22 mm: lens for compact pilot light green | 34.2 | 1 | Z9 | 1
3SB6901-0GH50 |  | Accessory / spare part round, 22 mm: lens for compact pilot light blue | 34.2 | 1 | Z9 | 50
3SB6901-0GH60 |  | Accessory / spare part round, 22 mm: lens for compact pilot light white | 34.2 | 1 | Z9 | 50
3SE2243-0XX |  | Safety position switch with separate actuator Molded-plastic enclosure lateral and face-end Slow-action contacts 1 NO+2 NC, 3 x (M20 x 1.5) Pull-out force 30 N Supplied without actuator | 1280 | 1 | Z9 | 1
3SE2243-0XX18 |  | Safety position switch with separate actuator Molded-plastic enclosure, lateral and face-end operation Slow-action contacts 1 NO+2 NC, 3 x (M16 x 1.5) Pull-out force 30 N Supplied without actuator | 1230 | 1 | Z9 | 1
3SE2243-0XX30 |  | Safety position switch with separate actuator Molded-plastic enclosure lateral and face-end Slow-action contacts 1 NO+2 NC, 3 x (M20 x 1.5) with automatic ejection Supplied without actuator | 1280 | 1 | Z9 | 1
3SE2243-0XX40 |  | Safety position switch with separate actuator Molded-plastic enclosure lateral and face-end Slow-action contacts 1 NO+2 NC, 3 x (M20 x 1.5) Pull-out force 5 N Supplied without actuator | 1230 | 1 | Z9 | 1
3SE2257-6XX |  | safety position switch with separate actuator plastic, short enclosure, 3x(M20x1.5), lateral and face-end operation, slow-action contacts 1 NC pull-out force 30 N, supplied without actuator | 1120 | 1 | Z9 | 1
3SE2257-6XX40 |  | Safety position switch with separate actuator Molded-plastic-encapsulated short enclosure, 3x(M20x1.5) lateral and face-end operation slow-action contact 1 NC, Pull-out force 5 N Supplied without actuator | 1080 | 1 | Z9 | 1
3SE2283-0GA43 |  | Hinge switch Molded-plastic enclosure with aluminum hinge 1 NO/2 NC, Slow-action contacts for 40 mm profiles Supplied with additional hinge and fixing material Actuating angle 4Â° | 5520 | 1 | Z9 | 1
3SE2283-0GA44 |  | hinge switch molded-plastic enclosure with stainless steel hinge, 2 NC contacts/1 NO contact, for 40 mm profiles, supplied with additional hinge and fixing accessories, actuating angle 4Â° | 8260 | 1 | Z9 | 1
3SE2283-0GA53 |  | Hinge switch Molded-plastic enclosure with aluminum hinge 1 NO/2 NC slow-action contacts for 40 mm profiles Actuating angle 8Â° Supplied with additional hinge and fixing material | 5520 | 1 | Z9 | 1
3SE2283-6GA43 |  | Hinge switch Molded-plastic enclosure with aluminum hinge 3xNC, Slow-action contacts for 40 mm profiles Supplied with additional hinge and fixing material Cable entry 2 x M20 x 1.5 Actuating angle 4Â° | 5520 | 1 | Z9 | 1
3SE2283-6GA53 |  | Hinge switch Molded-plastic enclosure with aluminum hinge 3xNC, Slow-action contacts for 40 mm profiles Supplied with additional hinge and fixing material Cable entry 2 x M20 x 1.5 Actuating angle 8Â° | 5520 | 1 | Z9 | 1
3SE2902-0AA20 |  | Momentary-contact foot switch, 1-pedal With cover, without latching Metal enclosure IP65, 1 NO+1 NC, cable entry M20 x 1.5 | 4860 | 1 | Z9 | 1
3SE2902-0AB20 |  | Momentary-contact foot switch, 1-pedal, without cover, without latching, Metal enclosure IP65, 1 NO + 1 NC, Cable entry M20 x 1.5 | 3360 | 1 | Z9 | 1
3SE2903-1AA20 |  | Momentary-contact foot switch, 1-pedal, with cover, without latching, Metal enclosure IP65, 2 NO+2 NC, Cable entry M20 x 1.5 | 5080 | 1 | Z9 | 1
3SE2903-1AB20 |  | Momentary-contact foot switch, 1-pedal without cover, without latching Metal enclosure IP65, 2 NO+2 NC, Cable entry M20 x 1.5 | 3440 | 1 | Z9 | 1
3SE2912-2AA20 |  | Foot switch, 1-pedal with cover, with latching Metal enclosure IP65, 1 NO+1 NC, Cable entry M20 x 1.5 | 5910 | 1 | Z9 | 1
3SE2912-2AB20 |  | Foot switch, 1-pedal without cover, with latching Metal enclosure IP65, 1 NO+1 NC, Cable entry M20 x 1.5 | 4860 | 1 | Z9 | 1
3SE2924-3AA20 |  | safety foot switch 1-pedal, with protective cover, IP65, with interlock function, 2 NO+2 NC, NO contact, closes as pushbutton, NC contact, opens with simultaneous latching (safety function), cable entry M20 x 1.5 | 8430 | 1 | Z9 | 1
3SE2932-0AA20 |  | momentary-contact foot switch, 2-pedal with cover, without latching, metal enclosure IP65, cable entry M25 x 1.5 slow-action contacts 1 NO+1 NC per pedal | 7100 | 1 | Z9 | 1
3SE2932-0AB20 |  | momentary-contact foot switch, 2-pedal without cover, without latching, metal enclosure IP65, cable entry M25 x 1.5 slow-action contacts 1 NO+1 NC per pedal | 5500 | 1 | Z9 | 1
3SE2932-1AA20 |  | momentary-contact foot switch, 2-pedal with cover, without latching, metal enclosure IP65, cable entry M25 x 1.5 slow-action contacts 2 NO+2 NC per pedal | 8280 | 1 | Z9 | 1
3SE2932-1AB20 |  | momentary-contact foot switch, 2-pedal without cover, without latching, metal enclosure IP65, cable entry M25 x 1.5 slow-action contacts 2 NO+2 NC per pedal | 5870 | 1 | Z9 | 1
3SE3902-4CB20 |  | Foot switch molded-plastic enclosure Pedal switch 1-pedal without cover, 1 change-over contact | 1930 | 1 | Z9 | 1
3SE3934-5CB20 |  | Pedal switch 2 change-over contacts 2-pedal, without protective cover | 4670 | 1 | Z9 | 1
3SE3982-0K |  | accessories, contact block 6 A, 1 NO+1 NC, replacement for momentary-contact foot switch 3SE2902-1A.20 and 3SE2903-1A.20 | 890 | 1 | Z9 | 1
3SE3982-0L |  | accessories: contact block 16 A, 1 NO+1 NC, replacement for momentary-contact foot switch 3SE2902-0A.20 and 3SE2932-0A.20 | 841 | 1 | Z9 | 1
3SE3982-7J |  | accessory: contact block 1 NO+1 NC replacement for momentary-contact foot switch 3SE2924-3AA20 | 1730 | 1 | Z9 | 1
3SE5000-0AA01 |  | twist lever for position switch 3SE51 Metal lever Form A 27 mm long, Step 9 mm with plastic roller 19 mm according to EN 50041 | 133 | 1 | Z9 | 1
3SE5000-0AA01-1AJ0 |  | twist lever for position switch 3SE51 Metal lever 27 mm long, Form A with plastic roller 19 mm functional at -40 Â°C | 201 | 1 | Z9 | 1
3SE5000-0AA02 |  | twist lever for position switch 3SE51 Metal lever Form A 27 mm long, Step 9 mm with Stainless steel roller 19 mm | 379 | 1 | Z9 | 1
3SE5000-0AA03 |  | twist lever for position switch 3SE51 metal lever 27 mm long, Step 9 mm with Ball bearing roller 19 mm | 596 | 1 | Z9 | 1
3SE5000-0AA04 |  | twist lever for position switch 3SE51 metal lever 27 mm long, Step 9 mm with 2 plastic rollers 19 mm | 267 | 1 | Z9 | 1
3SE5000-0AA05 |  | twist lever for position switch 3SE51 metal lever 27 mm long, Step 9 mm with Plastic roller 30 mm | 244 | 1 | Z9 | 1
3SE5000-0AA07 |  | twist lever for position switch 3SE51 metal lever 27 mm long, Step 9 mm with Plastic roller 50 mm | 288 | 1 | Z9 | 1
3SE5000-0AA08 |  | twist lever for position switch 3SE51 metal lever 27 mm long, Step 9 mm with Rubber roller 50 mm | 288 | 1 | Z9 | 1
3SE5000-0AA11 |  | twist lever for position switch 3SE51 Stainless steel lever, Form A 27 mm long, Step 9 mm with plastic roller 19 mm according to EN 50041 | 203 | 1 | Z9 | 1
3SE5000-0AA11-1AJ0 |  | twist lever for position switch 3SE51 Stainless steel lever, Form A 27 mm long with plastic roller 19 mm functional at -40 Â°C | 272 | 1 | Z9 | 1
3SE5000-0AA12 |  | twist lever for position switch 3SE51 Stainless steel lever, Form A 27 mm long, Step 9 mm with stainless steel roller 19 mm according to EN 50041 | 443 | 1 | Z9 | 1
3SE5000-0AA15 |  | twist lever for position switch 3SE51 metal lever 35 mm long, Step 9 mm with plastic roller 19 mm | 206 | 1 | Z9 | 1
3SE5000-0AA16 |  | twist lever for position switch 3SE51 Stainless steel lever 35 mm long, Step 9 mm with plastic roller 19 mm | 276 | 1 | Z9 | 1
3SE5000-0AA21 |  | twist lever for position switch 3SE52 Metal lever, Form A 21 mm long plastic roller 19 mm according to EN 50047 | 102 | 1 | Z9 | 1
3SE5000-0AA21-1AJ0 |  | twist lever for position switch 3SE52 Metal lever, 21 mm long plastic roller 19 mm functional at -40 Â°C | 168 | 1 | Z9 | 1
3SE5000-0AA22 |  | twist lever for position switch 3SE52 Metal lever, Form A 21 mm long Stainless steel roller 19 mm according to EN 50047 | 347 | 1 | Z9 | 1
3SE5000-0AA23 |  | twist lever for position switch 3SE52 Metal lever, 21 mm long Ball bearing roller 19 mm made of stainless steel | 566 | 1 | Z9 | 1
3SE5000-0AA24 |  | twist lever for position switch 3SE51/52 Metal lever, 30 mm long with plastic roller 19 mm Roller on cover Rotated by 180Â° Rear of lever mountable | 150 | 1 | Z9 | 1
3SE5000-0AA25 |  | twist lever for position switch 3SE52 Metal lever, 21 mm long Plastic roller 30 mm | 217 | 1 | Z9 | 1
3SE5000-0AA26 |  | twist lever for position switch 3SE51/52 Metal lever, 30 mm long with Plastic roller 30 mm Roller can be mounted on cover Rotated by 180Â° Rear of lever mountable | 263 | 1 | Z9 | 1
3SE5000-0AA31 |  | twist lever for position switch 3SE52 Stainless steel lever 21 mm long plastic roller 19 mm according to EN 50047 | 174 | 1 | Z9 | 1
3SE5000-0AA31-1AJ0 |  | rotary handle for position switch 3SE52 stainless steel lever 21 mm long, plastic roller 19 mm functional at -40 Â°C | 235 | 1 | Z9 | 1
3SE5000-0AA32 |  | twist lever for position switch 3SE52 Stainless steel lever 21 mm long Form A with stainless steel roller 19 mm according to EN 50047 | 418 | 1 | Z9 | 1
3SE5000-0AA32-1AJ0 |  | twist lever for position switch 3SE52 Stainless steel lever 21 mm long Form A with stainless steel roller 19 mm according to EN 50047, functional at -40 Â°C | 498 | 1 | Z9 | 1
3SE5000-0AA50 |  | Adjustable-length Twist lever for position switch 3SE51/52 Metal lever 100 mm long Plastic roller 19 mm | 221 | 1 | Z9 | 1
3SE5000-0AA51 |  | Adjustable-length Twist lever for position switch 3SE51/52 Metal lever 100 mm long Stainless steel roller 19 mm | 463 | 1 | Z9 | 1
3SE5000-0AA52 |  | Adjustable-length Twist lever for position switch 3SE51/52 Stainless steel lever 100 mm long with stainless steel terminal plastic roller 19 mm | 290 | 1 | Z9 | 1
3SE5000-0AA53 |  | Adjustable-length Twist lever for position switch 3SE51/52 Stainless steel lever 100 mm long with stainless steel terminal Stainless steel roller 19 mm | 530 | 1 | Z9 | 1
3SE5000-0AA55 |  | Adjustable-length Twist lever for position switch 3SE51/52 Metal lever 100 mm long Plastic roller 30 mm | 333 | 1 | Z9 | 1
3SE5000-0AA56 |  | Bent, adjustable-length twist lever for Position switch 3SE51 with plastic roller 22 mm including adapter and screw | 888 | 1 | Z9 | 1
3SE5000-0AA57 |  | Adjustable-length Twist lever for position switch 3SE51/52 Metal lever 100 mm long Plastic roller 50 mm | 363 | 1 | Z9 | 1
3SE5000-0AA58 |  | Adjustable-length Twist lever for position switch 3SE51/52 Metal lever 100 mm long Rubber roller 50 mm | 363 | 1 | Z9 | 1
3SE5000-0AA60 |  | Adjustable-length Twist lever for position switch 3SE51/52 Metal lever 100 mm long Positive fit (grid hole) plastic roller 19 mm | 288 | 1 | Z9 | 1
3SE5000-0AA60-1AJ0 |  | Adjustable-length Twist lever for position switch 3SE51/52 Metal lever 100 mm long Positive fit (grid hole) plastic roller 19 mm | 349 | 1 | Z9 | 1
3SE5000-0AA61 |  | Adjustable-length Twist lever for position switch 3SE51/52 Metal lever 100 mm long Positive fit (grid hole) Stainless steel roller 19 mm | 527 | 1 | Z9 | 1
3SE5000-0AA62 |  | Adjustable-length Twist lever for position switch 3SE51/52 Stainless steel lever 100 mm long with stainless steel terminal Positive fit (grid hole) plastic roller 19 mm | 356 | 1 | Z9 | 1
3SE5000-0AA62-1AJ0 |  | Adjustable-length Twist lever for position switch 3SE51/52 Stainless steel lever 100 mm long Positive fit (grid hole) plastic roller 19 mm functional at -40 Â°C | 420 | 1 | Z9 | 1
3SE5000-0AA63 |  | Adjustable-length Twist lever for position switch 3SE51/52 Stainless steel lever 100 mm long with stainless steel terminal Positive fit (grid hole) Stainless steel roller 19 mm | 598 | 1 | Z9 | 1
3SE5000-0AA67 |  | Adjustable-length Twist lever for position switch 3SE51/52 Metal lever 100 mm long Positive fit (grid hole) Plastic roller 50 mm | 431 | 1 | Z9 | 1
3SE5000-0AA68 |  | Adjustable-length Twist lever for position switch 3SE51/52 Metal lever 100 mm long Positive fit (grid hole) Rubber roller 50 mm | 431 | 1 | Z9 | 1
3SE5000-0AA70 |  | Adjustable-length Twist lever without roller for position switch 3SE51/52 Metal lever 100 mm long | 189 | 1 | Z9 | 1
3SE5000-0AA80 |  | twist lever for position switch 3SE51/52 Aluminum rod 200 mm, Form D Diameter 6 mm with terminal according to EN 50041 | 274 | 1 | Z9 | 1
3SE5000-0AA81 |  | twist lever for position switch 3SE51/52 Spring rod 200 mm, Form D Diameter 6 mm with terminal according to EN 50041 | 358 | 1 | Z9 | 1
3SE5000-0AA82 |  | twist lever for position switch 3SE51/52 Plastic rod 200 mm, Form D Diameter 6 mm with terminal according to EN 50041 | 310 | 1 | Z9 | 1
3SE5000-0AA83 |  | twist lever for position switch 3SE51/52 Plastic rod 330 mm Diameter 6 mm with terminal | 450 | 1 | Z9 | 1
3SE5000-0AB01 |  | actuator head for position switch 3SE51/52, plain plunger made of stainless steel | 198 | 1 | Z9 | 1
3SE5000-0AC02 |  | Actuator head for position switch 3SE51/52 Rounded plunger, Form B made of stainless steel with 3 mm overtravel according to EN 50041 | 539 | 1 | Z9 | 1
3SE5000-0AC02-1AJ0 |  | Actuator head for position switch 3SE51 Rounded plunger with 3 mm overtravel stainless steel plunger functional at -40 Â°C | 611 | 1 | Z9 | 1
3SE5000-0AC03 |  | actuator head plastic for position switch 3SE5132 rounded plunger, form B made of plastic according to EN 50041 | 263 | 1 | Z9 | 1
3SE5000-0AC03-1AJ0 |  | Actuator head for position switch 3SE5132 Rounded plunger with 3 mm overtravel Plastic plunger functional at -40 Â°C | 673 | 1 | Z9 | 1
3SE5000-0AC30 |  | protective cover, accessories for position switch according to EN 50047/metal and plastic for protection of rounded plunger made of plastic | 110 | 1 | Z9 | 1
3SE5000-0AD02 |  | Actuator head for position switch 3SE51/52 Roller plunger, Form C, with Stainless steel roller 13 mm according to EN 50041, with 3 mm overtravel | 685 | 1 | Z9 | 1
3SE5000-0AD02-1AJ0 |  | Actuator head for position switch 3SE51 Roller plunger with 3 mm overtravel Stainless steel roller 13 mm functional at -40 Â°C | 771 | 1 | Z9 | 1
3SE5000-0AD03 |  | Actuator head for position switch 3SE51/52 Roller plunger, Form C, with Plastic roller 10 mm according to EN 50047 | 154 | 1 | Z9 | 1
3SE5000-0AD03-1AJ0 |  | Actuator head for position switch 3SE51/52 Roller plunger with Plastic roller 10 mm functional at -40 Â°C | 226 | 1 | Z9 | 1
3SE5000-0AD04 |  | Actuator head for position switch 3SE51/52 Roller plunger, Form C, with Stainless steel roller 10 mm according to EN 50047 | 402 | 1 | Z9 | 1
3SE5000-0AD05 |  | Actuator head plastic for position switch 3SE5132 Roller plunger, Form C, with Plastic roller 13 mm according to EN 50041 | 313 | 1 | Z9 | 1
3SE5000-0AD05-1AJ0 |  | Actuator head for position switch 3SE5132 Roller plunger Plastic roller 13 mm functional at -40 Â°C | 757 | 1 | Z9 | 1
3SE5000-0AD06 |  | Actuator head plastic for position switch 3SE5132 Roller plunger, Form C, with Stainless steel roller 13 mm according to EN 50041 | 564 | 1 | Z9 | 1
3SE5000-0AD10 |  | Actuator head for position switch 3SE51/52 Roller plunger with Plastic roller 10 mm with central mounting | 322 | 1 | Z9 | 1
3SE5000-0AD11 |  | Actuator head for position switch 3SE51/52 Roller plunger with Stainless steel roller 10 mm with central mounting | 573 | 1 | Z9 | 1
3SE5000-0AE01 |  | Actuator head for position switch 3SE51 Roller lever Metal lever and Plastic roller 22 mm | 472 | 1 | Z9 | 1
3SE5000-0AE01-1AJ0 |  | Actuator head for position switch 3SE51 Roller lever metal lever with plastic roller 22 mm functional at -40 Â°C | 548 | 1 | Z9 | 1
3SE5000-0AE02 |  | Actuator head for position switch 3SE51/52 Roller lever Metal lever and Stainless steel roller 22 mm | 719 | 1 | Z9 | 1
3SE5000-0AE03 |  | Actuator head for position switch 3SE51 Roller lever Stainless steel lever and Plastic roller 22 mm | 598 | 1 | Z9 | 1
3SE5000-0AE03-1AJ0 |  | Actuator head for position switch 3SE51 Roller lever stainless steel lever with plastic roller 22 mm functional at -40 Â°C | 673 | 1 | Z9 | 1
3SE5000-0AE04 |  | Actuator head for position switch 3SE51 Roller lever Stainless steel lever and Stainless steel roller 22 mm | 844 | 1 | Z9 | 1
3SE5000-0AE05 |  | Actuator head for position switch 3SE51/52 EN 50041, Roller lever Metal lever and Plastic roller 22 mm | 406 | 1 | Z9 | 1
3SE5000-0AE05-1AJ0 |  | Actuator head for position switch 3SE5132 Roller lever metal lever, with plastic roller 22 mm functional at -40 Â°C | 819 | 1 | Z9 | 1
3SE5000-0AE10 |  | Actuator head for position switch 3SE51/52 Roller lever, Form E, with Metal lever and Plastic roller 13 mm according to EN 50047 | 244 | 1 | Z9 | 1
3SE5000-0AE10-1AJ0 |  | Actuator head for position switch 3SE52 Roller lever made of metal with Plastic roller 13 mm functional at -40 Â°C | 320 | 1 | Z9 | 1
3SE5000-0AE11 |  | Actuator head for position switch 3SE51/52 Roller lever, Form E, with Metal lever and Stainless steel roller 13 mm according to EN 50047 | 498 | 1 | Z9 | 1
3SE5000-0AE12 |  | Actuator head for position switch 3SE51/52 Roller lever, Form E, with Stainless steel lever and Plastic roller 13 mm according to EN 50047 | 368 | 1 | Z9 | 1
3SE5000-0AE12-1AJ0 |  | Actuator head for position switch 3SE52 Roller lever made of stainless steel with Plastic roller 13 mm functional at -40 Â°C | 443 | 1 | Z9 | 1
3SE5000-0AE13 |  | actuator head for position switch 3SE51/52 roller lever, shape E, with stainless steel lever and stainless steel roller 13 mm according to EN 50047 | 616 | 1 | Z9 | 1
3SE5000-0AE13-1AJ0 |  | actuator head for position switch 3SE51/52 roller lever, shape E, with stainless steel lever and stainless steel roller 13 mm according to EN 50047 suitable for -40 degrees | 700 | 1 | Z9 | 1
3SE5000-0AF01 |  | Actuator head for position switch 3SE51/52 Angular roller lever Metal lever with Plastic roller 22 mm | 472 | 1 | Z9 | 1
3SE5000-0AF01-1AJ0 |  | Actuator head for position switch 3SE51 Angular roller lever, metal lever with plastic roller 22 mm functional at -40 Â°C | 548 | 1 | Z9 | 1
3SE5000-0AF02 |  | Actuator head for position switch 3SE51/52 Angular roller lever Metal lever with Stainless steel roller 22 mm | 719 | 1 | Z9 | 1
3SE5000-0AF03 |  | Actuator head for position switch 3SE51 Angular roller lever Stainless steel lever with Plastic roller 22 mm | 598 | 1 | Z9 | 1
3SE5000-0AF03-1AJ0 |  | actuator head for position switch 3SE51 angular roller lever stainless steel lever with plastic roller 22 mm functional at -40 Â°C | 673 | 1 | Z9 | 1
3SE5000-0AF04 |  | Actuator head for position switch 3SE51 Angular roller lever Stainless steel lever with Stainless steel roller 22 mm | 844 | 1 | Z9 | 1
3SE5000-0AF05 |  | Actuator head for position switch 3SE51/52 EN 50041, Angular roller lever Metal lever with Plastic roller 22 mm | 406 | 1 | Z9 | 1
3SE5000-0AF10 |  | Actuator head for position switch 3SE51/52 Angular roller lever Metal lever with Plastic roller 13 mm | 244 | 1 | Z9 | 1
3SE5000-0AF10-1AJ0 |  | Actuator head for position switch 3SE52 Angular roller lever Metal lever with Plastic roller 13 mm functional at -40 Â°C | 320 | 1 | Z9 | 1
3SE5000-0AF11 |  | Actuator head for position switch 3SE51/52 Angular roller lever Metal lever with Stainless steel roller 13 mm | 500 | 1 | Z9 | 1
3SE5000-0AF12 |  | Actuator head for position switch 3SE51/52 Angular roller lever Stainless steel lever with Plastic roller 13 mm | 368 | 1 | Z9 | 1
3SE5000-0AF12-1AJ0 |  | Actuator head for position switch 3SE52 Angular roller lever Stainless steel lever with Plastic roller 13 mm functional at -40 Â°C | 443 | 1 | Z9 | 1
3SE5000-0AF13 |  | Actuator head for position switch 3SE51/52 Angular roller lever Stainless steel lever with Stainless steel roller 13 mm | 618 | 1 | Z9 | 1
3SE5000-0AH00 |  | Pivoting lever drive (Please order lever separately) for position switch 3SE51/3SF11, for 40/56/56XL mm, Switch points according to EN 50041. The switching direction the lever is on left / right or left only or only to the right. Delivery state ist right / left. | 502 | 1 | Z9 | 1
3SE5000-0AH00-1AJ0 |  | Twist lever operating mechanism Functional at -40 Â°C For position switch 3SE51 For 40/56/56XL mm, Switching points according to EN 50041. The switching direction of the levers can be set to left/right or only left or only right. Delivery condition is left/right. (Please order lever separately) | 580 | 1 | Z9 | 1
3SE5000-0AK00 |  | Pivoting lever drive (Please order lever separately) for position switch 3SE52/3SF12 fÃ¼r 31/50 mm, Switch points according to EN 50047. The switching direction the lever is on left / right or left only or only to the right. Delivery state ist right / left. | 182 | 1 | Z9 | 1
3SE5000-0AK00-1AJ0 |  | Pivoting lever drive functional at -40 Â°C for position switch 3SE52, for 31/50 mm, Switch points according to EN 50047. The switching direction the lever is on left / right or left only or only to the right. Delivery state ist right / left. (Please order lever separately) | 246 | 1 | Z9 | 1
3SE5000-0AR01 |  | Actuator head: spring rod for position switches 3SE51/52 only with snap-action contacts, total length 142.5 mm, Plunger = 50 mm, Plunger = 50 mm, made of plastic | 466 | 1 | Z9 | 1
3SE5000-0AR02 |  | Actuator head: spring rod for position switches 3SE51/52, only with snap-action contacts, total length 142.5 mm spring = 50 mm, plunger = 50 mm, made of stainless steel | 726 | 1 | Z9 | 1
3SE5000-0AR03 |  | Actuator head: spring rod for position switches 3SE51/52, only with snap-action contacts, total length 76 mm, spring= 23.5 mm, plunger = 10 mm, made of plastic | 600 | 1 | Z9 | 1
3SE5000-0AR04 |  | Actuator head: spring rod for position switches 3SE51/52 only with snap-action contacts, total length 242.5 mm, Plunger = 150 mm, Plunger = 50 mm, made of plastic | 598 | 1 | Z9 | 1
3SE5000-0AT01 |  | Fork lever for position switch 3SE51 2 x lever made of metal with one plastic roller 19 mm each for actuator head 3SE5000-0AT10 | 541 | 1 | Z9 | 1
3SE5000-0AT02 |  | Fork lever for position switch 3SE51 2 x lever made of metal with one stainlesl steel roller 19 mm each for actuator head 3SE5000-0AT10 | 1030 | 1 | Z9 | 1
3SE5000-0AT03 |  | Fork lever for position switch 3SE51 2 x lever made of stainless steel with one plastic roller 19 mm each for actuator head 3SE5000-0AT10 | 605 | 1 | Z9 | 1
3SE5000-0AT04 |  | Fork lever for position switch 3SE51 2 x lever made of stainless steel with one stainlesl steel roller 19 mm each for actuator head 3SE5000-0AT10 | 1110 | 1 | Z9 | 1
3SE5000-0AT10 |  | part-turn actuator (without lever), right or left switching, adjustable, for fork lever with two rollers for all enclosures, only for snap-action contacts | 1050 | 1 | Z9 | 1
3SE5000-0AU21 |  | Actuator head for hinge switch made of plastic with hollow shaft Diameter = 8 mm and actuating angle 10Â° | 539 | 1 | Z9 | 1
3SE5000-0AU22 |  | Actuator head for hinge switch made of plastic with solid shaft Diameter = 10 mm and actuating angle 10Â° | 539 | 1 | Z9 | 1
3SE5000-0AV01 |  | separate standard actuator made of zinc die-casting for safety position switch with tumbler 3SE5312/3SE5322 and AS-i 3SF13 and safety position switch with separate actuator 3SE51/3SE52 and AS-i 3SF11/3SF12 | 159 | 1 | Z9 | 1
3SE5000-0AV02 |  | Separate actuator, with vertical fixing for position switch with tumbler 3SE5312/3SE5322 and AS-i 3SF13 and position switch with separate actuator 3SE51/3SE52 and AS-i 3SF11/3SF12 | 182 | 1 | Z9 | 1
3SE5000-0AV03 |  | Separate actuator, with transverse mounting for position switch with tumbler 3SE5312/3SE5322 and AS-i 3SF13 and position switch with separate actuator 3SE51/3SE52 and AS-i 3SF11/3SF12 | 182 | 1 | Z9 | 1
3SE5000-0AV04 |  | Separate actuator, radius actuator left for position switch with tumbler 3SE5312/3SE5322 and AS-i 3SF13 and position switch with separate actuator 3SE51/3SE52 and AS-i 3SF11/3SF12 | 781 | 1 | Z9 | 1
3SE5000-0AV05 |  | Separate actuator, universal radius actuator for position switch with tumbler 3SE5312/3SE5322 and AS-i 3SF13 and position switch with separate actuator 3SE51/3SE52 and AS-i 3SF11/3SF12 | 833 | 1 | Z9 | 1
3SE5000-0AV05-1AA6 |  | Separate actuator Universal radius actuator with actuator tab rotated by 90Â° for position switch with tumbler 3SE5312/3SE5322 and AS-i 3SF13 and position switch with separate actuator 3SE51/3SE52 and AS-i 3SF11/3SF12 | 833 | 1 | Z9 | 1
3SE5000-0AV06 |  | separate actuator, radius actuator right for position switch with tumbler 3SE5312/3SE5322 and AS-i 3SF13 und position switch with separate actuator 3SE51/3SE52 and AS-i 3SF11/3SF12 | 781 | 1 | Z9 | 1
3SE5000-0AV07 |  | separate actuator, universal radius actuator 'heavy duty' version vertical and horizontal adjustable, length = 77 mm for position switch with tumbler 3SE5312/3SE5322 and AS-i 3SF13 und position switch with separate actuator 3SE51/3SE52 and AS-i with separate actuator 3SF11/3SF12 | 1820 | 1 | Z9 | 1
3SE5000-0AV07-1AK2 |  | Separate actuator, universal radius actuator 'HEAVY DUTY' version vertically and horizontally adjustable, length = 67 mm for position switch with tumbler 3SE5312/3SE5322 and AS-i 3SF13 position switch with separate actuator 3SE51/3SE52 and AS-i with separate actuator 3SF11/3SF12 | 1820 | 1 | Z9 | 1
3SE5000-0AV08-1AA2 |  | protective cover, accessory for position switch with tumbler 3SE53 and 3SF13 (with AS-i) and position switch with separate actuator 3SE51/3SF11 for protection against contamination of the actuator entries in black | 276 | 1 | Z9 | 1
3SE5000-0AV08-1AA3 |  | Blocking insert, accessory for Position switch with separate actuator, with and without tumbler 3SE51/2/3 and 3SF11/2/3 made of stainless steel sheet for 8 padlocks Shackle diameter max. 8.5 mm | 737 | 1 | Z9 | 1
3SE5000-0AW11 |  | standard actuator plastic 40 mm long, for position switch with separate actuator 3SE51/3SE52 and AS-i 3SF11/3SF12 | 92.7 | 1 | Z9 | 1
3SE5000-0AW51 |  | stainless steel actuator, Standard, geometry-optimized,suitable for extreme environmental conditions such as minus 40 degree with increased corrosion protection, for safety position switch 3SE53 and AS-i 3SF13 and safety position switch with separate actuator without tumbler 3SE51/52 and AS-i 3SF11/3SF12 | 808 | 1 | Z9 | 1
3SE5000-0AW52 |  | stainless steel actuator, with vertical fixing for extreme environmental conditions such as minus 40 degree with increased corrosion protection for safety position switch with tumbler 3SE5312/3SE5322 and AS-i 3SF13 und safety position switch with separate actuator without tumbler 3SE51/3SE52 and AS-i 3SF11/3SF12 | 826 | 1 | Z9 | 1
3SE5000-0AW53 |  | stainless steel actuator with transverse mounting for extreme environmental conditions such as minus 40 degree with increased corrosion protection for safety position switch with tumbler 3SE5312/3SE5322 and AS-i 3SF13 und safety position switch with separate actuator without tumbler 3SE51/3SE52 and AS-i, 3SF11/12 | 826 | 1 | Z9 | 1
3SE5000-0BA00 |  | Contact block for position switch 3SE51/52 1 NO/1 NC slow-action contact | 452 | 1 | Z9 | 1
3SE5000-0CA00 |  | Contact block for position switch 3SE51/52 1 NO/1 NC quick action contact | 425 | 1 | Z9 | 1
3SE5000-0CA00-1AC1 |  | Contact block for position switch 3SE51/52 1 NO/1 NC quick action contact gold-plated contacts | 1540 | 1 | Z9 | 1
3SE5000-0GA00 |  | Contact block for position switch 3SE51/52 1 NO/1 NC quick action contact 2 x 2 mm contact clearance | 498 | 1 | Z9 | 1
3SE5000-0KA00 |  | Switching element for position switch 3SE51/52 1 NO/2 NC slow-action contact | 507 | 1 | Z9 | 1
3SE5000-0LA00 |  | Contact block for position switch 3SE51/52 1 NO/2 NC quick action contact | 475 | 1 | Z9 | 1
3SE5000-0MA00 |  | Contact block for position switch 3SE51/52 1 NO/2 NC slow-action contact with make-before-break | 472 | 1 | Z9 | 1
3SE5000-0NA00 |  | Contact block for position switch 3SE51/52 1 NO/1 NC quick action contact Short stroke | 472 | 1 | Z9 | 1
3SE5000-0PA00 |  | Contact block for position switch 3SE51/52 2 NO/1 NC slow-action contact | 472 | 1 | Z9 | 1
3SE5050-0BA00 |  | Contact block IP20 for position switch 3SE5250 open type design 1 NO/1 NC slow-action contact | 452 | 1 | Z9 | 1
3SE5050-0CA00 |  | Contact block IP20 for position switch 3SE5250 open type design 1 NO/1 NC quick action contact | 425 | 1 | Z9 | 1
3SE5050-0GA00 |  | Contact block IP20 for position switch 3SE5250 open type design 1 NO/1 NC quick action contact 2 x 2 mm contact clearance | 497 | 1 | Z9 | 1
3SE5050-0NA00 |  | Contact block IP20 for position switch 3SE5250 open type design 1 NO/1 NC quick action contact Short stroke | 472 | 1 | Z9 | 1
3SE5060-0BA00 |  | Contact block for position switch 3SE5162 Mounting position on the right in the switch 1 NO/1 NC slow-action contact | 452 | 1 | Z9 | 1
3SE5060-0CA00 |  | Contact block for position switch 3SE5162 Mounting position on the right in the switch 1 NO/1 NC quick action contact | 425 | 1 | Z9 | 1
3SE5060-0MA00 |  | Contact block for position switch 3SE5162 Mounting position on the right in the switch 1 NO/2 NC slow-action contact with make-before-break | 472 | 1 | Z9 | 1
3SE5110-0AA00-1AG0 |  | Cover yellow for position switch metal 3SE51, enclosure, according to EN 50041 | 113 | 1 | Z9 | 1
3SE5110-1AA00 |  | LED cover for position switch Metal 3SE51 2 LEDs, yellow/green, 24 V DC Color turquoise | 602 | 1 | Z9 | 1
3SE5110-1AA00-1AG0 |  | LED cover yellow for position switch metal 3SE51, enclosure, according to EN 50041 2 LEDs, yellow/green, 24 V DC Color yellow | 602 | 1 | Z9 | 1
3SE5110-3AA00 |  | LED cover for position switch Metal 3SE51, with 2 LEDs, yellow/green, 230 V AC Color turquoise | 671 | 1 | Z9 | 1
3SE5110-3AA00-1AG0 |  | LED cover yellow for position switch metal 3SE51, enclosure, according to EN 50041 2 LEDs, yellow/green, 230 V AC | 671 | 1 | Z9 | 1
3SE5112-0AA00 |  | enclosure Metal, according to EN 50041 with cover, turquoise 1x (M20x 1.5) | 415 | 1 | Z9 | 1
3SE5112-0AA00-1CA0 |  | enclosure Metal, increased corrosion protection, EN 50041 with cover, turquoise 1x (M20x 1.5) | 530 | 1 | Z9 | 1
3SE5112-0BA00 |  | Basic switch for position switch 3SE51 Metal enclosure, according to EN 50041 1x (M20x 1.5) 1 NO/1 NC slow-action contacts without actuator head | 870 | 1 | Z9 | 1
3SE5112-0BA00-1CA0 |  | Basic switch with increased corrosion protection for position switch Metal enclosure, according to EN 50041 1x (M20 x 1.5) 1 NO/1 NC slow-action contacts without actuator head | 961 | 1 | Z9 | 1
3SE5112-0BB01 |  | Position switch Metal enclosure 40 mm according to EN 50041 Device connection 1x (M20 x 1.5) 1 NO/1 NC slow-action contacts Plain plunger, stainless steel | 1060 | 1 | Z9 | 1
3SE5112-0BC02 |  | Position switch Metal enclosure 40 mm according to EN 50041 Device connection 1x (M20 x 1.5) 1 NO/1 NC slow-action contacts Rounded plunger with 3 mm overtravel made of stainless steel | 1400 | 1 | Z9 | 1
3SE5112-0BD02 |  | Position switch Metal enclosure 40 mm according to EN 50041 Device connection 1x (M20 x 1.5) 1 NO/1 NC slow-action contacts Roller plunger with Stainless steel roller 13 mm | 1560 | 1 | Z9 | 1
3SE5112-0BE01 |  | Position switch Metal enclosure 40 mm according to EN 50041 Device connection 1x (M20 x 1.5) 1 NO/1 NC slow-action contacts Roller lever, Metal lever and Plastic roller 22 mm | 1340 | 1 | Z9 | 1
3SE5112-0BF01 |  | Position switch Metal enclosure 40 mm according to EN 50041 Device connection 1x (M20 x 1.5) 1 NO/1 NC slow-action contacts Angular roller lever and plastic roller 22 mm | 1340 | 1 | Z9 | 1
3SE5112-0BH01 |  | Position switch Metal enclosure 40 mm Twist lever, according to EN 50041 Device connection 1 x (M20 x 1.5) 1 NO/1 NC slow-action contacts Rotary actuator right/left adjustable, Metal lever 27 mm long and plastic roller 19 mm | 1500 | 1 | Z9 | 1
3SE5112-0BH02 |  | Position switch Metal enclosure 40 mm according to EN 50041 Device connection 1x (M20 x 1.5) 1 NO/1 NC slow-action contacts Rotary actuator right/left adjustable, Metal lever 27 mm long and stainless steel roller 19 mm | 1740 | 1 | Z9 | 1
3SE5112-0BH50 |  | Position switch Metal enclosure 40 mm according to EN 50041 Device connection 1x (M20 x 1.5) 1 NO/1 NC slow-action contacts Rotary actuator right/left adjustable with adjustable-length Metal lever 100 mm long and plastic roller 19 mm | 1590 | 1 | Z9 | 1
3SE5112-0BH60 |  | Position switch Metal enclosure 40 mm according to EN 50041 Device connection 1x (M20 x 1.5) 1 NO/1 NC slow-action contacts Rotary actuator right/left adjustable with adjustable-length Metal lever 100 mm long and with positive fit (grid hole) and plastic roller 19 mm | 1650 | 1 | Z9 | 1
3SE5112-0CA00 |  | basic switch for position switch 3SE51 metal enclosure, according to EN 50041, device connection 1 x (M20 x 1.5) 1 NO/1 NC quick action contacts without actuator head | 833 | 1 | Z9 | 1
3SE5112-0CA00-1AC1 |  | Basic switch for position switch 3SE51 Metal enclosure, according to EN 50041 Device connection 1 x (M20 x 1.5) 1 NO/1 NC quick action contacts without actuator head with gold-plated contacts | 1980 | 1 | Z9 | 1
3SE5112-0CA00-1AJ0 |  | Position switch Basic switch Metal, 40 mm, according to EN 50041 Increased corrosion protection Device connection 1 x (M20 x 1.5) 1 NO/1 NC quick action contacts functional at -40 Â°C Shock and vibration test according to EN 61373, Category 1B | 1190 | 1 | Z9 | 1
3SE5112-0CA00-1CA0 |  | Basic switch with increased corrosion protection for position switch Metal enclosure, according to EN 50041 Device connection 1 x (M20 x 1.5) 1 NO/1 NC quick action contacts without actuator head | 933 | 1 | Z9 | 1
3SE5112-0CB01 |  | Position switch Metal enclosure 40 mm according to EN 50041 Device connection 1x (M20 x 1.5) 1 NO/1 NC quick action contacts Plain plunger, stainless steel | 1030 | 1 | Z9 | 1
3SE5112-0CC02 |  | Position switch Metal enclosure 40 mm according to EN 50041 Device connection 1x (M20 x 1.5) 1 NO/1 NC quick action contacts Rounded plunger with 3 mm overtravel Stainless steel plunger | 1370 | 1 | Z9 | 1
3SE5112-0CC02-1AA7 |  | Position switch Metal enclosure 40 mm according to EN 50041 Device connection 1x (M20 x 1.5) 1 NO/1 NC quick action contacts Rounded plunger with 3 mm overtravel stainless steel plunger with increased actuating/restoring force 30 N only available as complete unit | 1490 | 1 | Z9 | 1
3SE5112-0CC02-1AJ0 |  | Position switch Metal enclosure 40 mm according to EN 50041 Device connection 1x (M20 x 1.5) 1 NO/1 NC quick action contacts with rounded plunger Stainless steel plunger with 3 mm Overtravel functional at -40 Â°C Shock and vibration test according to EN 61373, Category 1B | 1820 | 1 | Z9 | 1
3SE5112-0CD02 |  | position switch metal enclosure 40 mm according to DIN EN 50041, device connection 1x (M20 x 1.5) 1 NO/1 NC quick action contacts, roller plunger with 3 mm overtravel and stainless steel roller 13 mm | 1520 | 1 | Z9 | 1
3SE5112-0CD02-1AA7 |  | Position switch Metal enclosure 40 mm according to EN 50041 Roller plunger with Stainless steel roller 13 mm, 3 mm overtravel, 1 NO/1 NC quick action contacts, Device connection 1x (M20 x 1.5), actuating/restoring force 30 N only available as complete unit | 1650 | 1 | Z9 | 1
3SE5112-0CE01 |  | Position switch Metal enclosure 40 mm according to EN 50041 Device connection 1x (M20 x 1.5) 1 NO/1 NC quick action contacts Roller lever, Metal lever and Plastic roller 22 mm | 1310 | 1 | Z9 | 1
3SE5112-0CF01 |  | Position switch Metal enclosure 40 mm according to EN 50041 Device connection 1x (M20 x 1.5) 1 NO/1 NC quick action contacts Angular roller lever, metal lever and plastic roller 22 mm | 1310 | 1 | Z9 | 1
3SE5112-0CH01 |  | Position switch Metal enclosure 40 mm according to EN 50041 Device connection 1x (M20 x 1.5) 1 NO/1 NC quick action contacts Rotary actuator right/left adjustable, Metal lever 27 mm long and plastic roller 19 mm | 1470 | 1 | Z9 | 1
3SE5112-0CH02 |  | Position switch Metal enclosure 40 mm according to EN 50041 Device connection 1x (M20 x 1.5) 1 NO/1 NC quick action contacts Rotary actuator right/left adjustable, Metal lever 27 mm long and stainless steel roller 19 mm | 1720 | 1 | Z9 | 1
3SE5112-0CH03 |  | Position switch Metal enclosure 40 mm according to EN 50041 Device connection 1x (M20 x 1.5) 1 NO/1 NC quick action contacts Rotary actuator right/left adjustable, Metal lever 27 mm long, roller with ball bearing 19 mm | 1940 | 1 | Z9 | 1
3SE5112-0CH24 |  | Position switch Metal enclosure 40 mm according to EN 50041 Device connection 1x (M20 x 1.5) 1 NO/1 NC quick action contacts Rotary actuator right/left adjustable, Metal lever 30 mm long, straight with plastic roller 19 mm Roller can be mounted on cover (rotated by 180Â°, rear of lever) | 1490 | 1 | Z9 | 1
3SE5112-0CH50 |  | Position switch Metal enclosure 40 mm according to EN 50041 Device connection 1x (M20 x 1.5) 1 NO/1 NC quick action contacts Rotary actuator right/left adjustable with adjustable-length Metal lever 100 mm long and plastic roller 19 mm | 1550 | 1 | Z9 | 1
3SE5112-0CH51 |  | Position switch Metal enclosure 40 mm according to EN 50041 Device connection 1x (M20 x 1.5) 1 NO/1 NC quick action contacts Rotary actuator right/left adjustable with adjustable-length Metal lever 100 mm long and Stainless steel roller 19 mm | 1800 | 1 | Z9 | 1
3SE5112-0CH56-1AK8 |  | Position switch Metal enclosure 40 mm according to EN 50041 Device connection 1x (M20 x 1.5) 1 NO/1 NC quick action contacts Rotary actuator right/left adjustable, with angled adjustable-length metal lever and plastic roller 22 mm customized Head rotated by 270Â° | 2350 | 1 | Z9 | 1
3SE5112-0CH60 |  | Position switch Metal enclosure 40 mm according to EN 50041 Device connection 1x (M20 x 1.5) 1 NO/1 NC quick action contacts Rotary actuator right/left adjustable with adjustable-length Metal lever 100 mm long and with positive fit (grid hole) and plastic roller 19 mm | 1620 | 1 | Z9 | 1
3SE5112-0CH62 |  | Position switch Metal enclosure 40 mm according to EN 50041 Device connection 1x (M20 x 1.5) 1 NO/1 NC quick action contacts Rotary actuator right/left adjustable with adjustable-length stainless steel lever 100 mm long and with positive fit (grid hole) and plastic roller 19 mm | 1690 | 1 | Z9 | 1
3SE5112-0CH62-1AJ0 |  | Position switch Metal enclosure 40 mm according to EN 50041 Device connection 1x (M20 x 1.5) 1 NO/1 NC quick action contacts Rotary actuator right/left adjustable with adjustable-length stainless steel lever 100 mm long and with positive fit (grid hole) and plastic roller 19 mm functional at -40 Â°C Shock and vibration test according to EN 61373, Category 1B | 2120 | 1 | Z9 | 1
3SE5112-0CH80 |  | Position switch Metal enclosure 40 mm according to EN 50041 Device connection 1x (M20 x 1.5), 1 NO/1 NC quick action contacts, Rotary actuator right/left adjustable, rod lever made of aluminum 200 mm long | 1650 | 1 | Z9 | 1
3SE5112-0CH82 |  | Position switch Metal enclosure 40 mm according to EN 50041 Device connection 1x (M20 x 1.5) 1 NO/1 NC quick action contacts Rotary actuator right/left adjustable, rod lever made of plastic 200 mm long | 1690 | 1 | Z9 | 1
3SE5112-0CR01 |  | Position switch Metal enclosure 40 mm according to EN 50041 Device connection 1x (M20 x 1.5) 1 NO/1 NC quick action contacts Spring rod actuator 142.5 mm total length with plastic plunger 50 mm | 1300 | 1 | Z9 | 1
3SE5112-0CT11 |  | Position switch Metal enclosure 40 mm according to EN 50041 Device connection 1x (M20 x 1.5) 1 NO/1 NC quick action contacts Fork lever operating mechanism with metal lever and plastic rollers 19 mm | 2420 | 1 | Z9 | 1
3SE5112-0KA00 |  | Basic switch for position switch 3SE51 Metal enclosure, according to EN 50041 Device connection 1 x (M20 x 1.5) 1 NO/2 NC slow-action contacts without actuator head | 918 | 1 | Z9 | 1
3SE5112-0KA00-1AJ0 |  | Position switch Basic switch Metal, 40 mm, according to EN 50041 Increased corrosion protection Device connection 1 x (M20 x 1.5) 1 NO/2 NC slow-action contacts functional at -40 Â°C Shock and vibration test according to EN 61373, Category 1B | 1270 | 1 | Z9 | 1
3SE5112-0KA00-1CA0 |  | Basic switch with increased corrosion protection for position switch Metal enclosure, according to EN 50041 Device connection 1 x (M20 x 1.5) 1 NO/2 NC slow-action contacts without actuator head | 1020 | 1 | Z9 | 1
3SE5112-0KB01 |  | Position switch Metal enclosure 40 mm according to EN 50041 Device connection 1x (M20 x 1.5) 1 NO/2 NC slow-action contacts Plain plunger, stainless steel | 1110 | 1 | Z9 | 1
3SE5112-0KC02 |  | Position switch Metal enclosure 40 mm according to EN 50041 Device connection 1x (M20 x 1.5) 1 NO/2 NC slow-action contacts Rounded plunger with 3 mm overtravel made of stainless steel | 1460 | 1 | Z9 | 1
3SE5112-0KD02 |  | Position switch Metal enclosure 40 mm according to EN 50041 Device connection 1x (M20 x 1.5) 1 NO/2 NC slow-action contacts Roller plunger with Stainless steel roller 13 mm | 1590 | 1 | Z9 | 1
3SE5112-0KE01 |  | Position switch Metal enclosure 40 mm according to EN 50041 Device connection 1x (M20 x 1.5) 1 NO/2 NC slow-action contacts Roller lever, Metal lever and plastic roller 22 mm | 1390 | 1 | Z9 | 1
3SE5112-0KH01 |  | Position switch Metal enclosure 40 mm According to EN 50041 Device connection 1x (M20 x 1.5) 1 NO/2 NC slow-action contacts Rotary actuator right/left adjustable, metal lever 27 mm long and plastic roller 19 mm | 1550 | 1 | Z9 | 1
3SE5112-0LA00 |  | Basic switch for position switch 3SE51 Metal enclosure, according to EN 50041 Device connection 1 x (M20 x 1.5) 1 NO/2 NC quick action contacts without actuator head | 886 | 1 | Z9 | 1
3SE5112-0LA00-1AJ0 |  | Position switch Basic switch Metal, 40 mm, according to EN 50041 Increased corrosion protection Device connection 1 x (M20 x 1.5) 1 NO/2 NC quick action contacts functional at -40 Â°C Shock and vibration test according to EN 61373, Category 1B | 1240 | 1 | Z9 | 1
3SE5112-0LA00-1CA0 |  | Basic switch with increased corrosion protection for position switch Metal enclosure, according to EN 50041 Device connection 1 x (M20 x 1.5) 1 NO/2 NC quick action contacts without actuator head | 981 | 1 | Z9 | 1
3SE5112-0LB01 |  | Position switch Metal enclosure 40 mm according to EN 50041 Device connection 1x (M20 x 1.5) 1 NO/2 NC quick action contacts Plain plunger, stainless steel | 1080 | 1 | Z9 | 1
3SE5112-0LC02 |  | Position switch Metal enclosure 40 mm according to EN 50041 Device connection 1x (M20 x 1.5) 1 NO/2 NC quick action contacts Rounded plunger with 3 mm overtravel Stainless steel plunger | 1420 | 1 | Z9 | 1
3SE5112-0LD02 |  | position switch metal enclosure 40 mm according to DIN EN 50041, device connection 1x (M20 x 1.5) 1 NO/2 NC quick action contacts, roller plunger with 3 mm overtravel and stainless steel roller 13 mm | 1570 | 1 | Z9 | 1
3SE5112-0LD02-1AA7 |  | position switch metal enclosure 40 mm according to DIN EN 50041 roller plunger with stainless steel roller 13 mm with 3 mm overtravel, 1 NO/2 NC quick action contacts, device connection 1x (M20 x 1.5), actuating/restoring force 30 N only available as complete unit | 1710 | 1 | Z9 | 1
3SE5112-0LD02-1AJ0 |  | Position switch with roller plunger, Metal, 40 mm, according to EN 50041 Increased corrosion protection Device connection 1 x (M20 x 1.5) 1 NO/2 NC quick action contacts functional at -40 Â°C Shock and vibration test according to EN 61373, Category 1B | 2030 | 1 | Z9 | 1
3SE5112-0LE01 |  | Position switch Metal enclosure 40 mm according to EN 50041 Device connection 1x (M20 x 1.5) 1 NO/2 NC quick action contacts Roller lever, Metal lever and plastic roller 22 mm | 1360 | 1 | Z9 | 1
3SE5112-0LF01 |  | Position switch Metal enclosure 40 mm according to EN 50041 Device connection 1x (M20 x 1.5) 1 NO/2 NC quick action contacts Angular roller lever and plastic roller 22 mm | 1360 | 1 | Z9 | 1
3SE5112-0LH01 |  | Position switch Metal enclosure 40 mm according to EN 50041 Device connection 1x (M20 x 1.5) 1 NO/2 NC quick action contacts Rotary actuator right/left adjustable, Metal lever 27 mm long and plastic roller 19 mm | 1520 | 1 | Z9 | 1
3SE5112-0LH11-1AJ0 |  | Position switch Metal with twist lever 40 mm, according to EN 50041 Increased corrosion protection 1 NO/2 NC quick action contacts functional at -40 Â°C Shock and vibration test according to EN 61373, Category 1B | 2080 | 1 | Z9 | 1
3SE5112-0LH50 |  | Position switch Metal enclosure 40 mm according to EN 50041 Device connection 1x (M20 x 1.5) 1 NO/2 NC quick action contacts adjustable with adjustable-length Metal lever 100 mm long and plastic roller 19 mm | 1610 | 1 | Z9 | 1
3SE5112-0LH56-1AK8 |  | Position switch Metal enclosure 40 mm according to EN 50041 Device connection 1x (M20 x 1.5) 1 NO/2 NC quick action contacts Rotary actuator right/left adjustable, with angled adjustable-length metal lever and plastic roller 22 mm customized Head rotated by 270Â° | 2400 | 1 | Z9 | 1
3SE5112-0LH60 |  | Position switch Metal enclosure 40 mm according to EN 50041 Device connection 1x (M20 x 1.5) 1 NO/2 NC quick action contacts Rotary actuator right/left adjustable with adjustable-length Metal lever 100 mm long and with positive fit (grid hole) and plastic roller 19 mm | 1670 | 1 | Z9 | 1
3SE5112-0LU21 |  | Hinge switch Metal enclosure, 40 mm, EN 50041 Device connection 1 x (M20 x 1.5) with hollow shaft Diameter = 8 mm Actuating angle 10Â° Snap-action contacts 2 NC/1 NO | 1420 | 1 | Z9 | 1
3SE5112-0LU22 |  | Hinge switch Metal enclosure, 40 mm, EN 50041 Device connection 1 x (M20 x 1.5) with solid shaft Diameter = 10 mm Actuating angle 10Â° Snap-action contacts 2 NC/1 NO | 1650 | 1 | Z9 | 1
3SE5112-0MA00 |  | Basic switch for position switch 3SE5112 Metal enclosure, according to EN 50041 40 mm, 1 x (M20x 1.5) 1 NO/2 NC slow-action contacts with make-before-break without actuator head | 883 | 1 | Z9 | 1
3SE5112-0MA00-1CA0 |  | Basic switch for position switch 3SE5112 Metal enclosure 40 mm, increased corrosion protection (increased corrosion protection) according to EN 50041 Device connection 1x (M20 x 1.5) 1 NO/2 NC slow-action contacts with make-before-break without actuator head | 981 | 1 | Z9 | 1
3SE5112-0PA00 |  | Basic switch for position switch 3SE5112 Metal enclosure, according to EN 50041 40 mm, 1 x (M20x 1.5) without actuator head 2 NO/1 NC slow-action contacts | 883 | 1 | Z9 | 1
3SE5112-0PA00-1CA0 |  | Basic switch for position switch 3SE5112 Metal enclosure 40 mm, increased corrosion protection (increased corrosion protection) according to EN 50041 Device connection 1x (M20 x 1.5) 2 NO/1 NC slow-action contacts without actuator head | 981 | 1 | Z9 | 1
3SE5112-0PD02-1AA7 |  | Position switch Metal enclosure 40 mm according to EN 50041 Roller plunger with stainless steel roller 13 mm with 3 mm overtravel, 2 NO/1 NC slow-action contacts, Device connection 1x (M20 x 1.5), Increased actuating/restoring force 30 N only available as complete unit | 1710 | 1 | Z9 | 1
3SE5112-0QV10 |  | Safety position switch with separate actuator Metal enclosure, 40 mm Device connection 1x (M20 x 1.5) Slow-action contacts 1 NO/2 NC 5 directions of approaches The matching separate actuator 3SE5000-0AV0. must be ordered separately | 2100 | 1 | Z9 | 1
3SE5112-0QV10-1AA7 |  | Safety position switch with separate actuator, Metal enclosure 40 mm, Device connection 1x (M20 x 1.5) Slow-action contacts 1 NO/2 NC, 5 directions of approaches, increased pull-out force 30 N, separate actuator 3SE5000-0AV0. must be ordered separately | 2230 | 1 | Z9 | 1
3SE5112-1KA00 |  | basic switch for position switch 3SE51 metal enclosure 40 mm according to EN 50041 device connection 1x (M20 x 1.5) with 2 LEDs, yellow/green 24 V DC 1 NO/2 NC slow-action contacts without actuator head | 1400 | 1 | Z9 | 1
3SE5112-1LA00 |  | Basic switch for position switch 3SE51 Metal enclosure 40 mm according to EN 50041 Device connection 1x (M20 x 1.5) with 2 LEDs, yellow/green 24 V DC 1 NO/2 NC quick action contacts without actuator head | 1380 | 1 | Z9 | 1
3SE5112-1QV10 |  | Safety position switch with separate actuator Metal enclosure, 40 mm Device connection 1x (M20 x 1.5) Slow-action contacts 1 NO/2 NC with 2 LEDs, yellow/green 24 V DC 5 directions of approaches The matching separate actuator 3SE5000-0AV0. must be ordered separately | 2580 | 1 | Z9 | 1
3SE5112-3KA00 |  | Basic switch for position switch 3SE51 Metal enclosure 40 mm according to EN 50041 Device connection 1x (M20 x 1.5) with 2 LEDs, 230 V AC yellow/green 1 NO/2 NC slow-action contacts without actuator head | 1470 | 1 | Z9 | 1
3SE5112-3LA00 |  | Basic switch for position switch 3SE51 Metal enclosure 40 mm according to EN 50041 Device connection 1x (M20 x 1.5) with 2 LEDs, 230 V AC yellow/green 1 NO/2 NC quick action contacts without actuator head | 1440 | 1 | Z9 | 1
3SE5112-3QV10 |  | Safety position switch with separate actuator Metal enclosure, 40 mm Device connection 1x (M20 x 1.5) Slow-action contacts 1 NO/2 NC with 2 LEDs, 230 V AC yellow/green 5 directions of approaches The matching separate actuator 3SE5000-0AV0. must be ordered separately | 1470 | 1 | Z9 | 1
3SE5114-0BA00-1AC5 |  | basic switch for position switch 3SE51 metal enclosure 40 mm according to EN 50041 1 NO/1 NC slow-action contacts with M12 plug, 5-pole, fixed pin assignment: Pin1=21, Pin2=22 Pin3=13, Pin4=14, Pin5=PE without actuator head | 1430 | 1 | Z9 | 1
3SE5114-0CA00-1AC5 |  | basic switch for position switch 3SE51 metal enclosure 40 mm according to EN 50041 1 NO/1 NC quick action contacts with M12 plug, 5-pole, fixed pin assignment: Pin1=21, Pin2=22 Pin3=13, Pin4=14, Pin5=PE without actuator head | 1390 | 1 | Z9 | 1
3SE5114-0CC02-1AC4 |  | position switch, 3SE51 with rounded plunger (stainless steel), metal enclosure 40 mm according to EN 50041 1 NO/1 NC quick action contacts with M12 plug, 4-pole, fixed pin assignment: Pin1=21, Pin2=22 Pin3=13, Pin4=14 | 2060 | 1 | Z9 | 1
3SE5114-0CD02-1AC5 |  | position switch, with roller plunger 3SE5114, metal enclosure 40 mm according to EN 50041 1 NO/1 NC quick action contacts with M12 plug, 5-pole, fixed pin assignment: Pin1=21, Pin2=22 Pin3=13, Pin4=14, Pin5=PE | 2460 | 1 | Z9 | 1
3SE5114-0CD02-1AL0 |  | position switch, 3SE51 metal enclosure 40 mm according to EN 50041 1 NO/1 NC quick action contacts with M12 plug, 5-pole, fixed pin assignment: Pin1=21, Pin2=22 Pin3=13, Pin4=14, Pin5=PE with roller plunger, 30 N actuating/restoring force only available as complete unit | 2230 | 1 | Z9 | 1
3SE5114-0CH01-1AC5 |  | position switch metal enclosure 40 mm according to EN 50041 1 NO/1 NC quick action contacts with M12 plug, 5-pole, fixed pin assignment: Pin1=21, Pin2=22 Pin3=13, Pin4=14, Pin5=PE part-turn actuator right and/or left adjustable, metal lever 27 mm long and plastic roller 19 mm | 2080 | 1 | Z9 | 1
3SE5114-0CH60-1AC5 |  | Position switch, with Twist lever, adjustable-length with grid hole, Metal enclosure 40 mm according to EN 50041 1 NO/1 NC quick action contacts with M12 connector, 5-pole, fixed Pin assignment: Pin1=21, Pin2=22 Pin3=13, Pin4=14, Pin5=PE | 2560 | 1 | Z9 | 1
3SE5114-0CH61-1AC5 |  | Position switch, with Twist lever, adjustable-length with grid hole, Metal enclosure 40 mm according to EN 50041 1 NO/1 NC quick action contacts with M12 connector, 5-pole, fixed Pin assignment: Pin1=21, Pin2=22 Pin3=13, Pin4=14, Pin5=PE | 3080 | 1 | Z9 | 1
3SE5114-0KA00-1AE1 |  | Basic switch for position switch 3SE51 Metal enclosure 40 mm according to EN 50041, with M12 connector, 5-pole, fixed 1 NO/2 NC slow-action contacts (2 NC and PE connected) Max. 125 V, 4 A | 1370 | 1 | Z9 | 1
3SE5114-0LA00-1AE1 |  | Basic switch for position switch 3SE51 Metal enclosure 40 mm according to EN 50041 with M12 connector, 5-pole, fixed 1 NO/2 NC quick action contacts (2 NC and PE connected) Max. 125 V, 4 A | 1350 | 1 | Z9 | 1
3SE5114-0LA00-1AE3 |  | basic switch with M12 plug for position switch 3SE51 metal enclosure 40 mm according to DIN EN 50041. device connection with M12 plug, 5-pole, fixed 1 NO/2 NC quick action contacts (2 NC and PE connected) maximum 125 V, 4 A Pin1=21, Pin4=22 Pin2=31, Pin5=32 Pin3=PE, suitable for connection to all SIMATIC ET 200 compact block I/O modules | 1440 | 1 | Z9 | 1
3SE5114-0LD02-1AE3 |  | position switch, with roller plunger, high-grade steel roller, metal enclosure 40 mm according to EN 50041, 1 NO/2 NC quick action contacts with M12 plug, 5-pole, fixed pin assignment: Pin1=21, Pin4=22 Pin2=31, Pin5=32 Pin3=PE, suitable for connection to all SIMATIC ET 200 compact block I/O modules | 2600 | 1 | Z9 | 1
3SE5114-0LH01-1AE3 |  | position switch with twist lever, metal enclosure 40 according to DIN EN 50041, 1 NO/2 NC quick action contacts, with M12 plug, 5-pole, fixed pin assignment: Pin1=21, Pin4=22 Pin2=31, Pin5=32, Pin3=PE. part-turn actuator right and/or left adjustable, metal lever 27 mm long and plastic roller 19 mm, suitable for connection to all SIMATIC ET 200 compact block I/O modules | 2100 | 1 | Z9 | 1
3SE5114-0NH82-1AM2 |  | SIRIUS position switch Metal enclosure 40 mm according to EN 50041, rod lever, plastic rod 200 mm 1 NO/1 NC short stroke, M12 connector 5-pole, PIN1=13, PIN2= n/a, PIN3=n/a, PIN4=14, PIN5=PE Application Nagara switch Single-hand operation triggerable start switch (during operation) | 2120 | 1 | Z9 | 1
3SE5114-0QV10-1AE1 |  | Safety position switch with separate actuator Metal enclosure, 40 mm Slow-action contacts 2 NC with M12 connector, plastic 5-pole, Max. 125 V, 4 A, 2 NC connected, 5 directions of approach. The matching separate actuator 3SE5000-0AV./W. must be ordered separately. | 2560 | 1 | Z9 | 1
3SE5114-0QV10-1AE3 |  | safety position switch with separate actuator, metal enclosure 40 mm, with M12 plug, plastic 5-pole, maximum 125 V, 4 A, 5 approach directions. slow-action contacts 2 NC connected, Pin1=21, Pin4=22, Pin2=31, Pin5=32 Pin3=PE suitable for connection to all SIMATIC ET 200 compact block I/O modules. The matching separate actuator 3SE5000-0AV../W.. must be ordered separately. | 2720 | 1 | Z9 | 1
3SE5114-0RV10-1AC5 |  | Safety position switch with separate actuator Metal enclosure, 40 mm according to EN 50041 1 NO/1 NC slow-action contacts with M12 connector, 5-pole, fixed Pin assignment: Pin1=21, Pin2=22 Pin3=13, Pin4=14 Pin5=PE 5 directions of approaches The matching separate actuator 3SE5000-0AV0. must be ordered separately | 2490 | 1 | Z9 | 1
3SE5114-1BA00-1AF3 |  | Basic switch for position switch 3SE51 Metal enclosure 40 mm according to EN 50041 1 NO/1 NC slow-action contacts with M12 connector, 5-pole, fixed with 2 LEDs, yellow/green, 24 V DC without actuator head Pin assignment: Pin1=21, Pin2=22 Pin3=14 and LED green, Pin4=13 and LED yellow, Pin5=ground LED | 1820 | 1 | Z9 | 1
3SE5114-1CA00-1AF3 |  | Basic switch for position switch 3SE51 Metal enclosure 40 mm according to EN 50041 1 NO/1 NC quick action contacts with M12 connector, 5-pole, fixed with 2 LEDs, yellow/green, 24 V DC without actuator head Pin assignment: Pin1=21, Pin2=22 Pin3=13 and LED green, Pin4=14 and LED yellow, Pin5=ground LED | 1940 | 1 | Z9 | 1
3SE5114-1CA00-1AF5 |  | Basic switch for position switch 3SE51 Metal enclosure 40 mm according to EN 50041 1 NO/1 NC quick action contact with M12 connector, 5-pole, fixed with 2 LEDs, yellow/green, 24 V DC 4 A, without actuator head Pin assignment: Pin1=21+13 Jumper + LED green Pin2=22, Pin3=ground LED Pin4=14 + LED yellow, Pin5=PE | 1980 | 1 | Z9 | 1
3SE5114-1CD02-1AF3 |  | position switch metal enclosure 40 mm according to EN 50041, 1 NO/1 NC quick action contacts, with 2 LEDs, yellow/green, 24 V DC, roller plunger with stainless steel roller 13 mm pin assignment: Pin1=21, Pin2=22 Pin3=13 and LED green, Pin4=14 and LED yellow, Pin5=ground LED | 2630 | 1 | Z9 | 1
3SE5114-1CD02-1AF5 |  | Position switch with Roller plunger, Metal enclosure 40 mm according to EN 50041, 1 NO/1 NC quick action contact with M12 connector, 5-pole, Fixed, with 2 LEDs, yellow/green, 24 V DC, 4 A, Pin assignment: Pin1=21+13 Jumper + LED green, Pin2=22, Pin3 = ground LED, Pin4=14 + LED yellow, Pin5=PE | 2400 | 1 | Z9 | 1
3SE5114-1CH01-1AF3 |  | Position switch Metal enclosure 40 mm according to EN 50041 1 NO/1 NC quick action contacts with 2 LEDs, yellow/green, 24 V DC Rotary actuator right and/or left adjustable, metal lever 27 mm long and plastic roller 19 mm Pin assignment: Pin1=21, Pin2=22 Pin3=13 and LED green, Pin4=14 and LED yellow, Pin5=ground LED | 2600 | 1 | Z9 | 1
3SE5114-1CH02-1AF3 |  | Position switch Metal enclosure 40 mm according to EN 50041 1 NO/1 NC quick action contacts with 2 LEDs, yellow/green, 24 V DC Rotary actuator right and/or left adjustable, metal lever 27 mm long and Stainless steel roller 19 mm Pin assignment: Pin1=21, Pin2=22 Pin3=13 and LED green, Pin4=14 and LED yellow, Pin5=ground LED | 2880 | 1 | Z9 | 1
3SE5114-1CH60-1AF3 |  | position switch, 3SE5114 metal enclosure 40 mm with twist lever adjustable length with grid hole EN 50041, 1 NO/1 NC quick action contacts with M12 plug, 5-pole, fixed with 2 LEDs, yellow/green, 24 V DC pin assignment: Pin1=21, Pin2=22 Pin 3=13 + LED green, Pin 4=14 and LED yellow, Pin 5=ground LED | 3080 | 1 | Z9 | 1
3SE5114-1RV10-1AF3 |  | Safety position switch with separate actuator Metal enclosure, 40 mm according to EN 50041 with M12 connector, 5-pole, fixed with 2 LEDs, yellow/green 24 V DC 5 directions of approaches Pin assignment: Pin1=21, Pin2=22 Pin3=14 and LED green, Pin4=13 and LED yellow, Pin 5=ground LED The matching separate actuator 3SE5000-0AV0. must be ordered separately | 3220 | 1 | Z9 | 1
3SE5115-0CA00-1AD0 |  | basic switch for position switch 3SE51 metal enclosure 40 mm according to EN 50041 with plug 6+PE (3SY3131) acc. to EN 43651, 1 NO/1 NC quick action contacts pin assignment: Pin1=21, Pin2=22 Pin3=13, Pin4=14, Pin5 and Pin6 not connected, PE connected with quick change unit 3SY3110 + 3SY3027 | 2630 | 1 | Z9 | 1
3SE5115-0KA00-1AD1 |  | Basic switch for position switch 3SE51 Metal enclosure 40 mm according to EN 50041 1 NO/2 NC slow-action contacts with connector 6+PE according to EN 43651 plastic, max. 250 V, 6 A without actuator head Pin assignment: Pin1=21, Pin2=22 Pin3=13, Pin4=14, Pin5=31 Pin6=32 and PE connected | 2240 | 1 | Z9 | 1
3SE5115-0LA00-1AD1 |  | Basic switch for position switch 3SE51 Metal enclosure 40 mm according to EN 50041 1 NO/2 NC quick action contacts with connector 6+PE according to EN 43651 plastic, max. 250 V, 6 A without actuator head Pin assignment: Pin1=21, Pin2=22 Pin3=13, Pin4=14, Pin5=31 Pin6=32 and PE connected | 2210 | 1 | Z9 | 1
3SE5115-0QV10-1AD1 |  | Safety position switch with separate actuator Metal enclosure, 40 mm according to EN 50041 1 NO/2 NC slow-action contacts with connector 6+PE according to EN 43651 plastic, max. 250 V, 6 A 5 directions of approaches Pin assignment: Pin1=21, Pin2=22 Pin3=13, Pin4=14, Pin5=31 Pin6=32 and PE connected the matching separate Actuator 3SE5000-0AV0 must be ordered separately | 3990 | 1 | Z9 | 1
3SE5120-0AA00-1AG0 |  | Cover yellow for position switch metal 3SE51, Enclosure 56 mm wide | 113 | 1 | Z9 | 1
3SE5120-1AA00 |  | LED cover for position switch Metal 3SE51 2 LEDs, yellow/green, 24 V DC Color turquoise | 602 | 1 | Z9 | 1
3SE5120-1AA00-1AG0 |  | LED cover yellow for position switch metal 3SE51, Enclosure 56 mm wide 2 LEDs, yellow/green, 24 V DC | 602 | 1 | Z9 | 1
3SE5120-3AA00 |  | LED cover for position switch Metal 3SE51 2 LEDs, yellow/green, 110-230 V AC Color turquoise | 671 | 1 | Z9 | 1
3SE5120-3AA00-1AG0 |  | LED cover yellow for position switch metal 3SE51, Enclosure 56 mm wide 2 LEDs, yellow/green, 110-230 V AC | 671 | 1 | Z9 | 1
3SE5122-0AA00 |  | Enclosure for position switch 3SE51, 56 mm wide metal with cover, turquoise Device connection 3x (M20x 1.5) | 415 | 1 | Z9 | 1
3SE5122-0AA00-1CA0 |  | enclosure with increased corrosion protection for position switch 3SE51 56 mm wide, Metal with cover, turquoise Device connection 3 x (M20 x 1.5) | 507 | 1 | Z9 | 1
3SE5122-0BA00 |  | Basic switch for position switch 3SE51 Metal enclosure 56 mm wide Device connection 3x (M20x 1.5) without actuator head | 870 | 1 | Z9 | 1
3SE5122-0BA00-1CA0 |  | Basic switch with increased corrosion protection for position switch Metal enclosure 56 mm wide 1 NO/1 NC slow-action contacts without actuator head | 961 | 1 | Z9 | 1
3SE5122-0BB01 |  | Position switch Metal enclosure 56 mm wide Device connection 3x (M20x 1.5) 1 NO/1 NC slow-action contacts Plain plunger, stainless steel | 1060 | 1 | Z9 | 1
3SE5122-0BC02 |  | Position switch Metal enclosure 56 mm wide Device connection 3x (M20x 1.5) 1 NO/1 NC slow-action contacts Rounded plunger with overtravel made of stainless steel | 1400 | 1 | Z9 | 1
3SE5122-0BD02 |  | Position switch Metal enclosure 56 mm wide Device connection 3x (M20x 1.5) 1 NO/1 NC slow-action contacts Roller plunger with Stainless steel roller 13 mm | 1560 | 1 | Z9 | 1
3SE5122-0BE01 |  | Position switch Metal enclosure 56 mm wide Device connection 3x (M20x 1.5) 1 NO/1 NC slow-action contacts Roller lever, Metal lever and plastic roller 22 mm | 1340 | 1 | Z9 | 1
3SE5122-0BF01 |  | Position switch Metal enclosure 56 mm wide Device connection 3x (M20x 1.5) 1 NO/1 NC slow-action contacts Angular roller lever, metal lever and plastic roller 22 mm | 1340 | 1 | Z9 | 1
3SE5122-0BH01 |  | Position switch Metal enclosure 56 mm wide Device connection 3x (M20x 1.5) 1 NO/1 NC slow-action contacts Rotary actuator right/left adjustable, with metal lever 27 mm long and plastic roller 19 mm | 1500 | 1 | Z9 | 1
3SE5122-0BH50 |  | Position switch Metal enclosure 56 mm wide Device connection 3x (M20x 1.5) 1 NO/1 NC slow-action contacts Rotary actuator right/left adjustable, with adjustable-length metal lever 100 mm long and plastic roller 19 mm | 1590 | 1 | Z9 | 1
3SE5122-0BH60 |  | Position switch Metal enclosure 56 mm wide Device connection 3x (M20x 1.5) 1 NO/1 NC slow-action contacts Rotary actuator right/left adjustable, with adjustable-length metal lever 100 mm long and with positive fit (grid hole) and plastic roller 19 mm | 1650 | 1 | Z9 | 1
3SE5122-0CA00 |  | Basic switch for position switch 3SE51 Metal enclosure 56 mm Device connection 3x (M20x 1.5) 1 NO/1 NC quick action contacts without actuator head | 840 | 1 | Z9 | 1
3SE5122-0CA00-1AJ0 |  | Position switch Basic switch Metal, 56 mm Increased corrosion protection 1 NO/1 NC quick action contacts functional at -40 Â°C Shock and vibration test according to EN 61373, Category 1B | 1190 | 1 | Z9 | 1
3SE5122-0CA00-1CA0 |  | Basic switch with increased corrosion protection for position switch 3SE51 Metal enclosure 56 mm Device connection 3x (M20x 1.5) 1 NO/1 NC quick action contacts without actuator head | 933 | 1 | Z9 | 1
3SE5122-0CB01 |  | Position switch Metal enclosure 56 mm wide Device connection 3x (M20x 1.5) 1 NO/1 NC quick action contacts Plain plunger, stainless steel | 1030 | 1 | Z9 | 1
3SE5122-0CC02 |  | Position switch Metal enclosure 56 mm wide, Device connection 3x (M20x 1.5) 1 NO/1 NC quick action contacts, Rounded plunger, with 3 mm overtravel, made of stainless steel | 1370 | 1 | Z9 | 1
3SE5122-0CC02-1AA7 |  | Position switch Metal enclosure 56 mm wide Device connection 3 x (M20 x 1.5) 1 NO/1 NC quick action contacts Rounded plunger, with 3 mm overtravel made of stainless steel Actuating/restoring force 30 N only available as complete unit | 1490 | 1 | Z9 | 1
3SE5122-0CD02 |  | position switch metal enclosure 56 mm wide, device connection 3x (M20x 1.5) 1 NO/1 NC quick action contacts, roller plunger with 3 mm overtravel, stainless steel roller 13 mm | 1520 | 1 | Z9 | 1
3SE5122-0CD02-1AA7 |  | position switch metal enclosure 56 mm wide device connection 3 x (M20 x 1.5) 1 NO/1 NC quick action contacts, roller plunger with 3 mm overtravel, stainless steel roller 13 mm actuating/restoring force 30 N, only available as complete unit | 1650 | 1 | Z9 | 1
3SE5122-0CE01 |  | Position switch Metal enclosure 56 mm wide Device connection 3x (M20x 1.5) 1 NO/1 NC quick action contacts Roller lever, Metal lever and plastic roller 22 mm | 1310 | 1 | Z9 | 1
3SE5122-0CE02 |  | Position switch Metal enclosure 56 mm wide Device connection 3x (M20x 1.5) 1 NO/1 NC quick action contacts Roller lever made of metal and stainless steel roller 22 mm | 1600 | 1 | Z9 | 1
3SE5122-0CF01 |  | Position switch Metal enclosure 56 mm wide Device connection 3x (M20x 1.5) 1 NO/1 NC quick action contacts Angular roller lever, metal lever and plastic roller 22 mm | 1310 | 1 | Z9 | 1
3SE5122-0CH01 |  | Position switch Metal enclosure 56 mm wide Device connection 3x (M20x 1.5) 1 NO/1 NC quick action contacts Rotary actuator right/left adjustable, with metal lever 27 mm long and plastic roller 19 mm | 1470 | 1 | Z9 | 1
3SE5122-0CH02 |  | position switch metal enclosure 56 mm wide device connection 3x (M20x 1.5) 1 NO/1 NC quick action contacts part-turn actuator right/left adjustable, with metal lever 27 mm long and stainless steel roller 19 mm | 1720 | 1 | Z9 | 1
3SE5122-0CH50 |  | Position switch Metal enclosure 56 mm wide Device connection 3x (M20x 1.5) 1 NO/1 NC quick action contacts Rotary actuator right/left adjustable, with adjustable-length metal lever 100 mm long and plastic roller 19 mm | 1550 | 1 | Z9 | 1
3SE5122-0CH60 |  | Position switch Metal enclosure 56 mm wide Device connection 3x (M20x 1.5) 1 NO/1 NC quick action contacts Rotary actuator right/left adjustable, with adjustable-length metal lever 100 mm long and with positive fit (grid hole) and plastic roller 19 mm | 1620 | 1 | Z9 | 1
3SE5122-0CH80 |  | Position switch Metal enclosure 56 mm wide, Device connection 3x (M20x 1.5), 1 NO/1 NC quick action contacts, Rotary actuator right/left adjustable, Rod lever made of aluminum 200 mm long | 1650 | 1 | Z9 | 1
3SE5122-0CH82 |  | Position switch Metal enclosure 56 mm wide Device connection 3x (M20x 1.5) 1 NO/1 NC quick action contacts Rotary actuator right/left adjustable, Rod lever made of plastic 200 mm long | 1690 | 1 | Z9 | 1
3SE5122-0CR01 |  | Position switch Metal enclosure 56 mm wide, Device connection 3x (M20x 1.5), 1 NO/1 NC quick action contacts, Spring rod actuator, 142.5 mm total length, plunger plastic | 1300 | 1 | Z9 | 1
3SE5122-0CT11 |  | Position switch Metal enclosure 56 mm wide Device connection 3x (M20x 1.5) 1 NO/1 NC quick action contacts Fork lever operating mechanism with metal lever and plastic rollers 19 mm | 2420 | 1 | Z9 | 1
3SE5122-0KA00 |  | Basic switch for position switch 3SE51 Metal enclosure 56 mm according to EN 50041 Device connection 3 x (M20 x 1.5) 1 NO/2 NC slow-action contacts without actuator head | 918 | 1 | Z9 | 1
3SE5122-0KA00-1AJ0 |  | Position switch Basic switch Metal, 56 mm Increased corrosion protection Device connection 3 x (M20 x 1.5) 1 NO/2 NC slow-action contacts functional at -40 Â°C Shock and vibration test according to EN 61373, Category 1B | 1270 | 1 | Z9 | 1
3SE5122-0KA00-1CA0 |  | Basic switch with increased corrosion protection Position switch 3SE51 Metal enclosure 56 mm Device connection 3 x (M20 x 1.5) 1 NO/2 NC slow-action contacts without actuator head | 1020 | 1 | Z9 | 1
3SE5122-0KB01 |  | Position switch Metal enclosure 56 mm wide Device connection 3x (M20x 1.5) 1 NO/2 NC slow-action contacts Plain plunger, Metal | 1110 | 1 | Z9 | 1
3SE5122-0KC02 |  | Position switch Metal enclosure 56 mm wide Device connection 3x (M20x 1.5) Device connection 3x (M20x 1.5) Rounded plunger with overtravel made of stainless steel | 1460 | 1 | Z9 | 1
3SE5122-0KD02 |  | Position switch Metal enclosure 56 mm wide Device connection 3x (M20x 1.5) 1 NO/2 NC slow-action contacts Roller plunger with Stainless steel roller 13 mm | 1610 | 1 | Z9 | 1
3SE5122-0KE01 |  | Position switch Metal enclosure 56 mm wide Device connection 3x (M20x 1.5) 1 NO/2 NC slow-action contacts Roller lever, Metal lever and plastic roller 22 mm | 1390 | 1 | Z9 | 1
3SE5122-0KH01 |  | Position switch Metal enclosure 56 mm wide Device connection 3x (M20x 1.5) 1 NO/2 NC slow-action contacts Rotary actuator right/left adjustable, with metal lever 27 mm long and plastic roller 19 mm | 1550 | 1 | Z9 | 1
3SE5122-0LA00 |  | Basic switch for position switch 3SE51 Metal enclosure 56 mm Device connection 3x (M20x 1.5) 1 NO/2 NC quick action contacts without actuator head | 883 | 1 | Z9 | 1
3SE5122-0LA00-1AJ0 |  | Position switch Basic switch Metal, 56 mm Increased corrosion protection 1 NO/2 NC quick action contacts functional at -40 Â°C Shock and vibration test according to EN 61373, Category 1B | 1240 | 1 | Z9 | 1
3SE5122-0LA00-1CA0 |  | Basic switch with increased corrosion protection Position switch 3SE51 Metal enclosure 56 mm 1 NO/2 NC quick action contacts without actuator head | 981 | 1 | Z9 | 1
3SE5122-0LB01 |  | Position switch Metal enclosure 56 mm wide Device connection 3x (M20x 1.5) 1 NO/2 NC quick action contacts Plain plunger, Metal | 1080 | 1 | Z9 | 1
3SE5122-0LC02 |  | Position switch Metal enclosure 56 mm wide Device connection 3x (M20x 1.5) 1 NO/2 NC quick action contacts Rounded plunger with overtravel made of stainless steel | 1420 | 1 | Z9 | 1
3SE5122-0LD02 |  | Position switch Metal enclosure 56 mm wide Device connection 3x (M20x 1.5) 1 NO/2 NC quick action contacts Roller plunger with Stainless steel roller 13 mm | 1570 | 1 | Z9 | 1
3SE5122-0LE01 |  | Position switch Metal enclosure 56 mm wide Device connection 3x (M20x 1.5) 1 NO/2 NC quick action contacts Roller lever, Metal lever and plastic roller 22 mm | 1370 | 1 | Z9 | 1
3SE5122-0LH01 |  | Position switch Metal enclosure 56 mm wide Device connection 3x (M20x 1.5) 1 NO/2 NC quick action contacts Rotary actuator right/left adjustable, with metal lever 27 mm long and plastic roller 19 mm | 1520 | 1 | Z9 | 1
3SE5122-0LH02 |  | Position switch Metal enclosure 56 mm wide Device connection 3x (M20x 1.5) 1 NO/2 NC quick action contacts Rotary actuator right/left adjustable, with metal lever 27 mm long and stainless steel roller 19 mm | 1820 | 1 | Z9 | 1
3SE5122-0LH50 |  | Position switch Metal enclosure 56 mm wide Device connection 3x (M20x 1.5) 1 NO/2 NC quick action contacts Rotary actuator right/left adjustable, with adjustable-length metal lever 100 mm long and plastic roller 19 mm | 1600 | 1 | Z9 | 1
3SE5122-0LH60 |  | Position switch Metal enclosure 56 mm wide Device connection 3x (M20x 1.5) 1 NO/2 NC quick action contacts Rotary actuator right/left adjustable, with adjustable-length metal lever 100 mm long and with positive fit (grid hole) and plastic roller 19 mm | 1660 | 1 | Z9 | 1
3SE5122-0MA00 |  | Basic switch for position switch 3SE5112 Metal enclosure 56 mm 3x (M20x 1.5) 1 NO/2 NC slow-action contacts with make-before-break without actuator head | 883 | 1 | Z9 | 1
3SE5122-0MA00-1CA0 |  | Basic switch for position switch 3SE5112 Metal enclosure 56 mm increased corrosion protection (increased corrosion protection) 3x (M20x 1.5) 1 NO/2 NC slow-action contacts with make-before-break without actuator head | 981 | 1 | Z9 | 1
3SE5122-0PA00 |  | Basic switch for position switch 3SE5112 Metal enclosure 56 mm 3x (M20x 1.5) 2 NO/1 NC slow-action contacts without actuator head | 883 | 1 | Z9 | 1
3SE5122-0PA00-1CA0 |  | Basic switch for position switch 3SE5112 Metal enclosure 56 mm increased corrosion protection (increased corrosion protection) 3x (M20x 1.5) 2 NO/1 NC slow-action contacts without actuator head | 981 | 1 | Z9 | 1
3SE5122-0PB01 |  | Position switch Metal enclosure 56 mm wide Device connection 3x (M20x 1.5) 2 NO/1 NC slow-action contacts Plain plunger, metal | 1110 | 1 | Z9 | 1
3SE5122-0PC02 |  | Position switch, 3SE5122 Metal enclosure 56 mm wide 3x (M20x 1.5) 2 NO/1 NC slow-action contacts with rounded plunger, stainless steel and with 3 mm overtravel | 1460 | 1 | Z9 | 1
3SE5122-0PE01 |  | Position switch Metal enclosure 56 mm wide Device connection 3x (M20x 1.5) 2 NO/1 NC slow-action contacts Roller lever, Metal lever and plastic roller 22 mm | 1400 | 1 | Z9 | 1
3SE5122-0PF01 |  | Position switch Metal enclosure 56 mm wide Device connection 3x (M20x 1.5) 2 NO/1 NC slow-action contacts Angular roller lever, metal lever and plastic roller 22 mm | 1390 | 1 | Z9 | 1
3SE5122-0PH01 |  | Position switch Metal enclosure 56 mm wide Device connection 3x (M20x 1.5) 2 NO/1 NC slow-action contacts Rotary actuator right/left adjustable, with metal lever 27 mm long and plastic roller 19 mm | 1550 | 1 | Z9 | 1
3SE5122-0QV10 |  | Safety position switch with separate actuator Metal enclosure, 56 mm Device connection 3x (M20x 1.5) Slow-action contacts 1 NO/2 NC 5 directions of approaches The matching separate actuator 3SE5000-0AV0. must be ordered separately | 2100 | 1 | Z9 | 1
3SE5122-0QV10-1AA7 |  | safety position switch with separate actuator metal enclosure, 56 mm device connection 3x (M20x 1.5) slow-action contacts 1 NO/2 NC 5 approach directions extraction force 30 N separate actuators actuator 3SE5000-0AV0. to be ordered separately | 2240 | 1 | Z9 | 1
3SE5122-1KA00 |  | Basic switch for position switch 3SE51 Metal enclosure 56 mm wide Device connection 3 x (M20 x 1.5) 2 NO/1 NC slow-action contacts with 2 LEDs, yellow/green, 24 V DC without actuator head | 1400 | 1 | Z9 | 1
3SE5122-1LA00 |  | Basic switch for position switch 3SE51 Metal enclosure 56 mm wide Device connection 3 x (M20 x 1.5) 1 NO/2 NC quick action contacts with 2 LEDs, yellow/green, 24 V DC without actuator head | 1370 | 1 | Z9 | 1
3SE5122-1QV10 |  | Safety position switch with separate actuator Metal enclosure, 56 mm Device connection 3x (M20x 1.5) Slow-action contacts 1 NO/2 NC with 2 LEDs, 24 V DC yellow/green 5 directions of approaches The matching separate actuator 3SE5000-0AV0. must be ordered separately | 2580 | 1 | Z9 | 1
3SE5122-3KA00 |  | Basic switch for position switch 3SE51 Metal enclosure 56 mm wide Device connection 3x (M20x 1.5) 1 NO/2 NC slow-action contacts with 2 LEDs, yellow/green 110-230 V AC without actuator head | 1470 | 1 | Z9 | 1
3SE5122-3LA00 |  | Basic switch for position switch 3SE51 Metal enclosure 56 mm wide Device connection 3x (M20x 1.5) 1 NO/2 NC quick action contacts with 2 LEDs, yellow/green 110-230 V AC without actuator head | 1440 | 1 | Z9 | 1
3SE5122-3QV10 |  | Safety position switch with separate actuator Metal enclosure, 56 mm Device connection 3x (M20x 1.5) Slow-action contacts 1 NO/2 NC with 2 LEDs, 230 V AC yellow/green 5 directions of approaches The matching separate actuator 3SE5000-0AV0. must be ordered separately | 2670 | 1 | Z9 | 1
3SE5130-0AA00-1AG0 |  | Cover yellow for position switch Plastic 3SE513 Enclosure according to EN N50041 | 84 | 1 | Z9 | 1
3SE5130-1AA00 |  | LED cover for position switch Metal 3SE51 2 LEDs, yellow/green, 24 V DC Color turquoise | 575 | 1 | Z9 | 1
3SE5130-1AA00-1AG0 |  | LED cover yellow for position switch plastic 3SE5132 enclosure, according to EN 50041 2 LEDs, yellow/green, 24 V DC | 575 | 1 | Z9 | 1
3SE5130-3AA00 |  | LED cover, Color turquoise for position switch Plastic 3SE5132, with 2 LEDs, yellow/green, 230 V AC | 643 | 1 | Z9 | 1
3SE5130-3AA00-1AG0 |  | LED cover yellow for position switch 3SE5132 Plastic enclosure according to EN 50041, with 2 LEDs, yellow/green, 230 V AC | 643 | 1 | Z9 | 1
3SE5132-0AA00 |  | Empty enclosure, plastic according to EN 50041, with cover Color turquoise Device connection 1 x M20 x 1.5 | 180 | 1 | Z9 | 1
3SE5132-0BA00 |  | Basic switch for position switch 3SE513 Enclosure plastic according to EN 50041, 1 x (M20 x 1.5) 1 NO/1 NC slow-action contacts without actuator head | 643 | 1 | Z9 | 1
3SE5132-0BA00-1CA0 |  | Basic switch with increased corrosion protection for position switch 3SE513 Enclosure plastic according to EN 50041 Device connection 1x (M20 x 1.5) 1 NO/1 NC slow-action contacts without actuator head | 737 | 1 | Z9 | 1
3SE5132-0BB01 |  | Position switch Plastic enclosure 40 mm according to EN 50041 Device connection 1x (M20 x 1.5) 1 NO/1 NC slow-action contacts Plain plunger with stainless steel plunger | 833 | 1 | Z9 | 1
3SE5132-0BC03 |  | Position switch Plastic enclosure 40 mm according to EN 50041 Device connection 1x (M20 x 1.5) 1 NO/1 NC slow-action contacts Rounded plunger made of plastic | 902 | 1 | Z9 | 1
3SE5132-0BD05 |  | Position switch Plastic enclosure 40 mm according to EN 50041 Device connection 1x (M20 x 1.5) 1 NO/1 NC slow-action contacts Roller plunger with Plastic roller 13 mm | 951 | 1 | Z9 | 1
3SE5132-0BE05 |  | Position switch Plastic enclosure 40 mm according to EN 50041 Device connection 1x (M20 x 1.5) 1 NO/1 NC slow-action contacts Roller lever made of metal and plastic roller 22 mm | 1040 | 1 | Z9 | 1
3SE5132-0BF05 |  | Position switch Plastic enclosure 40 mm according to EN 50041 Device connection 1x (M20 x 1.5) 1 NO/1 NC slow-action contacts Angular roller lever made of metal and plastic roller 22 mm | 1040 | 1 | Z9 | 1
3SE5132-0BJ01 |  | Position switch Plastic enclosure 40 mm Twist lever, according to EN 50041 Device connection 1 x (M20 x 1.5) 1 NO/1 NC slow-action contacts Rotary actuator right/left adjustable, Metal lever 27 mm long and plastic roller 19 mm | 1110 | 1 | Z9 | 1
3SE5132-0CA00 |  | Basic switch for position switch 3SE513 Enclosure plastic according to EN 50041, 1 x (M20 x 1.5) 1 NO/1 NC quick action contacts without actuator head | 602 | 1 | Z9 | 1
3SE5132-0CA00-1AC1 |  | Basic switch for position switch 3SE513 Enclosure plastic according to EN 50041, 1 x (M20 x 1.5) 1 NO/1 NC quick action contacts gold-plated without actuator head | 703 | 1 | Z9 | 1
3SE5132-0CA00-1AJ0 |  | position switch basic switch plastic 40 mm according to EN 50041 increased corrosion protection device connection 1 x M20 x 1.5 1 NO/1 NC quick action contacts functional at -40 Â°C shock and vibration test according to DIN EN 61373, category 1B | 1020 | 1 | Z9 | 1
3SE5132-0CA00-1CA0 |  | Basic switch with increased corrosion protection for position switch 3SE513 Enclosure plastic according to EN 50041 Device connection 1x (M20 x 1.5) 1 NO/1 NC quick action contacts without actuator head | 703 | 1 | Z9 | 1
3SE5132-0CB01 |  | Position switch Plastic enclosure 40 mm according to EN 50041 Device connection 1x (M20 x 1.5) 1 NO/1 NC snap-action contacts with Plain plunger with stainless steel plunger | 801 | 1 | Z9 | 1
3SE5132-0CC03 |  | Position switch Plastic enclosure 40 mm according to EN 50041 Device connection 1 x (M20 x 1.5) 1 NO/1 NC quick action contacts Rounded plunger made of plastic | 870 | 1 | Z9 | 1
3SE5132-0CD05 |  | position switch plastic enclosure 40 mm according to EN 50041 device connection 1 x (M20 x 1.5) 1 NO/1 NC quick action contacts roller plunger, form C with plastic roller 13 mm | 920 | 1 | Z9 | 1
3SE5132-0CE05 |  | Position switch Plastic enclosure 40 mm according to EN 50041 Device connection 1 x (M20 x 1.5) 1 NO/1 NC quick action contacts Roller lever made of metal and plastic roller 22 mm | 1010 | 1 | Z9 | 1
3SE5132-0CF05 |  | Position switch Plastic enclosure 40 mm according to EN 50041 Device connection 1 x (M20 x 1.5) 1 NO/1 NC quick action contacts Angular roller lever and plastic roller 22 mm | 1010 | 1 | Z9 | 1
3SE5132-0CJ01 |  | Position switch Plastic enclosure 40 mm Twist lever, according to EN 50041 Device connection 1 x (M20 x 1.5) 1 NO/1 NC quick action contacts Rotary actuator right/left adjustable, Metal lever 27 mm long and plastic roller 19 mm | 1080 | 1 | Z9 | 1
3SE5132-0CJ24 |  | SIRIUS position switch Plastic enclosure, 40 mm Twist lever, according to EN 50041 Device connection 1x (M20 x 1.5) 1 NO/1 NC quick action contacts Rotary actuator right/left adjustable, Metal lever 30 mm long and plastic roller 19 mm without two washers customized | 1130 | 1 | Z9 | 1
3SE5132-0CJ27 |  | position switch plastic enclosure 40 mm twist lever, according to EN 50041 device connection 1 x (M20 x 1.5) 1 NO/1 NC quick action contacts part-turn actuator right/left adjustable, metal lever 30 mm long and plastic roller 30 mm without two washers custom made | 1240 | 1 | Z9 | 1
3SE5132-0CJ50 |  | Position switch Plastic enclosure 40 mm Twist lever, adjustable length Metal lever with plastic roller 19 mm according to EN 50041 Device connection 1 x (M20 x 1.5) 1 NO/1 NC quick action contacts Rotary actuator right/left adjustable | 1160 | 1 | Z9 | 1
3SE5132-0CJ60 |  | Position switch Plastic enclosure 40 mm Twist lever, adjustable length Metal lever with grid hole plastic roller 19 mm according to EN 50041 Device connection 1 x (M20 x 1.5) 1 NO/1 NC quick action contacts Rotary actuator right/left adjustable | 1240 | 1 | Z9 | 1
3SE5132-0CJ80 |  | Position switch Plastic enclosure 40 mm according to EN 50041 Device connection 1 x (M20 x 1.5) 1 NO/1 NC quick action contacts Rotary actuator right/left adjustable, Rod lever made of aluminum 200 mm long | 1210 | 1 | Z9 | 1
3SE5132-0CJ82 |  | Position switch Plastic enclosure 40 mm according to EN 50041 Device connection 1 x (M20 x 1.5) 1 NO/1 NC quick action contacts Rotary actuator right/left adjustable, Rod lever made of plastic 200 mm long | 1250 | 1 | Z9 | 1
3SE5132-0CR01 |  | Position switch Plastic enclosure 40 mm according to EN 50041 Device connection 1 x (M20 x 1.5) 1 NO/1 NC quick action contacts Spring rod actuator 142.5 mm total length with plastic plunger 50 mm | 1070 | 1 | Z9 | 1
3SE5132-0KA00 |  | Basic switch for position switch 3SE5132 Enclosure plastic according to EN 50041, 1 x (M20 x 1.5) 1 NO/2 NC slow-action contacts without actuator head | 682 | 1 | Z9 | 1
3SE5132-0KA00-1AJ0 |  | Position switch Basic switch plastic 40 mm according to EN 50041 Increased corrosion protection Device connection 1 x (M20 x 1.5) 1 NO/2 NC slow-action contacts functional at -40 Â°C Shock and vibration test according to EN 61373, Category 1B | 1100 | 1 | Z9 | 1
3SE5132-0KA00-1CA0 |  | Basic switch with increased corrosion protection for position switch 3SE513 Enclosure plastic according to EN 50041 Device connection 1 x (M20 x 1.5) 1 NO/2 NC slow-action contacts without actuator head | 783 | 1 | Z9 | 1
3SE5132-0KB01 |  | Position switch Plastic enclosure 40 mm according to EN 50041 Device connection 1 x (M20 x 1.5) 1 NO/2 NC slow-action contacts Plain plunger with stainless steel plunger | 883 | 1 | Z9 | 1
3SE5132-0KC03 |  | Position switch Plastic enclosure 40 mm according to EN 50041 Device connection 1 x (M20 x 1.5) 1 NO/2 NC slow-action contacts Rounded plunger made of plastic | 949 | 1 | Z9 | 1
3SE5132-0KD05 |  | Position switch Plastic enclosure 40 mm according to EN 50041 Device connection 1 x (M20 x 1.5) 1 NO/2 NC slow-action contacts Roller plunger, Form C with plastic roller 13 mm | 1010 | 1 | Z9 | 1
3SE5132-0KE05 |  | Position switch Plastic enclosure 40 mm according to EN 50041 Device connection 1 x (M20 x 1.5) 1 NO/2 NC slow-action contacts Roller lever made of metal and Plastic roller 22 mm | 1100 | 1 | Z9 | 1
3SE5132-0KJ01 |  | Position switch Plastic enclosure 40 mm Twist lever, according to EN 50041 Device connection 1 x (M20 x 1.5) 1 NO/2 NC slow-action contacts Rotary actuator right/left adjustable, Metal lever 27 mm long and plastic roller 19 mm | 1160 | 1 | Z9 | 1
3SE5132-0LA00 |  | Basic switch for position switch 3SE5132 Enclosure plastic according to EN 50041 1 NO/2 NC quick action contacts without actuator head | 655 | 1 | Z9 | 1
3SE5132-0LA00-1AJ0 |  | Position switch basic switch plastic 40 mm, according to EN 50041 Increased corrosion protection Device connection 1 x (M20 x 1.5) 1 NO/2 NC quick action contacts functional at -40 Â°C Shock and vibration test according to EN 61373, Category 1B | 1060 | 1 | Z9 | 1
3SE5132-0LA00-1CA0 |  | Basic switch with increased corrosion protection for position switch 3SE5132 Enclosure plastic according to EN 50041 Device connection 1 x (M20 x 1.5) 1 NO/2 NC quick action contacts without actuator head | 751 | 1 | Z9 | 1
3SE5132-0LB01 |  | Position switch Plastic enclosure 40 mm according to EN 50041 Device connection 1 x (M20 x 1.5) 1 NO/2 NC snap-action contacts with Plain plunger with stainless steel plunger | 849 | 1 | Z9 | 1
3SE5132-0LC03 |  | Position switch Plastic enclosure 40 mm according to EN 50041 Device connection 1 x (M20 x 1.5) 1 NO/2 NC quick action contacts Rounded plunger made of plastic | 918 | 1 | Z9 | 1
3SE5132-0LD05 |  | Position switch Plastic enclosure 40 mm according to EN 50041 Device connection 1 x (M20 x 1.5) 1 NO/2 NC quick action contacts Roller plunger, Form C with plastic roller 13 mm | 967 | 1 | Z9 | 1
3SE5132-0LE05 |  | Position switch Plastic enclosure 40 mm according to EN 50041 Device connection 1 x (M20 x 1.5) 1 NO/2 NC quick action contacts Roller lever made of metal and Plastic roller 22 mm | 1060 | 1 | Z9 | 1
3SE5132-0LF05 |  | Position switch Plastic enclosure 40 mm according to EN 50041 Device connection 1 x (M20 x 1.5) 1 NO/2 NC quick action contacts Angular roller lever and plastic roller 22 mm | 1060 | 1 | Z9 | 1
3SE5132-0LJ01 |  | Position switch Plastic enclosure 40 mm Twist lever, according to EN 50041 Device connection 1 x (M20 x 1.5) 1 NO/2 NC quick action contacts Rotary actuator right/left adjustable, Metal lever 27 mm long and plastic roller 19 mm | 1130 | 1 | Z9 | 1
3SE5132-0LJ50 |  | Position switch Plastic enclosure 40 mm Twist lever, adjustable length Metal lever with plastic roller 19 mm according to EN 50041 Device connection 1 x (M20 x 1.5) 1 NO/2 NC quick action contacts Rotary actuator right/left adjustable | 1210 | 1 | Z9 | 1
3SE5132-0LJ60 |  | Position switch Plastic enclosure 40 mm Twist lever, adjustable length Metal lever with grid hole plastic roller 19 mm according to EN 50041 Device connection 1 x (M20 x 1.5) 1 NO/2 NC quick action contacts Rotary actuator right/left adjustable | 1280 | 1 | Z9 | 1
3SE5132-0LR01 |  | Position switch Plastic enclosure 40 mm according to EN 50041 Device connection 1 x (M20 x 1.5) 1 NO/2 NC quick action contacts Spring rod actuator 142.5 mm total length with plastic plunger 50 mm | 1120 | 1 | Z9 | 1
3SE5132-0LU21 |  | Hinge switch Plastic enclosure 40 mm according to EN 50041 Device connection 1 x (M20 x 1.5) Snap-action contacts 2 NC/1 NO integrated, with hollow shaft Diameter = 8 mm Actuating angle 10Â° | 1160 | 1 | Z9 | 1
3SE5132-0LU22 |  | hinge switch plastic enclosure 40 mm according to EN 50041 device connection 1 x (M20 x 1.5) snap-action contacts 2 NC/1 NO integrated, with solid shaft diameter = 10 mm actuating angle 10Â° | 1160 | 1 | Z9 | 1
3SE5132-0MA00 |  | Basic switch for position switch 3SE513 Enclosure plastic according to EN 50041, 1 x (M20 x 1.5) 1 NO/2 NC slow-action contacts with with make-before-break without actuator head | 737 | 1 | Z9 | 1
3SE5132-0MA00-1CA0 |  | Basic switch with increased corrosion protection for position switch 3SE513 Enclosure plastic according to EN 50041 Device connection 1 x (M20 x 1.5) 1 NO/1 NC slow-action contacts with make-before-break without actuator head | 833 | 1 | Z9 | 1
3SE5132-0PA00 |  | Basic switch for position switch 3SE513 Enclosure plastic according to EN 50041, 1 x (M20 x 1.5) 2 NO/1 NC slow-action contacts without actuator head | 682 | 1 | Z9 | 1
3SE5132-0PA00-1CA0 |  | Basic switch with increased corrosion protection for position switch 3SE513 Enclosure plastic according to EN 50041 Device connection 1 x (M20 x 1.5) 2 NO/1 NC slow-action contacts without actuator head | 783 | 1 | Z9 | 1
3SE5132-0PB01 |  | Position switch Plastic enclosure 40 mm according to EN 50041 Device connection 1x (M20 x 1.5) 2 NO/1 NC slow-action contacts Plain plunger with stainless steel plunger | 883 | 1 | Z9 | 1
3SE5132-0PC03 |  | Position switch Plastic enclosure 40 mm according to EN 50041 Device connection 1x (M20 x 1.5) 2 NO/1 NC slow-action contacts Rounded plunger made of plastic | 949 | 1 | Z9 | 1
3SE5132-0PD05 |  | Position switch Plastic enclosure 40 mm according to EN 50041 Device connection 1x (M20 x 1.5) 2 NO/1 NC slow-action contacts Roller plunger, plastic with plastic roller 13 mm | 1010 | 1 | Z9 | 1
3SE5132-0PE05 |  | Position switch Plastic enclosure 40 mm according to EN 50041 Device connection 1x (M20 x 1.5) 2 NO/1 NC slow-action contacts Roller lever made of metal and Plastic roller 22 mm | 1100 | 1 | Z9 | 1
3SE5132-0PJ01 |  | Position switch Plastic enclosure 40 mm Twist lever, according to EN 50041 Device connection 1 x (M20 x 1.5) 2 NO/1 NC slow-action contacts Rotary actuator right/left adjustable, Metal lever 27 mm long and plastic roller 19 mm | 1160 | 1 | Z9 | 1
3SE5132-0QV20 |  | Safety position switch with separate actuator Plastic enclosure 40 mm 1 x (M20 x 1.5) Slow-action contacts 1 NO+2 NC 5 directions of approaches The matching separate actuator 3SE5000-0AV0. must be ordered separately | 1310 | 1 | Z9 | 1
3SE5132-1KA00 |  | Basic switch for position switch 3SE51 Plastic enclosure 40 mm according to EN 50041 Device connection 1 x (M20 x 1.5) with 2 LEDs, yellow/green, 24 V DC 1 NO/2 NC slow-action contacts without actuator head | 1170 | 1 | Z9 | 1
3SE5132-1LA00 |  | Basic switch for position switch 3SE51 Plastic enclosure 40 mm according to EN 50041 Device connection 1 x (M20 x 1.5) with 2 LEDs, yellow/green, 24 V DC 1 NO/2 NC slow-action contacts without actuator head | 1140 | 1 | Z9 | 1
3SE5132-1QV20 |  | Safety position switch with separate actuator Plastic enclosure 40 mm 1 x (M20 x 1.5) Slow-action contacts 1 NO+2 NC with 2 LEDs yellow/green 24 V DC 5 directions of approaches The matching separate actuator 3SE5000-0AV0. must be ordered separately | 1830 | 1 | Z9 | 1
3SE5132-3KA00 |  | Basic switch for position switch 3SE5132 Plastic enclosure 40 mm according to EN 50041 Device connection 1 x (M20 x 1.5) with 2 LEDs, yellow/green, 24 V DC 230 V AC 1 NO/2 NC slow-action contacts without actuator head | 1240 | 1 | Z9 | 1
3SE5132-3LA00 |  | Basic switch for position switch 3SE51 Plastic enclosure 40 mm according to EN 50041 Device connection 1 x (M20 x 1.5) with 2 LEDs, yellow/green, 24 V DC 1 NO / 2 NC quick action contacts without actuator head | 1210 | 1 | Z9 | 1
3SE5132-3QV20 |  | Safety position switch with separate actuator Plastic enclosure 40 mm 1 x (M20 x 1.5) Slow-action contacts 1 NO+2 NC with 2 LEDs yellow/green 230 V AC 5 directions of approaches The matching separate actuator 3SE5000-0AV0. must be ordered separately | 1900 | 1 | Z9 | 1
3SE5134-0BA00-1AC4 |  | position switch plastic enclosure 40 mm according to EN 50041 1 NO/1 NC slow-action contacts with M12 plug, 4-pole pin assignment: Pin1=21, Pin2=22 Pin3=13, Pin4=14 max. 250 V and 4 A | 1140 | 1 | Z9 | 1
3SE5134-0CA00-1AC4 |  | position switch plastic enclosure 40 mm according to EN 50041 1 NO/1 NC quick action contacts with M12 plug, 4-pole pin assignment: Pin1=21, Pin2=22 Pin3=13, Pin4=14 max. 250 V and 4 A | 1110 | 1 | Z9 | 1
3SE5134-0KA00-1AE0 |  | basic switch plastic enclosure 40 mm according to EN 50041 device connection 1x (M20 x 1.5) 1 NO/2 NC slow-action contacts with M12 plug, 4-pole 2 NC connected pin assignment: Pin1=21, Pin2=22 Pin3=31, Pin4=32 max. 250 V and 4 A | 1200 | 1 | Z9 | 1
3SE5134-0LA00-1AE0 |  | position switch plastic enclosure 40 mm according to EN 50041 device connection 1x (M20 x 1.5) 1 NO/2 NC quick action contacts with M12 plug, 4-pole 2 NC connected pin assignment: Pin1=21, Pin2=22 Pin3=31, Pin4=32 max. 250 V and 4 A | 1160 | 1 | Z9 | 1
3SE5160-0AA00-1AG0 |  | Cover yellow for position switch metal XL, 56 mm wide | 145 | 1 | Z9 | 1
3SE5162-0AA00 |  | Empty enclosure for position switch 3SE5162 Metal enclosure XL, 56 mm wide Device connection 3x(M20 x 1.5) IP66/IP67 without actuator head | 1250 | 1 | Z9 | 1
3SE5162-0BA00 |  | Basic switch for position switch 3SE5162 Metal enclosure XL, 56 mm wide Device connection 3x(M20 x 1.5) IP66/IP67 2 x (1 NO/2 NC) Slow-action contacts without actuator head | 2390 | 1 | Z9 | 1
3SE5162-0BA00-1AJ0 |  | Position switch Basic switch Metal enclosure XL, 56 mm wide Increased corrosion protection Device connection 3 x (M20 x 1.5) 2 x (1 NO/1 NC) Slow-action contacts functional at -40 Â°C Shock and vibration test according to EN 61373, Category 1B | 2790 | 1 | Z9 | 1
3SE5162-0BA00-1CA0 |  | Basic switch for position switch 3SE5162 Metal enclosure XL, 56 mm wide Device connection 3x(M20 x 1.5) IP66/IP67 2 x (1 NO/2 NC) Slow-action contacts without actuator head with increased corrosion protection | 2460 | 1 | Z9 | 1
3SE5162-0BD02 |  | Position switch Position switch 3SE5162 Metal enclosure XL, 56 mm wide with roller plunger, made of Stainless steel roller 13 mm Device connection 3 x (M20 x 1.5) 2 x (1 NO/1 NC) Slow-action contacts IP66/IP67 | 3080 | 1 | Z9 | 1
3SE5162-0BE01 |  | Position switch 3SE5162 Metal enclosure XL, 56 mm wide with roller lever, metal lever and plastic roller 22 mm Device connection 3 x (M20 x 1.5) 2 x (1 NO/1 NC) Slow-action contacts IP66/IP67 | 2880 | 1 | Z9 | 1
3SE5162-0CA00 |  | Basic switch for position switch 3SE5162 Metal enclosure XL, 56 mm wide Device connection 3x(M20 x 1.5) IP66/IP67 2 x (1 NO/1 NC) quick action contacts without actuator head | 2370 | 1 | Z9 | 1
3SE5162-0CA00-1AJ0 |  | Position switch Basic switch Metal enclosure XL, 56 mm wide Increased corrosion protection Device connection 3 x (M20 x 1.5) 2 x (1 NO/1 NC) quick action contacts functional at -40 Â°C Shock and vibration test according to EN 61373, Category 1B | 2780 | 1 | Z9 | 1
3SE5162-0CA00-1CA0 |  | Basic switch for position switch 3SE5162 Metal enclosure XL, 56 mm wide Device connection 3x(M20 x 1.5) IP66/IP67 2 x (1 NO/1 NC) quick action contacts without actuator head with increased corrosion protection | 2440 | 1 | Z9 | 1
3SE5162-0CB01 |  | Position switch 3SE5162 Metal enclosure XL, 56 mm wide Plain plunger made of stainless steel Device connection 3 x (M20 x 1.5) 2 x (1 NO/1 NC) Quick action contacts IP66/IP67 | 2560 | 1 | Z9 | 1
3SE5162-0CD02 |  | Position switch 3SE5162 Metal enclosure XL, 56 mm wide Roller plunger with stainless steel roller 13 mm Device connection 3 x (M20 x 1.5) 2 x (1 NO/1 NC) Quick action contacts IP66/IP67 | 3040 | 1 | Z9 | 1
3SE5162-0CE01 |  | Position switch 3SE5162 Metal enclosure XL, 56 mm wide with roller lever, metal lever and plastic roller 22 mm Device connection 3 x (M20 x 1.5) 2 x (1 NO/1 NC) Quick action contacts IP66/IP67 | 2830 | 1 | Z9 | 1
3SE5162-0CE02 |  | Position switch 3SE5162 Metal enclosure XL, 56 mm wide with roller lever, metal lever and stainless steel roller 22 mm Device connection 3 x (M20 x 1.5) 2 x (1 NO/1 NC) Quick action contacts IP66/IP67 | 3080 | 1 | Z9 | 1
3SE5162-0CF01 |  | Position switch 3SE5162 Metal enclosure XL, 56 mm wide with angular roller lever Metal lever and Plastic roller 22 mm Device connection 3 x (M20 x 1.5) 2 x (1 NO/1 NC) Quick action contacts IP66/IP67 | 2830 | 1 | Z9 | 1
3SE5162-0CH01 |  | Position switch 3SE5162 Metal enclosure XL, 56 mm wide with twist lever 27 mm, made of metal/plastic roller 19 mm Device connection 3 x (M20 x 1.5) 2 x (1 NO/1 NC) Quick action contacts IP66/IP67 | 3010 | 1 | Z9 | 1
3SE5162-0CH12-1AN5 |  | SIRIUS position switch Metal enclosure XL, 56 mm wide, with twist lever 27 mm made from Stainless steel, Stainless steel roller 19 mm, Device connection 3x(M20x1.5), Increased corrosion protection (increased corrosion protection) gold-plated contacts, 2x(1 NO/1 NC) Quick action contacts, IP66/IP67; suitable for use at -40 degrees | 6940 | 1 | Z9 | 1
3SE5162-0CH12-1CC1 |  | SIRIUS position switch Metal enclosure XL, 56 mm wide, with twist lever 27 mm made from Stainless steel, Stainless steel roller 19 mm, Device connection 3x(M20x1.5), Increased corrosion protection (increased corrosion protection) gold-plated contacts, 2x(1 NO/1 NC) Quick action contacts, IP66/IP67 | 6480 | 1 | Z9 | 1
3SE5162-0CH60-1AJ0 |  | Position switch with twist lever adjustable-length with grid hole Metal enclosure XL, 56 mm wide Increased corrosion protection Device connection 3 x (M20 x 1.5) 2 x (1 NO/1 NC) quick action contacts functional at -40 Â°C Shock and vibration test according to EN 61373, Category 1B | 3880 | 1 | Z9 | 1
3SE5162-0CH63-1AN4 |  | SIRIUS position switch metal enclosure XL, 56 mm wide, with twist lever, adjustable length with grid hole, high-grade steel lever, high-grade steel roller 19 mm, increased corrosion protection (increased corrosion protection), connection 3x M20 x 1.5, gold-plated contacts: 2x(1 NO/1 NC) snap-action contacts, adapter 3SX5100-3B (with toothed lock washer) enclosed | 7010 | 1 | Z9 | 1
3SE5162-0CH63-1AN6 |  | SIRIUS position switch Metal enclosure XL, 56 mm wide, with twist lever, adjustable-length with Grid hole, Stainless steel lever, stainless steel roller 19mm, Increased corrosion protection (increased corrosion protection), connection 3X(M20x1.5) gold-plated contacts: 2x(1 NO/1 NC) Quick action contacts, adapter 3SX5100-3B (with toothed lock washer) enclosed, Suitable for use at -40 degrees | 7480 | 1 | Z9 | 1
3SE5162-0DA00 |  | Basic switch for position switch 3SE5162 Metal enclosure XL, 56 mm wide Device connection 3x(M20 x 1.5) IP66/IP67 2 x (1 NO/2 NC) Slow-action contacts with make-before-break without actuator head | 2460 | 1 | Z9 | 1
3SE5162-0DA00-1CA0 |  | Basic switch for position switch 3SE5162 Metal enclosure XL, 56 mm wide Device connection 3x(M20 x 1.5) IP66/IP67 2 x (1 NO/2 NC) Slow-action contacts with make-before-break without actuator head with increased corrosion protection | 2580 | 1 | Z9 | 1
3SE5162-0EC02 |  | position switch metal enclosure XL, 56 mm wide with rounded plunger, off stainless steel with 3 mm overtravel device connection 3 x(M20 x 1.5), 1 x (1 NO/1 NC) slow-action contact and 1 x (1 NO/2 NC) slow-action contact with make-before-break, IP66/IP67 | 3080 | 1 | Z9 | 1
3SE5162-0UB01-1AM4 |  | position switch metal enclosure plain plunger snap-action contacts 1 NO+1 NC short stroke, special operating travel slow-action contacts 1 NO+2 NC tappet spring actuating/restoring force 30 N customer-specific | 3990 | 1 | Z9 | 1
3SE5210-0AA00-1AG0 |  | Cover for position switch Metal 3SE52, for Enclosure according to EN 50047, 31 mm Color yellow | 113 | 1 | Z9 | 1
3SE5210-1AA00 |  | LED cover for position switch Metal 3SE52, for Enclosure according to EN 50047, 31 mm LEDs, yellow/green, 24 V DC Color turquoise | 602 | 1 | Z9 | 1
3SE5210-1AA00-1AG0 |  | LED cover for position switch Metal 3SE52, for Enclosure according to EN 50047, 31 mm LEDs, yellow/green, 24 V DC Color yellow | 671 | 1 | Z9 | 1
3SE5210-3AA00 |  | LED cover for position switch Metal 3SE52, for Enclosure according to EN 50047, 31 mm LEDs, yellow/green, 110-230 V AC Color turquoise | 602 | 1 | Z9 | 1
3SE5210-3AA00-1AG0 |  | LED cover for position switch Metal 3SE52, for Enclosure according to EN 50047, 31 mm LEDs, yellow/green, 110-230 V AC Color yellow | 671 | 1 | Z9 | 1
3SE5212-0AC05 |  | empty enclosure for position switch metal enclosure according to DIN EN 50047, 31 mm M20 x 1.5 with cover color turquoise and plunger | 312 | 1 | Z9 | 1
3SE5212-0AC05-1CA0 |  | empty enclosure for position switch made of metal with increased corrosion protection according to DIN EN 50047, 31 mm M20 x 1.5 with cover color turquoise and plunger | 434 | 1 | Z9 | 1
3SE5212-0BB01 |  | Position switch Metal enclosure 31 mm according to EN 50047 Device connection 1 x (M20 x 1.5) 1 NO/1 NC slow-action contacts Plain plunger, stainless steel | 965 | 1 | Z9 | 1
3SE5212-0BC05 |  | Position switch Basic switch metal enclosure according to EN 50047, 31 mm Device connection 1 x (M20 x 1.5) 1 NO/1 NC slow-action contacts | 771 | 1 | Z9 | 1
3SE5212-0BC05-1CA0 |  | position switch with increased corrosion protection metal enclosure according to DIN EN 50047, 31 mm device connection 1 x (M20 x 1.5) 1 NO/1 NC slow-action contacts with plunger | 870 | 1 | Z9 | 1
3SE5212-0BD03 |  | position switch metal enclosure according to DIN EN 50047, 31 mm device connection 1 x (M20 x 1.5) 1 NO/1 NC slow-action contacts roller plunger, form C with plastic roller 10 mm | 920 | 1 | Z9 | 1
3SE5212-0BE10 |  | Position switch Metal enclosure according to EN 50047, 31 mm Device connection 1 x (M20 x 1.5) 1 NO/1 NC slow-action contacts Roller lever with plastic roller 13 mm | 986 | 1 | Z9 | 1
3SE5212-0BF10 |  | position switch metal enclosure according to DIN EN 50047, 31 mm device connection 1 x (M20 x 1.5) 1 NO/1 NC slow-action contacts angular roller plunger with plastic roller 13 mm | 986 | 1 | Z9 | 1
3SE5212-0BK21 |  | Position switch Metal enclosure according to EN 50047, 31 mm Device connection 1 x (M20 x 1.5) 1 NO/1 NC slow-action contacts Twist lever, 21 mm long right/left adjustable with plastic roller 19 mm | 1040 | 1 | Z9 | 1
3SE5212-0BK50 |  | Position switch Metal enclosure according to EN 50047, 31 mm Device connection 1 x (M20 x 1.5) 1 NO/1 NC slow-action contacts adjustable-length twist lever right/left adjustable with plastic roller 19 mm | 1160 | 1 | Z9 | 1
3SE5212-0CB01 |  | Position switch Metal enclosure 31 mm according to EN 50047 Device connection 1 x (M20 x 1.5) 1 NO/1 NC quick action contacts Plain plunger, stainless steel | 933 | 1 | Z9 | 1
3SE5212-0CC05 |  | position switch metal enclosure according to DIN EN 50047, 31 mm device connection 1 x (M20 x 1.5) 1 NO/1 NC quick action contacts (replaceable) rounded plunger, form B | 737 | 1 | Z9 | 1
3SE5212-0CC05-1AJ0 |  | Position switch Metal 31 mm, according to EN 50047 Increased corrosion protection Device connection 1 x (M20 x 1.5) 1 NO/1 NC quick action contacts Rounded plunger functional at -40 Â°C Shock and vibration test according to EN 61373, Category 1B | 1150 | 1 | Z9 | 1
3SE5212-0CC05-1CA0 |  | Position switch with increased corrosion protection Metal enclosure according to EN 50047, 31 mm Device connection 1 x (M20 x 1.5) 1 NO/1 NC quick action contacts (replaceable) with plunger | 833 | 1 | Z9 | 1
3SE5212-0CD03 |  | position switch metal enclosure according to DIN EN 50047, 31 mm device connection 1 x (M20 x 1.5) 1 NO/1 NC quick action contacts roller plunger, form C with plastic roller 10 mm | 885 | 1 | Z9 | 1
3SE5212-0CE10 |  | Position switch Metal enclosure according to EN 50047, 31 mm Device connection 1 x (M20 x 1.5) 1 NO/1 NC quick action contacts Roller lever with plastic roller 13 mm | 952 | 1 | Z9 | 1
3SE5212-0CF10 |  | Position switch Metal enclosure according to EN 50047, 31 mm Device connection 1 x (M20 x 1.5) 1 NO/1 NC quick action contacts Angular roller lever with plastic roller 13 mm | 952 | 1 | Z9 | 1
3SE5212-0CH22-1AJ0 |  | Position switch Metal 31 mm, according to EN 50047 Increased corrosion protection Device connection 1 x (M20 x 1.5) 1 NO/1 NC quick action contacts Rotary actuator right/left adjustable Metal lever and Stainless steel roller 19 mm functional at -40 Â°C Shock and vibration test according to EN 61373, Category 1B | 2080 | 1 | Z9 | 1
3SE5212-0CK21 |  | Position switch Metal enclosure according to EN 50047, 31 mm Device connection 1 x (M20 x 1.5) 1 NO/1 NC quick action contacts Twist lever, 21 mm long right/left adjustable with plastic roller 19 mm | 1010 | 1 | Z9 | 1
3SE5212-0CK50 |  | Position switch Metal enclosure according to EN 50047, 31 mm Device connection 1 x (M20 x 1.5) 1 NO/1 NC quick action contacts adjustable-length twist lever right/left adjustable with plastic roller 19 mm | 1140 | 1 | Z9 | 1
3SE5212-0CK60 |  | Position switch Metal enclosure according to EN 50047, 31 mm Device connection 1 x (M20 x 1.5) 1 NO/1 NC quick action contacts adjustable-length twist lever with positive fit (grid hole) right/left adjustable with plastic roller 19 mm | 1190 | 1 | Z9 | 1
3SE5212-0KB01 |  | Position switch Metal enclosure 31 mm according to EN 50047 Device connection 1 x (M20 x 1.5) 1 NO/2 NC slow-action contacts Plain plunger, stainless steel | 1020 | 1 | Z9 | 1
3SE5212-0KC05 |  | position switch metal enclosure according to DIN EN 50047, 31 mm device connection 1 x (M20 x 1.5) 1 NO/2 NC slow-action contacts rounded plunger, form B | 783 | 1 | Z9 | 1
3SE5212-0KC05-1AJ0 |  | Position switch Metal enclosure according to EN 50047, 31 mm Device connection 1 x (M20 x 1.5) 1 NO/2 NC slow-action contacts Rounded plunger, Form B functional at -40 Â°C Shock and vibration test according to EN 61373, Category 1B | 1200 | 1 | Z9 | 1
3SE5212-0KC05-1CA0 |  | Position switch with increased corrosion protection Metal enclosure according to EN 50047, 31 mm Device connection 1 x (M20 x 1.5) 1 NO/2 NC slow-action contacts with plunger | 883 | 1 | Z9 | 1
3SE5212-0KD03 |  | Position switch Metal enclosure according to EN 50047, 31 mm Device connection 1 x (M20 x 1.5) 1 NO/2 NC slow-action contacts Roller plunger, Form C with plastic roller 10 mm | 938 | 1 | Z9 | 1
3SE5212-0KD10 |  | Position switch Metal enclosure IP66/IP67 according to EN 50047, 31 mm Device connection 1 x (M20 x 1.5) 1 NO/2 NC slow-action contacts Roller plunger with central mounting and Plastic roller 10 mm | 1110 | 1 | Z9 | 1
3SE5212-0KE10 |  | Position switch Metal enclosure according to EN 50047, 31 mm Device connection 1 x (M20 x 1.5) 1 NO/2 NC slow-action contacts Roller lever with plastic roller 13 mm | 1010 | 1 | Z9 | 1
3SE5212-0KF10 |  | Position switch Metal enclosure according to EN 50047, 31 mm Device connection 1 x (M20 x 1.5) 1 NO/2 NC slow-action contacts Angular roller lever with plastic roller 13 mm | 1010 | 1 | Z9 | 1
3SE5212-0KK21 |  | Position switch Metal enclosure according to EN 50047, 31 mm Device connection 1 x (M20 x 1.5) 1 NO/2 NC slow-action contacts Twist lever, 21 mm long right/left adjustable with plastic roller 19 mm | 1050 | 1 | Z9 | 1
3SE5212-0KK50 |  | Position switch Metal enclosure 31 mm according to EN 50047 Device connection 1 x (M20 x 1.5) Rotary actuator right/left 1 NO/2 NC slow-action contacts adjustable, with adjustable-length Metal lever, 100 mm long and plastic roller 19 mm | 1170 | 1 | Z9 | 1
3SE5212-0KK60 |  | Position switch Metal enclosure 31 mm according to EN 50047 Device connection 1 x (M20 x 1.5) 1 NO/2 NC quick action contacts Rotary actuator right/left adjustable with adjustable-length Metal lever, 100 mm long with positive fit (grid hole), and plastic roller 19 mm | 1240 | 1 | Z9 | 1
3SE5212-0LB01 |  | Position switch Metal enclosure 31 mm according to EN 50047 Device connection 1 x (M20 x 1.5) 1 NO/2 NC quick action contacts Plain plunger, stainless steel | 981 | 1 | Z9 | 1
3SE5212-0LC05 |  | Position switch Metal enclosure according to EN 50047, 31 mm Device connection 1 x (M20 x 1.5) 1 NO/2 NC quick action contacts Rounded plunger, Form B | 817 | 1 | Z9 | 1
3SE5212-0LC05-1AJ0 |  | Position switch Metal 31 mm, according to EN 50047 Increased corrosion protection Device connection 1 x (M20 x 1.5) 1 NO/2 NC quick action contacts Rounded plunger functional at -40 Â°C Shock and vibration test according to EN 61373, Category 1B | 1240 | 1 | Z9 | 1
3SE5212-0LC05-1CA0 |  | Position switch with increased corrosion protection Metal enclosure according to EN 50047, 31 mm Device connection 1 x (M20 x 1.5) 1 NO/2 NC quick action contacts with plunger | 918 | 1 | Z9 | 1
3SE5212-0LD03 |  | Position switch Metal enclosure according to EN 50047, 31 mm Device connection 1 x (M20 x 1.5) 1 NO/2 NC quick action contacts Roller plunger, Form C with plastic roller 10 mm | 967 | 1 | Z9 | 1
3SE5212-0LE10 |  | Position switch Metal enclosure according to EN 50047, 31 mm Device connection 1 x (M20 x 1.5) 1 NO/2 NC quick action contacts Roller lever with plastic roller 13 mm | 1030 | 1 | Z9 | 1
3SE5212-0LF10 |  | Position switch Metal enclosure according to EN 50047, 31 mm Device connection 1 x (M20 x 1.5) 1 NO/2 NC quick action contacts Angular roller lever with plastic roller 13 mm | 1030 | 1 | Z9 | 1
3SE5212-0LK21 |  | Position switch Metal enclosure according to EN 50047, 31 mm Device connection 1 x (M20 x 1.5) 1 NO/2 NC quick action contacts Twist lever, 21 mm long right/left adjustable with plastic roller 19 mm | 1090 | 1 | Z9 | 1
3SE5212-0LK50 |  | Position switch Metal enclosure 31 mm according to EN 50047 Device connection 1 x (M20 x 1.5) Rotary actuator right/left 1 NO/2 NC quick action contacts adjustable with adjustable-length Metal lever, 100 mm long and plastic roller 19 mm | 1210 | 1 | Z9 | 1
3SE5212-0LK60 |  | Position switch Metal enclosure according to EN 50047, 31 mm Device connection 1 x M20 x 1.5 1 NO/2 NC quick action contacts adjustable-length twist lever with positive fit (grid hole) right/left adjustable with plastic roller 19 mm | 1270 | 1 | Z9 | 1
3SE5212-0LU21 |  | Hinge switch Metal enclosure, 31 mm, EN 50047 Device connection 1 x (M20 x 1.5) Snap-action contacts 2 NC/1 NO integrated, with hollow shaft Diameter = 8 mm Actuating angle 10Â° | 1360 | 1 | Z9 | 1
3SE5212-0LU22 |  | Hinge switch Metal enclosure, 31 mm, EN 50047 Device connection 1 x (M20 x 1.5) Snap-action contacts 2 NC/1 NO integrated, with solid shaft Diameter = 10 mm Actuating angle 10Â° | 1360 | 1 | Z9 | 1
3SE5212-0MC05 |  | position switch metal enclosure according to DIN EN 50047, 31 mm device connection 1 x (M20 x 1.5) 1 NO/2 NC slow-action contacts with make-before-break rounded plunger form B | 817 | 1 | Z9 | 1
3SE5212-0MC05-1CA0 |  | Position switch with increased corrosion protection Metal enclosure according to EN 50047, 31 mm Device connection 1 x (M20 x 1.5) 1 NO/2 NC slow-action contacts with make-before-break with plunger | 918 | 1 | Z9 | 1
3SE5212-0NH50 |  | Position switch Metal enclosure according to EN 50047, 31 mm Device connection 1 x M20 x 1.5 1 NO/1 NC quick action contacts short stroke adjustable-length twist lever right/left adjustable with plastic roller 19 mm with rotary actuator 3SE5000-0AH00 (EN 50041) | 1500 | 1 | Z9 | 1
3SE5212-0PC05 |  | Position switch Metal enclosure according to EN 50047, 31 mm Device connection 1 x (M20 x 1.5) 2 NO/1 NC slow-action contacts Rounded plunger, Form B | 817 | 1 | Z9 | 1
3SE5212-0PC05-1CA0 |  | Position switch with increased corrosion protection Metal enclosure according to EN 50047, 31 mm Device connection 1 x (M20 x 1.5) 2 NO/1 NC slow-action contacts Teflon plunger | 918 | 1 | Z9 | 1
3SE5212-0QV40 |  | safety position switch with separate actuator metal enclosure 31 mm, 1x (M20x 1.5) head made of plastic, Slow-action contacts 1 NO+2 NC 5 directions of approaches The matching separate actuator 3SE5000-0AV0./-0AW. must be ordered separately. | 1440 | 1 | Z9 | 1
3SE5212-0RV40 |  | safety position switch with separate actuator metal enclosure 31 mm, 1x (M20x 1.5), EN 50047 head made of plastic, slow-action contacts 1 NO+1 NC 5 directions of approaches The matching separate actuator 3SE5000-0AV0./-0AW. must be ordered separately. | 1350 | 1 | Z9 | 1
3SE5212-1KC05 |  | Position switch Metal enclosure according to EN 50047, 31 mm Device connection 1 x (M20 x 1.5) 1 NO/2 NC slow-action contacts with 2 LEDs yellow/green, 24 V DC | 1310 | 1 | Z9 | 1
3SE5212-1LC05 |  | Position switch Metal enclosure according to EN 50047, 31 mm Device connection 1 x (M20 x 1.5) 1 NO/2 NC quick action contacts with 2 LEDs yellow/green, 24 V DC | 1270 | 1 | Z9 | 1
3SE5212-1RV40 |  | safety position switch with separate actuator metal enclosure 31 mm, 1x (M20x 1.5) head made of plastic, slow-action contacts 1 NO+1 NC 2x LED yellow/green 24 V DC 5 directions of approaches The matching separate actuator 3SE5000-0AV0./-0AW. must be ordered separately. | 1890 | 1 | Z9 | 1
3SE5212-3KC05 |  | Position switch Metal enclosure according to EN 50047, 31 mm Device connection 1 x (M20 x 1.5) 1 NO/2 NC slow-action contacts with 2 LEDs yellow/green, 230 V AC | 1370 | 1 | Z9 | 1
3SE5212-3LC05 |  | Position switch Metal enclosure according to EN 50047, 31 mm Device connection 1 x (M20 x 1.5) 1 NO/2 NC quick action contacts with 2 LEDs yellow/green, 230 V AC | 1340 | 1 | Z9 | 1
3SE5212-3RV40 |  | safety position switch with separate actuator metal enclosure 31 mm, 1x (M20x 1.5) head made of plastic, slow-action contacts 1 NO+1 NC 2x LED yellow/green 230 V AC 5 directions of approaches The matching separate actuator 3SE5000-0AV0./-0AW. must be ordered separately. | 1960 | 1 | Z9 | 1
3SE5214-0BC05-1AC5 |  | position switch metal enclosure according to EN 50047, 31 mm 1 NO/1 NC slow-action contacts with M12 plug, 5-pole pin assignment: Pin1=21, Pin2=22 Pin3=13, Pin4=14, Pin5=PE for maximum 125 V and 4 A with plunger | 1320 | 1 | Z9 | 1
3SE5214-0CC05-1AC5 |  | position switch metal enclosure according to EN 50047, 31 mm 1 NO/1 NC quick action contacts with M12 plug, 5-pole pin assignment: Pin1=21, Pin2=22 Pin3=13, Pin4=14, Pin5=PE for maximum 125 V and 4 A with plunger | 1290 | 1 | Z9 | 1
3SE5214-0KC05-1AE1 |  | position switch metal enclosure according to EN 50047, 31 mm device connection 1 x (M20 x 1.5) 1 NO/2 NC slow-action contacts with M12 plug, 5-pole 2 NC connected pin assignment: Pin1=21, Pin2=22 Pin3=31, Pin4=32, Pin5=PE maximum 125 V and 4 A with plunger | 1370 | 1 | Z9 | 1
3SE5214-0LC05-1AE1 |  | position switch metal enclosure according to EN 50047, 31 mm device connection 1 x (M20 x 1.5) 1 NO/2 NC quick action contacts with M12 plug, 5-pole 2 NC connected pin assignment: Pin1=21, Pin2=22 Pin3=31, Pin4=32, Pin5=PE maximum 125 V and 4 A with plunger | 1340 | 1 | Z9 | 1
3SE5214-1BC05-1AF3 |  | Position switch Metal enclosure 31 mm according to EN 50047 1 NO/1 NC slow-action contacts with M12 connector, 5-pole, fixed with 2 LEDs, yellow/green, 24 V DC with plunger Pin assignment: Pin 1=21, Pin 2=22 Pin 3=14 + LED green, Pin 4=13 and LED yellow, Pin 5=ground LED | 1850 | 1 | Z9 | 1
3SE5214-1CC05-1AF3 |  | Position switch Metal enclosure 31 mm according to EN 50047 1 NO/1 NC quick action contacts with M12 connector, 5-pole, fixed with 2 LEDs, yellow/green, 24 V DC with plunger Pin assignment: Pin 1=21, Pin 2=22 Pin 3=13 + LED green, Pin 4=14 and LED yellow, Pin 5=ground LED | 1820 | 1 | Z9 | 1
3SE5230-0AA00-1AG0 |  | Cover for position switch Plastic 3SE52, for Enclosure according to EN 50047, 31 mm Color yellow | 84 | 1 | Z9 | 1
3SE5230-1AA00 |  | LED cover for position switch Plastic 3SE52, for Enclosure according to EN 50047, 31 mm LEDs, yellow/green, 24 V DC Color turquoise | 575 | 1 | Z9 | 1
3SE5230-1AA00-1AG0 |  | LED cover for position switch plastic 3SE52, for enclosure according to EN 50047, 31 mm LEDs, yellow/green, 24 V DC color yellow | 575 | 1 | Z9 | 1
3SE5230-3AA00 |  | LED cover for position switch Plastic 3SE52, for Enclosure according to EN 50047, 31 mm LEDs, yellow/green, 110-230 V AC Color turquoise | 643 | 1 | Z9 | 1
3SE5230-3AA00-1AG0 |  | LED cover for position switch Plastic 3SE52, for Enclosure according to EN 50047, 31 mm LEDs, yellow/green, 110-230 V AC Color yellow | 643 | 1 | Z9 | 1
3SE5232-0AC05 |  | Empty enclosure Position switch plastic according to EN 50047, 31 mm M20 x 1.5, with cover Color turquoise and plunger | 110 | 1 | Z9 | 1
3SE5232-0AC05-1CA0 |  | Enclosure for position switch with increased corrosion protection Plastic enclosure according to EN 50047, 31 mm M20 x 1.5, with cover Color turquoise and plunger | 208 | 1 | Z9 | 1
3SE5232-0BC05 |  | position switch plastic enclosure according to EN 50047, 31 mm device connection 1 x(M20 x 1.5), 1 NO/1 NC slow action contacts, rounded plunger, form B | 573 | 1 | Z9 | 1
3SE5232-0BC05-1CA0 |  | Position switch with increased corrosion protection Plastic enclosure according to EN 50047, 31 mm Device connection 1 x (M20 x 1.5) 1 NO/1 NC slow-action contacts Teflon plunger | 669 | 1 | Z9 | 1
3SE5232-0BD03 |  | Position switch Plastic enclosure according to EN 50047, 31 mm Device connection 1 x (M20 x 1.5) 1 NO/1 NC slow-action contacts Roller plunger, Form C with plastic roller 10 mm | 723 | 1 | Z9 | 1
3SE5232-0BE10 |  | Position switch Plastic enclosure according to EN 50047, 31 mm Device connection 1 x (M20 x 1.5) 1 NO/1 NC slow-action contacts Roller lever with plastic roller 13 mm | 817 | 1 | Z9 | 1
3SE5232-0BF10 |  | Position switch Plastic enclosure according to EN 50047, 31 mm Device connection 1 x (M20 x 1.5) 1 NO/1 NC slow-action contacts Angular roller plunger with plastic roller 13 mm | 817 | 1 | Z9 | 1
3SE5232-0BK21 |  | Position switch Plastic enclosure according to EN 50047, 31 mm Device connection 1 x (M20 x 1.5) 1 NO/1 NC slow-action contacts Twist lever, 21 mm long right/left adjustable with plastic roller 19 mm | 840 | 1 | Z9 | 1
3SE5232-0BK50 |  | Position switch Plastic enclosure according to EN 50047, 31 mm Device connection 1 x (M20 x 1.5) 1 NO/1 NC slow-action contacts adjustable-length twist lever right/left adjustable with plastic roller 19 mm | 956 | 1 | Z9 | 1
3SE5232-0CC05 |  | position switch plastic enclosure according to EN 50047, 31 mm device connection 1 x (M20 x 1.5) 1 NO/1 NC, quick action contacts (replaceable), rounded plunger form B | 538 | 1 | Z9 | 1
3SE5232-0CC05-1AJ0 |  | Position switch Plastic 31 mm according to EN 50047 Increased corrosion protection Device connection 1 x (M20 x 1.5) 1 NO/1 NC quick action contacts Rounded plunger functional at -40 Â°C Shock and vibration test according to EN 61373, Category 1B | 888 | 1 | Z9 | 1
3SE5232-0CC05-1CA0 |  | Position switch with increased corrosion protection Plastic enclosure according to EN 50047, 31 mm Device connection 1 x (M20 x 1.5) 1 NO/1 NC quick action contacts (replaceable) Teflon plunger | 641 | 1 | Z9 | 1
3SE5232-0CD10-1AJ0 |  | Position switch Plastic 31 mm according to EN 50047 Increased corrosion protection Device connection 1 x (M20 x 1.5) 1 NO/1 NC quick action contacts Roller plunger with central mounting functional at -40 Â°C Shock and vibration test according to EN 61373, Category 1B | 1290 | 1 | Z9 | 1
3SE5232-0CE12-1CA0 |  | Position switch with increased corrosion protection Plastic enclosure according to EN 50047, 31 mm Device connection 1 x (M20 x 1.5) 1 NO/1 NC quick action contacts (replaceable) Roller lever made of stainless steel with plastic roller 13 mm | 1010 | 1 | Z9 | 1
3SE5232-0CK31-1AJ0 |  | Position switch Plastic 31 mm according to EN 50047 Increased corrosion protection Device connection 1 x (M20 x 1.5) 1 NO/1 NC quick action contacts Rotary actuator right/left adjustable, with Stainless steel lever and plastic roller 19 mm functional at -40 Â°C Shock and vibration test according to EN 61373, Category 1B | 1420 | 1 | Z9 | 1
3SE5232-0CK62-1AJ0 |  | position switch plastic 31 mm according to DIN EN 50047 increased corrosion protection device connection 1 x (M20 x 1.5) 1 NO/1 NC quick action contacts twist lever adjustable length with grid hole on the right and/or left adjustable, with stainless steel lever and plastic roller 19 mm functional at -40 Â°C shock and vibration test according to DIN EN 61373, category 1B | 1600 | 1 | Z9 | 1
3SE5232-0FC05 |  | position switch plastic enclosure according to DIN EN 50047, 31 mm device connection 1 x (M20 x 1.5) 1 NO/1 NC quick-action contacts short stroke integrated rounded plunger form B | 584 | 1 | Z9 | 1
3SE5232-0FD03 |  | Position switch Plastic enclosure according to EN 50047, 31 mm Device connection 1 x (M20 x 1.5) 1 NO/1 NC quick action contacts Short stroke integrated Roller plunger, Form C | 737 | 1 | Z9 | 1
3SE5232-0GC05 |  | position switch plastic enclosure according to DIN EN 50047, 31 mm device connection 1 x (M20 x 1.5) 1 NO/1 NC quick-action contacts 2 x 2 mm contact gap rounded plunger form B | 680 | 1 | Z9 | 1
3SE5232-0HC05 |  | position switch plastic enclosure according to EN 50047, 31 mm device connection 1 x (M20 x 1.5) 1 NO/1 NC quick-action contacts integrated (not replaceable) rounded plunger form B | 534 | 1 | Z9 | 1
3SE5232-0HC05-1AB1 |  | Position switch with plastic enclosure Control cabinet type without mounting plate EN 50047, 1 x (M20 x 1.5) integrated (not replaceable) Rounded plunger Degree of protection IP40, with Self-sealing grommet, Enclosure black Cover flat, turquoise without locking sheet metal, without gasket, without screws without cable | 506 | 1 | Z9 | 1
3SE5232-0HC05-1AB2 |  | Position switch Plastic enclosure, 31 mm according to EN 50047 Control cabinet type 1 NO/1 NC snap-action contacts integrated (not replaceable) Rounded plunger Degree of protection IP40, with Self-sealing grommet Cover flat, turquoise With accessories: screws and mounting plate without locking sheet metal and seal | 571 | 1 | Z9 | 1
3SE5232-0HC05-1AB3 |  | Position switch with plastic enclosure Control cabinet type without mounting plate EN 50047, 1 x (M20 x 1.5) integrated (not replaceable) Rounded plunger Degree of protection IP40, with Self-sealing grommet Standard cover, turquoise without locking sheet metal, without gasket, without screws | 506 | 1 | Z9 | 1
3SE5232-0HC05-1AB4 |  | Position switch Plastic enclosure, 31 mm according to EN 50047 Control cabinet type 1 NO/1 NC snap-action contacts integrated (not replaceable) Rounded plunger Degree of protection IP40, with Self-sealing grommet Standard cover, turquoise With accessories: screws and mounting plate without locking sheet metal and seal | 571 | 1 | Z9 | 1
3SE5232-0HD03 |  | Position switch Plastic enclosure according to EN 50047, 31 mm Device connection 1 x (M20 x 1.5) 1 NO/1 NC quick action contacts integrated (not replaceable) Roller plunger, Form C with plastic roller 10 mm | 682 | 1 | Z9 | 1
3SE5232-0HD03-1AK5 |  | SIRIUS position switch Plastic enclosure according to EN 50041, 31 mm Device connection 1x (M20 x 1.5) 1 NO/1 NC quick action contacts integrated (not replaceable) Roller plunger, Form C with plastic roller 10 mm with 20 N restoring force and head rotated by 90Â° customized | 815 | 1 | Z9 | 1
3SE5232-0HD10 |  | Position switch Plastic enclosure according to EN 50047, 31 mm Device connection 1 x (M20 x 1.5) 1 NO/1 NC quick action contacts integrated (not replaceable) Roller plunger with central mounting and Plastic roller 10 mm | 862 | 1 | Z9 | 1
3SE5232-0HE10 |  | Position switch Plastic enclosure according to EN 50047, 31 mm Device connection 1 x (M20 x 1.5) 1 NO/1 NC quick action contacts integrated (not replaceable) Roller lever with plastic roller 13 mm | 783 | 1 | Z9 | 1
3SE5232-0HE12 |  | Position switch Plastic enclosure according to EN 50047, 31 mm Device connection 1 x (M20 x 1.5) 1 NO/1 NC quick action contacts integrated (not replaceable) Roller lever, stainless steel with plastic roller 13 mm | 913 | 1 | Z9 | 1
3SE5232-0HE12-1AK5 |  | Position switch Plastic enclosure according to EN 50047, 31 mm Device connection 1 x (M20 x 1.5) 1 NO/1 NC quick action contacts integrated (not replaceable) Roller lever, stainless steel with plastic roller 13 mm head rotated by 90Â° clockwise Actuating/restoring force 20 N customized | 972 | 1 | Z9 | 1
3SE5232-0HF10 |  | Position switch Plastic enclosure according to EN 50047, 31 mm Device connection 1 x (M20 x 1.5) 1 NO/1 NC quick action contacts integrated (not replaceable) Angular roller lever with plastic roller 13 mm | 783 | 1 | Z9 | 1
3SE5232-0HK11-1FA0 |  | Position switch Plastic enclosure according to EN 50047, 31 mm Device connection 1 x (M20 x 1.5) 1 NO/1 NC quick action contacts integrated (not replaceable) Twist lever, stainless steel 27 mm long right/left adjustable with plastic roller 19 mm without mounting/operating instructions | 918 | 1 | Z9 | 1
3SE5232-0HK15 |  | Position switch Plastic enclosure according to EN 50047, 31 mm Device connection 1 x (M20 x 1.5) 1 NO/1 NC quick action contacts integrated (not replaceable) Twist lever, 35 mm long right/left adjustable with plastic roller 19 mm | 915 | 1 | Z9 | 1
3SE5232-0HK21 |  | Position switch Plastic enclosure according to EN 50047, 31 mm Device connection 1 x (M20 x 1.5) 1 NO/1 NC quick action contacts integrated (not replaceable) Twist lever, 21 mm long right/left adjustable with plastic roller 19 mm | 810 | 1 | Z9 | 1
3SE5232-0HK25 |  | Position switch Plastic enclosure according to EN 50047, 31 mm Device connection 1 x (M20 x 1.5) 1 NO/1 NC quick action contacts integrated (not replaceable) Twist lever, 21 mm long right/left adjustable with plastic roller 30 mm | 922 | 1 | Z9 | 1
3SE5232-0HK50 |  | Position switch Plastic enclosure according to EN 50047, 31 mm Device connection 1 x (M20 x 1.5) 1 NO/1 NC quick action contacts integrated (not replaceable) adjustable-length twist lever right/left adjustable with plastic roller 19 mm | 927 | 1 | Z9 | 1
3SE5232-0HK60 |  | Position switch Plastic enclosure according to EN 50047, 31 mm Device connection 1 x M20 x 1.5 1 NO/1 NC quick action contacts integrated (not replaceable) adjustable-length twist lever with positive fit (grid hole) right/left adjustable with plastic roller 19 mm | 993 | 1 | Z9 | 1
3SE5232-0HK80 |  | Position switch Plastic enclosure according to EN 50047, 31 mm Device connection 1 x(M20 x 1.5), 1 NO/1 NC quick action contacts integrated (not replaceable) Rod lever, Aluminum rod 200 mm | 977 | 1 | Z9 | 1
3SE5232-0HK82 |  | Position switch Plastic enclosure according to EN 50047, 31 mm Device connection 1 x (M20 x 1.5) 1 NO/1 NC quick action contacts integrated (not replaceable) Rod lever Plastic rod 200 mm | 1020 | 1 | Z9 | 1
3SE5232-0HK82-1AY0 |  | Position switch Plastic enclosure according to EN 50047, 31 mm suitable for -40 Â°C Device connection 1 x (M20 x 1.5) 1 NO/1 NC quick action contacts integrated (not replaceable) Rod lever Plastic rod 200 mm | 1320 | 1 | Z9 | 1
3SE5232-0HR01 |  | Position switch Plastic enclosure according to EN 50047, 31 mm Device connection 1 x (M20 x 1.5) 1 NO/1 NC quick action contacts integrated (not replaceable) Spring rod | 1010 | 1 | Z9 | 1
3SE5232-0HR01-1AY0 |  | Position switch Plastic enclosure according to EN 50047, 31 mm suitable for -40 Â°C Device connection 1 x (M20 x 1.5) 1 NO/1 NC quick action contacts integrated (not replaceable) Spring rod | 1310 | 1 | Z9 | 1
3SE5232-0HU21 |  | Hinge switch Plastic enclosure, 31 mm according to EN 50047 Device connection 1 x (M20 x 1.5) 1 NO/1 NC quick action contacts integrated, with hollow shaft Diameter = 8 mm Actuating angle 10Â° | 1080 | 1 | Z9 | 1
3SE5232-0HU21-1AY0 |  | Hinge switch Plastic enclosure, 31 mm according to EN 50047 suitable for -40 Â°C Device connection 1 x (M20 x 1.5) Quick action contacts 1 NC/1 NO integrated, with hollow shaft Diameter = 8 mm Actuating angle 10Â° | 1380 | 1 | Z9 | 1
3SE5232-0HU22 |  | Hinge switch Plastic enclosure, 31 mm according to EN 50047 Device connection 1 x (M20 x 1.5) 1 NO/1 NC quick action contacts integrated, with solid shaft Diameter = 10 mm Actuating angle 10Â° | 1080 | 1 | Z9 | 1
3SE5232-0KC05 |  | position switch plastic enclosure according to DIN EN 50047, 31 mm device connection 1 x (M20 x 1.5) 1 NO/2 NC slow-action contacts rounded plunger, form B | 616 | 1 | Z9 | 1
3SE5232-0KC05-1AJ0 |  | position switch plastic enclosure according to DIN EN 50047, 31 mm device connection 1 x (M20 x 1.5) 1 NO/2 NC slow-action contacts rounded plunger, form B with Teflon plunger functional at -40 Â°C shock and vibration test according to DIN EN 61373, category 1B | 975 | 1 | Z9 | 1
3SE5232-0KC05-1CA0 |  | Position switch with increased corrosion protection Plastic enclosure according to EN 50047, 31 mm Device connection 1 x (M20 x 1.5) 1 NO/2 NC slow-action contacts Teflon plunger | 717 | 1 | Z9 | 1
3SE5232-0KD03 |  | Position switch Plastic enclosure according to EN 50047, 31 mm Device connection 1 x (M20 x 1.5) 1 NO/2 NC slow-action contacts Roller plunger, Form C with plastic roller 10 mm | 769 | 1 | Z9 | 1
3SE5232-0KD10 |  | Position switch Plastic enclosure according to EN 50047, 31 mm Device connection 1 x (M20 x 1.5) 1 NO/2 NC slow-action contacts Roller plunger with central mounting and Plastic roller 10 mm | 942 | 1 | Z9 | 1
3SE5232-0KE10 |  | Position switch Plastic enclosure according to EN 50047, 31 mm Device connection 1 x (M20 x 1.5) 1 NO/2 NC slow-action contacts Roller lever with plastic roller 13 mm | 870 | 1 | Z9 | 1
3SE5232-0KF10 |  | Position switch Plastic enclosure according to EN 50047, 31 mm Device connection 1 x (M20 x 1.5) 1 NO/2 NC slow-action contacts Angular roller lever with plastic roller 13 mm | 870 | 1 | Z9 | 1
3SE5232-0KK21 |  | Position switch Plastic enclosure according to EN 50047, 31 mm Device connection 1 x (M20 x 1.5) 1 NO/2 NC slow-action contacts Twist lever, 21 mm long right/left adjustable with plastic roller 19 mm | 886 | 1 | Z9 | 1
3SE5232-0LC05 |  | position switch plastic enclosure according to DIN EN 50047, 31 mm device connection 1 x (M20 x 1.5) 1 NO/2 NC quick action contacts rounded plunger, form B | 616 | 1 | Z9 | 1
3SE5232-0LC05-1AJ0 |  | Position switch Plastic 31 mm according to EN 50047 Increased corrosion protection Device connection 1 x (M20 x 1.5) 1 NO/2 NC quick action contacts Rounded plunger functional at -40 Â°C Shock and vibration test according to EN 61373, Category 1B | 942 | 1 | Z9 | 1
3SE5232-0LC05-1CA0 |  | Position switch with increased corrosion protection Plastic enclosure according to EN 50047, 31 mm Device connection 1 x (M20 x 1.5) 1 NO/2 NC quick action contacts Teflon plunger | 680 | 1 | Z9 | 1
3SE5232-0LD03 |  | Position switch Plastic enclosure according to EN 50047, 31 mm Device connection 1 x (M20 x 1.5) 1 NO/2 NC quick action contacts Roller plunger, Form C with plastic roller 10 mm | 740 | 1 | Z9 | 1
3SE5232-0LD03-1AG0 |  | Position switch Plastic enclosure according to EN 50047, 31 mm with yellow cover Device connection 1 x (M20 x 1.5) 1 NO/2 NC quick action contacts Roller plunger, Form C with plastic roller 10 mm | 769 | 1 | Z9 | 1
3SE5232-0LD03-1AH0 |  | Position switch Plastic enclosure according to EN 50047, 31 mm Device connection 1 x (M20 x 1.5) 1 NO/2 NC quick action contacts Roller plunger with plastic roller 10 mm rotated by 90Â° | 737 | 1 | Z9 | 1
3SE5232-0LE10 |  | Position switch Plastic enclosure according to EN 50047, 31 mm Device connection 1 x (M20 x 1.5) 1 NO/2 NC quick action contacts Roller lever with plastic roller 13 mm | 833 | 1 | Z9 | 1
3SE5232-0LE10-1AY0 |  | Position switch Plastic enclosure according to EN 50047, 31 mm suitable for -40 Â°C Device connection 1 x (M20 x 1.5) 1 NO/2 NC quick action contacts Roller lever with plastic roller 13 mm | 1140 | 1 | Z9 | 1
3SE5232-0LE12 |  | Position switch Plastic enclosure according to EN 50047, 31 mm Device connection 1 x (M20 x 1.5) 1 NO/2 NC quick action contacts Roller lever with stainless steel lever and plastic roller 13 mm | 961 | 1 | Z9 | 1
3SE5232-0LF10 |  | Position switch Plastic enclosure according to EN 50047, 31 mm Device connection 1 x (M20 x 1.5) 1 NO/2 NC quick action contacts, Angular roller lever with plastic roller 13 mm | 833 | 1 | Z9 | 1
3SE5232-0LK15 |  | Position switch Plastic enclosure according to EN 50047, 31 mm Device connection 1 x (M20 x 1.5) 1 NO/2 NC quick action contacts Twist lever, 35 mm long right/left adjustable with plastic roller 19 mm | 965 | 1 | Z9 | 1
3SE5232-0LK15-1AL5 |  | Position switch Plastic enclosure according to EN 50047, 31 mm Device connection 1 x (M20 x 1.5) 1 NO/2 NC quick action contacts Twist lever, 35 mm long right/left adjustable with plastic roller 19 mm customized Twist lever fixated clockwise at an angle: 70Â° | 1170 | 1 | Z9 | 1
3SE5232-0LK15-1AL6 |  | Position switch Plastic enclosure according to EN 50047, 31 mm Device connection 1 x (M20 x 1.5) 1 NO/2 NC quick action contacts Twist lever, 35 mm long right/left adjustable with plastic roller 19 mm customized Twist lever mounted on cover and fixed clockwise at a specific angle : 340Â° | 1090 | 1 | Z9 | 1
3SE5232-0LK15-1AN7 |  | Position switch Plastic enclosure according to EN 50047, 31 mm, Device connection 1 x (M20 x 1.5) 1 NO/2 NC quick action contacts, Twist lever, 35 mm long right/left adjustable, with plastic roller 19 mm, customized: Twist lever on Cover (turned by 180Â°) assembled and in clockwise at an angle: 70Â° | 1170 | 1 | Z9 | 1
3SE5232-0LK21 |  | Position switch Plastic enclosure according to EN 50047, 31 mm Device connection 1 x (M20 x 1.5) 1 NO/2 NC quick action contacts Twist lever, 21 mm long right/left adjustable with plastic roller 19 mm | 863 | 1 | Z9 | 1
3SE5232-0LK21-1AY0 |  | Position switch Plastic enclosure according to EN 50047, 31 mm suitable for -40 Â°C Device connection 1 x (M20 x 1.5) 1 NO/2 NC quick action contacts Twist lever, 21 mm long right/left adjustable with plastic roller 19 mm | 1170 | 1 | Z9 | 1
3SE5232-0LK50 |  | Position switch Plastic enclosure according to EN 50047, 31 mm Device connection 1 x (M20 x 1.5) 1 NO/2 NC quick action contacts adjustable-length twist lever right/left adjustable with plastic roller 19 mm | 983 | 1 | Z9 | 1
3SE5232-0LK62-1AJ0 |  | position switch plastic 31 mm according to DIN EN 50047 increased corrosion protection device connection 1 x (M20 x 1.5) 1 NO/2 NC quick action contacts twist lever adjustable length with grid hole on the right and/or left adjustable, with stainless steel lever and plastic roller 19 mm functional at -40 Â°C shock and vibration test according to DIN EN 61373, category 1B | 1530 | 1 | Z9 | 1
3SE5232-0LK64-1AL8 |  | Position switch Plastic enclosure according to EN 50047, 31 mm Device connection 1 x M20 x 1.5 adjustable-length, offset 55Â° twist lever stainless steel with positive fit (grid hole) right/left adjustable with plastic roller 19 mm mounted on cover (on rear of lever) Customer-specific version | 1060 | 1 | Z9 | 1
3SE5232-0LU21 |  | Hinge switch Plastic enclosure, 31 mm according to EN 50047 Device connection 1 x (M20 x 1.5) Snap-action contacts 2 NC/1 NO integrated, with hollow shaft Diameter = 8 mm Actuating angle 10Â° | 1130 | 1 | Z9 | 1
3SE5232-0LU22 |  | Hinge switch Plastic enclosure, 31 mm according to EN 50047 Device connection 1 x (M20 x 1.5) Snap-action contacts 2 NC/1 NO integrated, with solid shaft Diameter = 10 mm Actuating angle 10Â° | 1130 | 1 | Z9 | 1
3SE5232-0MC05 |  | position switch plastic enclosure according to DIN EN 50047, 31 mm device connection 1 x (M20 x 1.5) 1 NO/2 NC slow-action contacts with make-before-break rounded plunger form B | 584 | 1 | Z9 | 1
3SE5232-0MC05-1CA0 |  | Position switch with increased corrosion protection Plastic enclosure according to EN 50047, 31 mm Device connection 1 x (M20 x 1.5) 1 NO/2 NC slow-action contacts with make-before-break Teflon plunger | 680 | 1 | Z9 | 1
3SE5232-0PC05 |  | position switch plastic enclosure according to DIN EN 50047, 31 mm device connection 1 x (M20 x 1.5) 2 NO/1 NC slow-action contacts rounded plunger, form B | 591 | 1 | Z9 | 1
3SE5232-0PC05-1CA0 |  | Position switch with increased corrosion protection Plastic enclosure according to EN 50047, 31 mm Device connection 1 x (M20 x 1.5) 2 NO/1 NC slow-action contacts Teflon plunger | 680 | 1 | Z9 | 1
3SE5232-0QV40 |  | Safety position switch with separate actuator Plastic enclosure, 31 mm Device connection 1x (M20x 1.5) Slow-action contacts 2 NC/1 NO, 5 directions of approach, The matching separate actuator 3SE5000-0AV0. must be ordered separately | 1210 | 1 | Z9 | 1
3SE5232-0QV40-1AA1 |  | Safety position switch with separate actuator Plastic enclosure, 31 mm Device connection 1x (M20x 1.5) Slow-action contacts 2 NC/1 NO, 5 directions of approach Pull-out force 30 N, The matching separate actuator 3SE5000-0AV0. must be ordered separately | 1270 | 1 | Z9 | 1
3SE5232-0RV40 |  | Safety position switch With separate actuator Plastic enclosure, 31 mm Device connection 1x (M20x 1.5) Slow-action contacts 1 NC/1 NO 5 directions of approach The matching separate actuator 3SE5000-0AV0./-0AW. must be ordered separately | 1150 | 1 | Z9 | 1
3SE5232-0RV40-1AJ0 |  | safety position switch with separate actuator, plastic enclosure 31 mm according to DIN EN 50047, with increased corrosion protection, device connection 1x (M20x 1.5) 1 NO/1 NC slow-action contacts functional at -40 Â°C, actuator 3SE5000-0AV0. to be ordered separately | 1550 | 1 | Z9 | 1
3SE5232-1KC05 |  | position switch plastic enclosure according to EN 50047, 31 mm device connection 1 x (M20 x 1.5) 1 NO/2 NC slow-action contacts with 2 LEDs yellow/green, 24 V DC | 1110 | 1 | Z9 | 1
3SE5232-1LC05 |  | Position switch Plastic enclosure according to EN 50047, 31 mm Device connection 1 x (M20 x 1.5) 1 NO/2 NC quick action contacts Teflon plunger with 2 LEDs yellow/green, 24 V DC | 1080 | 1 | Z9 | 1
3SE5232-1QV40 |  | safety position switch with separate actuator plastic enclosure, 31 mm device connection 1x (M20x 1.5) slow-action contacts 1 NO/2 NC with 2 LEDs yellow/green 24 V DC 5 directions of approaches the matching separate actuator 3SE5000-0AV0. must be ordered separately | 1700 | 1 | Z9 | 1
3SE5232-1RV40 |  | Safety position switch with separate actuator Plastic enclosure, 31 mm Device connection 1x (M20x 1.5) Slow-action contacts 1 NO/1 NC 2x LED yellow/green 24 V DC 5 directions of approaches The matching separate Actuator 3SE5000-0AV0./-0AW. must be ordered separately | 1640 | 1 | Z9 | 1
3SE5232-3KC05 |  | Position switch Plastic enclosure according to EN 50047, 31 mm Device connection 1 x (M20 x 1.5) 1 NO/2 NC slow-action contacts Teflon plunger with 2 LEDs yellow/green, 230 V AC | 1170 | 1 | Z9 | 1
3SE5232-3LC05 |  | Position switch Plastic enclosure according to EN 50047, 31 mm Device connection 1 x (M20 x 1.5) 1 NO/2 NC quick action contacts Teflon plunger with 2 LEDs yellow/green, 230 V AC | 1140 | 1 | Z9 | 1
3SE5232-3RV40 |  | Safety position switch with separate actuator Plastic enclosure, 31 mm Device connection 1x (M20x 1.5) Slow-action contacts 1 NO/1 NC 2x LED yellow/green 230 V AC 5 directions of approaches The matching separate actuator 3SE5000-0AV0. must be ordered separately | 1710 | 1 | Z9 | 1
3SE5234-0BC05-1AC4 |  | position switch plastic enclosure according to EN 50047, 31 mm 1 NO/1 NC slow-action contacts with M12 connector, 4-pole pin assignment: Pin1=21, Pin2=22 Pin3=13, Pin4=14 for max. 250 V and 4 A, rounded plunger | 1070 | 1 | Z9 | 1
3SE5234-0CD03-1AJ1 |  | Position switch Plastic 31 mm according to EN 50047 Increased corrosion protection with M12 connector plug, 4-pole 1 NO/1 NC quick action contacts Roller plunger with plastic roller 10 mm functional at -40 Â°C Shock and vibration test according to EN 61373, Category 1B | 2230 | 1 | Z9 | 1
3SE5234-0HC05-1AC4 |  | position switch plastic enclosure according to EN 50047, 31 mm 1 NO/1 NC quick action contacts integrated (not replaceable) with M12 connector, 4-pole pin assignment: Pin1=21, Pin2=22 Pin3=13, Pin4=14 for max. 250 V and 4 A, with rounded plunger | 1030 | 1 | Z9 | 1
3SE5234-0HD03-1AC4 |  | Position switch Plastic enclosure according to DIN EN 50047, 31 mm 1 NO/1 NC quick action contacts integrated (not replaceable) with M12 connector, 4-pole Pin assignment: Pin1=21, Pin2=22 Pin3=13, Pin4=14 for max. 250 V and 4 A Roller plunger with plastic roller 10 mm | 1200 | 1 | Z9 | 1
3SE5234-0HE10-1AC4 |  | Position switch Plastic enclosure according to EN 50047, 31 mm 1 NO/1 NC quick action contacts integrated (not replaceable) with M12 connector, 4-pole Pin assignment: Pin1=21, Pin2=22 Pin3=13, Pin4=14 for max. 250 V and 4 A Roller lever with plastic roller 13 mm | 1300 | 1 | Z9 | 1
3SE5234-0HK21-1AC4 |  | position switch plastic enclosure according to DIN EN 50047, 31 mm 1 NO/1 NC quick action contacts integrated (not replaceable) with M12 plug, 4-pole pin assignment: pin 1 = 21, pin 2 = 22 pin 3 = 13, pin 4 = 14 for max. 250 V and 4 A twist lever, right and/or left switching can be set with plastic roller 19 mm | 1330 | 1 | Z9 | 1
3SE5234-0HK50-1AC4 |  | Position switch Plastic enclosure according to EN 50047, 31 mm 1 NO/1 NC quick action contacts integrated (not replaceable) with M12 connector, 4-pole Pin assignment: Pin1=21, Pin2=22 Pin3=13, Pin4=14 for max. 250 V and 4 A adjustable-length twist lever with plastic roller 19 mm | 1400 | 1 | Z9 | 1
3SE5234-0HK82-1AC4 |  | Position switch Plastic enclosure according to EN 50047, 31 mm 1 NO/1 NC quick action contacts integrated (not replaceable) with M12 connector, 4-pole Pin assignment: Pin1=21, Pin2=22 Pin3=13, Pin4=14 for max. 250 V and 4 A with rod lever Plastic rod 200 mm | 1550 | 1 | Z9 | 1
3SE5234-0HR01-1AC4 |  | Position switch Plastic enclosure according to EN 50047, 31 mm 1 NO/1 NC quick action contacts integrated (not replaceable) with M12 connector, 4-pole Pin assignment: Pin1=21, Pin2=22 Pin3=13, Pin4=14 for max. 250 V and 4 A with spring rod length 142.5 mm | 1540 | 1 | Z9 | 1
3SE5234-0KC05-1AE0 |  | Position switch Plastic enclosure according to EN 50047, 31 mm 1 NO/2 NC slow-action contacts with M12 connector, 4-pole 2 NC connected Pin assignment: Pin1=21, Pin2=22 Pin3=31, Pin4=32 for max. 250 V and 4 A with Teflon plunger | 1120 | 1 | Z9 | 1
3SE5234-0LC05-1AE0 |  | Position switch Plastic enclosure according to EN 50047, 31 mm 1 NO/2 NC quick action contacts with M12 connector, 4-pole 2 NC connected Pin assignment: Pin1=21, Pin2=22 Pin3=31, Pin4=32 for max. 250 V and 4 A with Teflon plunger | 1080 | 1 | Z9 | 1
3SE5234-0LC05-1AE2 |  | basic switch/complete switch, plastic enclosure according to DIN EN 50047, 31 mm, 1 NO/2 NC quick action contacts, with M12 plug, 5-pole, 2 NC connected. pin assignment: Pin1=21, Pin4=22 Pin2=31, Pin5=32 for maximum 125 V and 4 A with Teflon plunger, suitable for connection to all SIMATIC ET 200 compact block I/O modules | 1210 | 1 | Z9 | 1
3SE5234-0LD03-1AE2 |  | position switch, plastic enclosure according to DIN EN 50047, 31 mm, 1 NO/2 NC quick action contacts, with M12 plug, 5-pole, pin assignment: Pin1=21, Pin4=22 Pin2=31, Pin5=32, for maximum 125 V and 4 A, roller plunger with plastic roller 10 mm, suitable for connection to all SIMATIC ET 200 compact block I/O modules | 1310 | 1 | Z9 | 1
3SE5234-0LE11-1AE2 |  | position switch, plastic enclosure according to DIN EN 50047, 31 mm, 1 NO/2 NC quick action contacts, with M12 plug, 5-pole pin assignment: Pin1=21, Pin4=22 Pin2=31, Pin5=32, for maximum 125 V and 4 A, roller lever with stainless steel roller 13 mm, suitable for connection to all SIMATIC ET 200 compact block I/O modules | 1660 | 1 | Z9 | 1
3SE5234-0QV40-1AE0 |  | Safety position switch with separate actuator Plastic enclosure, 31 mm Device connection 1x (M20x 1.5) with M12 connector plug, 4-pole Slow-action contacts 2 NC 5 directions of approaches The matching separate Actuator 3SE5000-0AV0 must be ordered separately | 1750 | 1 | Z9 | 1
3SE5234-0QV40-1AE2 |  | safety position switch with separate actuator plastic enclosure, 31 mm according to DIN EN 50047 1 NO/2 NC slow-action contacts 5 approach directions with M12 plug, 5-pole pin assignment: Pin1=21, Pin4=22 Pin2=31, Pin5=32 suitable for connection to all SIMATIC ET 200 block I/O modules. The matching separate actuator 3SE5000-0AV../W.. must be ordered separately. | 1800 | 1 | Z9 | 1
3SE5234-0RV40-1AC4 |  | Safety position switch with separate actuator Plastic enclosure, 31 mm according to EN 50047 1 NO/1 NC slow-action contacts 5 directions of approaches with M12 connector, 4-pole Pin assignment: Pin1=21, Pin2=22 Pin3=13, Pin4=14 for max. 250 V and 4 A The matching separate actuator 3SE5000-0AV0. must be ordered separately | 1700 | 1 | Z9 | 1
3SE5234-1BC05-1AF3 |  | Position switch Plastic enclosure, 31 mm according to EN 50047 1 NO/1 NC slow-action contacts with M12 connector, 5-pole, fixed 2x LED yellow/green 24 V DC Teflon plunger Pin assignment: Pin1=21, Pin2=22 Pin3=14 LED green, Pin4=13 and LED yellow, Pin5=ground LED and LED yellow, Pin 5=ground LED | 1630 | 1 | Z9 | 1
3SE5234-1CC05-1AF3 |  | Position switch Plastic enclosure, 31 mm according to EN 50047 1 NO/1 NC quick action contacts with M12 connector, 5-pole, fixed 2x LED yellow/green 24 V DC Teflon plunger Pin assignment: Pin1=21, Pin2=22 Pin3=13 and LED green, Pin4=14 and LED yellow, Pin5=ground LED | 1590 | 1 | Z9 | 1
3SE5234-1RV40-1AF3 |  | safety position switch with separate actuator plastic enclosure, 31 mm according to EN 50047 1 NO/1 NC slow-action contacts with M12 plug, 5-pole, fixed and 2 LEDs yellow/green 24 V DC, 5 approach directions pin assignment: pin 1 = 21, pin 2 = 22 pin 3 = 14 and LED green, pin 4 = 13 and LED yellow, pin 5 = ground LED. The matching separate actuator 3SE5000-0AV0. must be ordered separately. | 2280 | 1 | Z9 | 1
3SE5240-0AA00-1AG0 |  | Cover for position switch for plastic enclosure 50 mm, Color yellow | 84 | 1 | Z9 | 1
3SE5240-1AA00 |  | LED cover for position switch for plastic enclosure 50 mm LEDs, yellow/green, 24 V DC Color yellow | 575 | 1 | Z9 | 1
3SE5240-1AA00-1AG0 |  | LED cover for position switch for plastic enclosure 50 mm LEDs, yellow/green, 24 V DC Color yellow | 575 | 1 | Z9 | 1
3SE5240-3AA00 |  | LED cover for position switch for plastic enclosure 50 mm LEDs, yellow/green, 110-230 V AC Color yellow | 643 | 1 | Z9 | 1
3SE5240-3AA00-1AG0 |  | LED cover for position switch for plastic enclosure 50 mm LEDs, yellow/green, 110-230 V AC Color yellow | 643 | 1 | Z9 | 1
3SE5242-0AC05 |  | empty enclosure for position switch plastic 50 mm, device connection 2x (M20 x 1.5) with cover, color turquoise and plunger | 260 | 1 | Z9 | 1
3SE5242-0AC05-1CA0 |  | empty enclosure for position switch with increased corrosion protection, plastic enclosure 50 mm, device connection 2x (M20 x 1.5) with cover, color turquoise and plunger | 356 | 1 | Z9 | 1
3SE5242-0BC05 |  | position switch plastic enclosure 50 mm, device connection 2 x (M20 x 1.5) 1 NO/1 NC slow-action contacts, rounded plunger | 717 | 1 | Z9 | 1
3SE5242-0BC05-1AJ0 |  | Position switch Plastic 50 mm Increased corrosion protection Device connection 2x (M20x 1.5) 1 NO/1 NC slow-action contacts Rounded plunger functional at -40 Â°C Shock and vibration test according to EN 61373, Category 1B | 1070 | 1 | Z9 | 1
3SE5242-0BC05-1CA0 |  | position switch with increased corrosion protection plastic enclosure 50 mm, device connection 2 x (M20 x 1.5) 1 NO/1 NC slow-action contacts, rounded plunger | 815 | 1 | Z9 | 1
3SE5242-0BD03 |  | position switch plastic enclosure 50 mm, device connection 2 x (M20 x 1.5) 1 NO/1 NC slow-action contacts, roller plunger with plastic roller 10 mm | 870 | 1 | Z9 | 1
3SE5242-0BE10 |  | position switch plastic enclosure 50 mm, device connection 2 x (M20 x 1.5) 1 NO/1 NC slow-action contacts, roller lever with plastic roller 13 mm | 961 | 1 | Z9 | 1
3SE5242-0BK21 |  | position switch plastic enclosure 50 mm, device connection 2 x (M20 x 1.5) 1 NO/1 NC slow-action contacts, twist lever with plastic roller 19 mm | 988 | 1 | Z9 | 1
3SE5242-0CC05 |  | position switch plastic enclosure 50 mm, device connection 2 x (M20 x 1.5) 1 NO/1 NC quick action contacts, rounded plunger | 680 | 1 | Z9 | 1
3SE5242-0FC05 |  | position switch plastic enclosure 50 mm, device connection 2 x (M20 x 1.5) 1 NO/1 NC quick-action contacts short stroke integrated rounded plunger | 735 | 1 | Z9 | 1
3SE5242-0GC05 |  | position switch plastic enclosure 50 mm, device connection 2 x (M20 x 1.5) 1 NO/1 NC quick-action contacts 2 x 2 mm contact gap rounded plunger | 749 | 1 | Z9 | 1
3SE5242-0HC05 |  | position switch plastic enclosure 50 mm, device connection 2 x (M20 x 1.5) 1 NO/1 NC integrated (not replaceable) quick-action contacts, rounded plunger | 680 | 1 | Z9 | 1
3SE5242-0HC05-1AJ0 |  | position switch plastic 50 mm increased corrosion protection device connection 2x (M20x 1.5) 1 NO/1 NC integrated (not replaceable) quick-action contacts, rounded plunger, functional at -40 Â°C shock and vibration test according to EN 61373, category 1B | 1040 | 1 | Z9 | 1
3SE5242-0HC05-1CA0 |  | position switch with increased corrosion protection plastic enclosure 50 mm, device connection 2 x (M20 x 1.5) 1 NO/1 NC integrated (not replaceable) quick-action contacts, rounded plunger | 781 | 1 | Z9 | 1
3SE5242-0HD03 |  | position switch plastic enclosure 50 mm device connection 2 x (M20 x 1.5) 1 NO/1 NC quick-action contacts roller plunger with plastic roller 10 mm | 833 | 1 | Z9 | 1
3SE5242-0HE10 |  | position switch plastic enclosure 50 mm, device connection 2 x (M20 x 1.5) 1 NO/1 NC quick action contacts, roller lever with plastic roller 13 mm | 933 | 1 | Z9 | 1
3SE5242-0HK21 |  | position switch plastic enclosure 50 mm, device connection 2 x (M20 x 1.5) 1 NO/1 NC quick action contacts, twist lever with plastic roller 19 mm | 952 | 1 | Z9 | 1
3SE5242-0HK21-1AJ0 |  | Position switch Plastic 50 mm, Increased corrosion protection Device connection 2 x (M20 x 1.5) 1 NO/1 NC snap-action contacts twist lever metal lever with plastic roller 19 mm functional at -40 Â°C Shock and vibration test according to EN 61373, Category 1B | 1460 | 1 | Z9 | 1
3SE5242-0HK50 |  | position switch plastic enclosure 50 mm, device connection 2 x (M20 x 1.5) 1 NO/1 NC quick action contacts, adjustable-length twist lever right/left adjustable with plastic roller 19 mm | 1070 | 1 | Z9 | 1
3SE5242-0HK62-1AJ0 |  | Position switch Plastic 50 mm Increased corrosion protection Device connection 2x (M20x 1.5) 1 NO/1 NC snap-action contacts adjustable-length Twist lever, Stainless steel lever with plastic roller 19 mm functional at -40 Â°C Shock and vibration test according to EN 61373, Category 1B | 1640 | 1 | Z9 | 1
3SE5242-0HR03-1AL4 |  | SIRIUS position switch Plastic enclosure according to EN 50041, 50 mm Device connection 2x (M20 x 1.5) 1 NO/1 NC quick action contacts with spring rod 76 mm long Green LED, 24 V, visible all-round, M12 connector 4-pole without pipe clamp customized | 5090 | 1 | Z9 | 50
3SE5242-0KC05 |  | position switch plastic enclosure according to DIN EN 50047, 50 mm device connection 2 x (M20 x 1.5) 1 NO/2 NC slow-action contacts rounded plunger | 769 | 1 | Z9 | 1
3SE5242-0KC05-1CA0 |  | Position switch with increased corrosion protection Plastic enclosure wide, according to EN 50047, 50 mm 1 NO/2 NC slow-action contacts Teflon plunger | 865 | 1 | Z9 | 1
3SE5242-0LC05 |  | position switch plastic enclosure according to EN 50047, 50 mm device connection 2 x (M20 x 1.5) 1 NO/2 NC quick action contacts | 735 | 1 | Z9 | 1
3SE5242-0LC05-1CA0 |  | Position switch with increased corrosion protection Plastic enclosure wide, according to EN 50047, 50 mm 1 NO/2 NC quick action contacts Teflon plunger | 831 | 1 | Z9 | 1
3SE5242-0LD03 |  | Position switch Plastic enclosure according to EN 50047, 50 mm Device connection 2 x (M20 x 1.5) 1 NO/2 NC quick action contacts Roller plunger with plastic roller 10 mm | 883 | 1 | Z9 | 1
3SE5242-0LE10 |  | Position switch Plastic enclosure according to EN 50047, 50 mm Device connection 2 x (M20 x 1.5) 1 NO/2 NC quick action contacts Roller lever with plastic roller 13 mm | 981 | 1 | Z9 | 1
3SE5242-0LK21 |  | Position switch Plastic enclosure according to EN 50047, 50 mm Device connection 2 x (M20 x 1.5) 1 NO/2 NC quick action contacts twist lever right/left adjustable with plastic roller 19 mm | 1010 | 1 | Z9 | 1
3SE5242-0MC05 |  | position switch plastic enclosure according to EN 50047, 50 mm device connection 2 x (M20 x 1.5) 1 NO/2 NC slow-action contacts with make-before-break rounded plunger | 769 | 1 | Z9 | 1
3SE5242-0MC05-1CA0 |  | Position switch with increased corrosion protection Plastic enclosure wide, according to EN 50047, 50 mm Device connection 2 x (M20 x 1.5) 1 NO/2 NC slow-action contacts with make-before-break Teflon plunger | 865 | 1 | Z9 | 1
3SE5242-0PC05 |  | position switch plastic enclosure, 50 mm device connection 2x (M20x 1.5) 2 NO/NC slow-action contacts rounded plunger, form B | 769 | 1 | Z9 | 1
3SE5242-0PC05-1CA0 |  | Position switch with increased corrosion protection Plastic enclosure wide, according to EN 50047, 50 mm Device connection 2 x (M20 x 1.5) 2 NO/1 NC slow-action contacts Teflon plunger | 865 | 1 | Z9 | 1
3SE5242-0QV40 |  | Safety position switch with separate actuator Plastic enclosure, 50 mm Device connection 2x (M20x 1.5) Slow-action contacts 1 NO+2 NC 5 directions of approaches The matching separate actuator 3SE5000-0AV0. must be ordered separately | 1350 | 1 | Z9 | 1
3SE5242-0RV40-1AA1 |  | Safety position switch with separate actuator Plastic enclosure, 50 mm Device connection 2x (M20x 1.5) Slow-action contacts 1 NO+1 NC 5 directions of approaches Pull-out force 30 N The matching separate actuator 3SE5000-0AV0. must be ordered separately | 1420 | 1 | Z9 | 1
3SE5242-1KC05 |  | position switch plastic enclosure, 50 mm according to EN 50047 device connection 2 x (M20 x 1.5) 1 NO/2 NC slow-action contacts LED, yellow/green, 24 V DC | 1250 | 1 | Z9 | 1
3SE5242-1LC05 |  | Position switch Plastic enclosure, 50 mm according to EN 50047 Device connection 2 x (M20 x 1.5) 1 NO/2 NC quick action contacts LED, yellow/green, 24 V DC Teflon plunger | 1230 | 1 | Z9 | 1
3SE5242-1QV40 |  | Safety position switch with separate actuator Plastic enclosure, 50 mm Device connection 2x (M20x 1.5) Slow-action contacts 1 NO+2 NC with 2 LEDs yellow/green 24 V DC 5 directions of approaches The matching separate actuator 3SE5000-0AV0. must be ordered separately | 1850 | 1 | Z9 | 1
3SE5242-3KC05 |  | Position switch Plastic enclosure according to EN 50047, 50 mm Device connection 2 x (M20 x 1.5) 1 NO/2 NC slow-action contacts LEDs 110-230 V AC, yellow/green Teflon plunger | 1320 | 1 | Z9 | 1
3SE5242-3LC05 |  | Position switch Plastic enclosure according to EN 50047, 50 mm Device connection 2 x (M20 x 1.5) 1 NO/2 NC quick action contacts LEDs 110-230 V AC, yellow/green Teflon plunger | 1290 | 1 | Z9 | 1
3SE5242-3QV40 |  | Safety position switch with separate actuator Plastic enclosure, 50 mm Device connection 2x (M20x 1.5) Slow-action contacts 1 NO+2 NC with 2 LEDs yellow/green 115-230 V AC 5 directions of approaches The matching separate actuator 3SE5000-0AV0. must be ordered separately | 1920 | 1 | Z9 | 1
3SE5244-0LE10-1AE0 |  | Position switch Plastic enclosure, 50 mm Device connection 2 x (M20 x 1.5) 1 NO/2 NC quick action contacts with M12 connector, 4-pole on the right, 2 NC connected Pin assignment: Pin1=21, Pin2=22 Pin3=31, Pin4=32 max. 250 V and 4 A Roller lever with plastic roller 13 mm | 1820 | 1 | Z9 | 1
3SE5250-0AC05 |  | Position switch Plastic enclosure open type 30 mm Metal plunger, can be equipped with all contacts | 125 | 1 | Z9 | 1
3SE5250-0BC05 |  | Position switch Plastic enclosure open type 30 mm 1 NO/1 NC slow-action contacts Metal plunger, IP20 | 598 | 1 | Z9 | 1
3SE5250-0CC05 |  | Position switch Plastic enclosure open type 30 mm 1 NO/1 NC quick action contacts Metal plunger, IP20 | 564 | 1 | Z9 | 1
3SE5250-0KC05 |  | Position switch Plastic enclosure open type 30 mm 1 NO/2 NC slow-action contacts Metal plunger, IP10 | 600 | 1 | Z9 | 1
3SE5250-0LC05 |  | Position switch Plastic enclosure open type 30 mm 1 NO/2 NC quick action contacts Metal plunger, IP10 | 595 | 1 | Z9 | 1
3SE5250-0MC05 |  | Position switch Plastic enclosure, 30 mm open type 30 mm 1 NO/2 NC slow-action contacts with make-before-break Metal plunger, IP10 | 600 | 1 | Z9 | 1
3SE5250-0PC05 |  | Position switch Plastic enclosure open type 30 mm 2 NO/1 NC slow-action contacts Metal plunger, IP10 | 600 | 1 | Z9 | 1
3SE5282-0JC05-8RA7 |  | position switch plastic enclosure according to EN 50047, 31 mm device connection 1 x (M20 x 1.5) 1 NC slow-action contacts integrated (not replaceable) rounded plunger degree of protection IP20, with self-sealing grommet, enclosure and cover in black without locking plate, with accessories: screws and support plate, connection cable IEC,flat, 0.865 m, black, customer-specific | 1130 | 1 | Z9 | 1
3SE5282-0JC05-8RC4 |  | position switch plastic enclosure according to EN 50047, 31 mm device connection 1 x (M20 x 1.5) 1 NC slow-action contacts integrated (not replaceable) rounded plunger degree of protection IP20, with self-sealing grommet, enclosure and cover in black without locking plate, with accessories: screws and support plate, connection cable UL, flat, 0.865 m, black, customer-specific | 746 | 1 | Z9 | 1
3SE5312-0SB11 |  | safety position switch with guard lock locking force 2600 N 5 approach directions solenoid-locked magnet voltage 24 V DC monitoring actuator 2 NC/1 NO monitoring magnet 2 NC/1 NO supplied without actuator, actuator 3SE5000-0AV0. to be ordered separately. | 8100 | 1 | Z9 | 1
3SE5312-0SB12 |  | safety position switch with guard lock locking force 2600 N 5 approach directions solenoid-locked magnet voltage 115 V AC monitoring actuator 2 NC/1 NO monitoring magnet 2 NC/1 NO supplied without actuator, actuator 3SE5000-0AV0. to be ordered separately. | 8100 | 1 | Z9 | 1
3SE5312-0SB13 |  | safety position switch with guard lock locking force 2600 N 5 approach directions solenoid-locked magnet voltage 230 V AC monitoring actuator 2 NC/1 NO monitoring magnet 2 NC/1 NO supplied without actuator, actuator 3SE5000-0AV0. to be ordered separately. | 8100 | 1 | Z9 | 1
3SE5312-0SD11 |  | safety position switch with guard lock locking force 2600 N 5 approach directions spring-locked auxiliary release on the front magnet voltage 24 V DC monitoring actuator 2 NC/1 NO monitoring magnet 2 NC/1 NO supplied without actuator, actuator 3SE5000-0AV0. to be ordered separately. | 7830 | 1 | Z9 | 1
3SE5312-0SD12 |  | safety position switch with guard lock locking force 2600 N 5 approach directions spring-locked auxiliary release on the front magnet voltage 115 V AC monitoring actuator 2 NC/1 NO monitoring magnet 2 NC/1 NO supplied without actuator, actuator 3SE5000-0AV0. to be ordered separately. | 7830 | 1 | Z9 | 1
3SE5312-0SD13 |  | safety position switch with guard lock locking force 2600 N 5 approach directions spring-locked auxiliary release on the front magnet voltage 230 V AC monitoring actuator 2 NC/1 NO monitoring magnet 2 NC/1 NO supplied without actuator, actuator 3SE5000-0AV0. to be ordered separately. | 7830 | 1 | Z9 | 1
3SE5312-0SE11 |  | safety position switch with guard lock locking force 2600 N 5 approach directions spring-locked auxiliary release with lock magnet voltage 24 V DC monitoring actuator 2 NC/1 NO monitoring magnet 2 NC/1 NO, supplied without actuator, actuator 3SE5000-0AV0. to be ordered separately. | 8810 | 1 | Z9 | 1
3SE5312-0SE12 |  | safety position switch with guard lock locking force 2600 N 5 approach directions spring-locked auxiliary release with lock magnet voltage 115 V AC monitoring actuator 2 NC/1 NO monitoring magnet 2 NC/1 NO supplied without actuator, actuator 3SE5000-0AV0. to be ordered separately. | 8810 | 1 | Z9 | 1
3SE5312-0SE13 |  | safety position switch with guard lock locking force 2600 N 5 approach directions spring-locked auxiliary release with lock magnet voltage 230 V AC monitoring actuator 2 NC/1 NO monitoring magnet 2 NC/1 NO supplied without actuator, actuator 3SE5000-0AV0. to be ordered separately. | 8810 | 1 | Z9 | 1
3SE5312-0SF11 |  | safety position switch with guard lock locking force 2600 N 5 approach directions spring-locked escape release from the front magnet voltage 24 V DC monitoring actuator 2 NC/1 NO monitoring magnet 2 NC/1 NO supplied without actuator, actuator 3SE5000-0AV0. to be ordered separately. | 9270 | 1 | Z9 | 1
3SE5312-0SF12 |  | safety position switch with guard lock locking force 2600 N 5 approach directions spring-locked escape release from the front magnet voltage 115 V AC monitoring actuator 2 NC/1 NO monitoring magnet 2 NC/1 NO, supplied without actuator, actuator 3SE5000-0AV0. to be ordered separately. | 9270 | 1 | Z9 | 1
3SE5312-0SF13 |  | safety position switch with guard lock locking force 2600 N 5 approach directions spring-locked escape release from the front magnet voltage 230 V AC monitoring actuator 2 NC/1 NO monitoring magnet 2 NC/1 NO, supplied without actuator, actuator 3SE5000-0AV0. to be ordered separately. | 9270 | 1 | Z9 | 1
3SE5312-0SG11 |  | safety position switch with guard lock locking force 2600 N 5 approach directions spring-locked escape release from the rear and auxiliary release on front magnet voltage 24 V DC monitoring actuator 2 NC/1 NO monitoring magnet 2 NC/1 NO supplied without actuator, actuator 3SE5000-0AV0. to be ordered separately. | 10200 | 1 | Z9 | 1
3SE5312-0SG12 |  | safety position switch with guard lock locking force 2600 N 5 approach directions spring-locked escape release from the rear and auxiliary release on front magnet voltage 115 V AC monitoring actuator 2 NC/1 NO monitoring magnet 2 NC/1 NO supplied without actuator, actuator 3SE5000-0AV0. to be ordered separately. | 10200 | 1 | Z9 | 1
3SE5312-0SG13 |  | safety position switch with guard lock locking force 2600 N 5 approach directions spring-locked escape release from the rear and auxiliary release on front magnet voltage 230 V AC monitoring actuator 2 NC/1 NO monitoring magnet 2 NC/1 NO supplied without actuator, actuator 3SE5000-0AV0. to be ordered separately. | 10200 | 1 | Z9 | 1
3SE5312-0SH11 |  | safety position switch with guard lock locking force 2600 N 5 approach directions spring-locked escape release from the rear and auxiliary release with lock on the front magnet voltage 24 V DC monitoring actuator 2 NC/1 NO monitoring magnet 2 NC/1 NO supplied without actuator, actuator 3SE5000-0AV0. to be ordered separately. | 11400 | 1 | Z9 | 1
3SE5312-0SJ11 |  | safety position switch with guard lock locking force 2600 N 5 approach directions spring-locked emergency release at the rear and auxiliary release on the front magnet voltage 24 V DC monitoring actuator 2 NC/1 NO monitoring magnet 2 NC/1 NO supplied without actuator, actuator 3SE5000-0AV0. to be ordered separately. | 11200 | 1 | Z9 | 1
3SE5312-0SJ12 |  | safety position switch with guard lock locking force 2600 N 5 approach directions spring-locked emergency release at the rear and auxiliary release on the front magnet voltage 115 V AC monitoring actuator 2 NC/1 NO monitoring magnet 2 NC/1 NO supplied without actuator, actuator 3SE5000-0AV0. to be ordered separately. | 11200 | 1 | Z9 | 1
3SE5312-0SJ13 |  | safety position switch with guard lock locking force 2600 N 5 approach directions spring-locked emergency release at the rear and auxiliary release on the front magnet voltage 230 V AC monitoring actuator 2 NC/1 NO monitoring magnet 2 NC/1 NO supplied without actuator, actuator 3SE5000-0AV0. to be ordered separately. | 11200 | 1 | Z9 | 1
3SE5312-1SB11 |  | safety position switch with guard lock locking force 2600 N 5 approach directions solenoid-locked magnet voltage 24 V DC monitoring actuator 2 NC/1 NO monitoring magnet 2 NC/1 NO LED display yellow/green supplied without actuator, actuator 3SE5000-0AV0. to be ordered separately. | 8560 | 1 | Z9 | 1
3SE5312-1SD11 |  | safety position switch with guard lock locking force 2600 N 5 approach directions spring-locked auxiliary release on the front magnet voltage 24 V DC monitoring actuator 2 NC/1 NO monitoring magnet 2 NC/1 NO supplied without actuator, actuator 3SE5000-0AV0. to be ordered separately. | 8330 | 1 | Z9 | 1
3SE5312-1SE11 |  | safety position switch with guard lock locking force 2600 N 5 approach directions spring-locked auxiliary release with lock magnet voltage 24 V DC monitoring actuator 2 NC/1 NO monitoring magnet 2 NC/1 NO LED display yellow/green supplied without actuator, actuator 3SE5000-0AV0. to be ordered separately. | 9330 | 1 | Z9 | 1
3SE5312-1SF11 |  | safety position switch with guard lock locking force 2600 N 5 approach directions spring-locked escape release from the front magnet voltage 24 V DC monitoring actuator 2 NC/1 NO monitoring magnet 2 NC/1 NO LED display yellow/green supplied without actuator, actuator 3SE5000-0AV0. to be ordered separately. | 9740 | 1 | Z9 | 1
3SE5312-1SG11 |  | safety position switch with guard lock locking force 2600 N 5 approach directions spring-locked escape release from the rear and auxiliary release on front magnet voltage 24 V DC monitoring actuator 2 NC/1 NO monitoring magnet 2 NC/1 NO LED display yellow/green supplied without actuator, actuator 3SE5000-0AV0. to be ordered separately. | 10600 | 1 | Z9 | 1
3SE5312-1SJ11 |  | safety position switch with guard lock locking force 2600 N 5 approach directions spring-locked emergency release at the rear and auxiliary release on the front magnet voltage 24 V DC monitoring actuator 2 NC/1 NO monitoring magnet 2 NC/1 NO LED display yellow/green supplied without actuator, actuator 3SE5000-0AV0. | 11700 | 1 | Z9 | 1
3SE5312-2SB12 |  | safety position switch with guard lock locking force 2600 N 5 approach directions solenoid-locked magnet voltage 115 V AC monitoring actuator 2 NC/1 NO monitoring magnet 2 NC/1 NO LED display yellow/green supplied without actuator, actuator 3SE5000-0AV0. to be ordered separately. | 8560 | 1 | Z9 | 1
3SE5312-2SD12 |  | safety position switch with guard lock locking force 2600 N 5 approach directions spring-locked auxiliary release on the front magnet voltage 115 V AC monitoring actuator 2 NC/1 NO monitoring magnet 2 NC/1 NO LED display yellow/green supplied without actuator, actuator 3SE5000-0AV0. to be ordered separately. | 8330 | 1 | Z9 | 1
3SE5312-2SE12 |  | safety position switch with guard lock locking force 2600 N 5 approach directions spring-locked auxiliary release with lock magnet voltage 115 V AC monitoring actuator 2 NC/1 NO monitoring magnet 2 NC/1 NO LED display yellow/green supplied without actuator, actuator 3SE5000-0AV0. to be ordered separately. | 9330 | 1 | Z9 | 1
3SE5312-2SF12 |  | safety position switch with guard lock locking force 2600 N 5 approach directions spring-locked escape release from the front magnet voltage 115 V AC monitoring actuator 2 NC/1 NO monitoring magnet 2 NC/1 NO LED display yellow/green supplied without actuator, actuator 3SE5000-0AV0. to be ordered separately. | 9740 | 1 | Z9 | 1
3SE5312-2SG12 |  | safety position switch with guard lock locking force 2600 N 5 approach directions spring-locked escape release from the rear and auxiliary release on front magnet voltage 115 V AC monitoring actuator 2 NC/1 NO monitoring magnet 2 NC/1 NO LED display yellow/green supplied without actuator, actuator 3SE5000-0AV0. to be ordered separately. | 10600 | 1 | Z9 | 1
3SE5312-2SJ12 |  | safety position switch with guard lock locking force 2600 N 5 approach directions spring-locked emergency release at the rear and auxiliary release on the front magnet voltage 115 V AC monitoring actuator 2 NC/1 NO monitoring magnet 2 NC/1 NO LED display yellow/green supplied without actuator, actuator 3SE5000-0AV0. to be ordered separately. | 11700 | 1 | Z9 | 1
3SE5312-3SB13 |  | safety position switch with guard lock locking force 2600 N 5 approach directions solenoid-locked magnet voltage 230 V AC monitoring actuator 2 NC/1 NO monitoring magnet 2 NC/1 NO LED display yellow/green supplied without actuator, actuator 3SE5000-0AV0. to be ordered separately. | 9080 | 1 | Z9 | 1
3SE5312-3SD13 |  | safety position switch with guard lock locking force 2600 N 5 approach directions spring-locked auxiliary release on the front magnet voltage 230 V AC monitoring actuator 2 NC/1 NO monitoring magnet 2 NC/1 NO LED display yellow/green supplied without actuator, actuator 3SE5000-0AV0. to be ordered separately. | 8330 | 1 | Z9 | 1
3SE5312-3SE13 |  | safety position switch with guard lock locking force 2600 N 5 approach directions spring-locked auxiliary release with lock magnet voltage 230 V AC monitoring actuator 2 NC/1 NO monitoring magnet 2 NC/1 NO LED display yellow/green supplied without actuator, actuator 3SE5000-0AV0. to be ordered separately. | 9330 | 1 | Z9 | 1
3SE5312-3SF13 |  | safety position switch with guard lock locking force 2600 N 5 approach directions spring-locked escape release from the front magnet voltage 230 V AC monitoring actuator 2 NC/1 NO monitoring magnet 2 NC/1 NO LED display yellow/green supplied without actuator, actuator 3SE5000-0AV0. to be ordered separately. | 9740 | 1 | Z9 | 1
3SE5312-3SG13 |  | safety position switch with guard lock locking force 2600 N 5 approach directions spring-locked escape release from the rear and auxiliary release on front magnet voltage 230 V AC monitoring actuator 2 NC/1 NO monitoring magnet 2 NC/1 NO LED display yellow/green supplied without actuator, actuator 3SE5000-0AV0. to be ordered separately. | 10600 | 1 | Z9 | 1
3SE5312-3SJ13 |  | safety position switch with guard lock locking force 2600 N 5 approach directions spring-locked emergency release at the rear and auxiliary release on the front magnet voltage 230 V AC monitoring actuator 2 NC/1 NO monitoring magnet 2 NC/1 NO LED display yellow/green supplied without actuator, actuator 3SE5000-0AV0. to be ordered separately. | 11700 | 1 | Z9 | 1
3SE5322-0SB21 |  | safety position switch with guard lock locking force 1300 N 5 approach directions solenoid-locked magnet voltage 24 V DC monitoring actuator 2 NC/1 NO monitoring magnet 2 NC/1 NO matching actuator 3SE5000-0AV0. to be ordered separately | 6110 | 1 | Z9 | 1
3SE5322-0SB22 |  | safety position switch with guard lock locking force 1300 N 5 approach directions solenoid-locked magnet voltage 115 V AC monitoring actuator 2 NC/1 NO monitoring magnet 2 NC/1 NO matching actuator 3SE5000-0AV0. to be ordered separately | 6110 | 1 | Z9 | 1
3SE5322-0SB23 |  | safety position switch with guard lock locking force 1300 N 5 approach directions solenoid-locked magnet voltage 230 V AC monitoring actuator 2 NC/1 NO monitoring magnet 2 NC/1 NO matching actuator 3SE5000-0AV0 to be ordered separately | 6110 | 1 | Z9 | 1
3SE5322-0SD21 |  | safety position switch with guard lock locking force 1300 N 5 approach directions spring-locked auxiliary release on the front magnet voltage 24 V DC monitoring actuator 2 NC/1 NO monitoring magnet 2 NC/1 NO supplied without actuator, to be ordered separately. | 6000 | 1 | Z9 | 1
3SE5322-0SD21-1AJ0 |  | safety position switch with tumbler locking force 1300 N 5 approach directions spring-locked auxiliary release on the front magnet voltage 24 V DC monitoring actuator 2 NC/1 NO monitoring magnet 2 NC/1 NO use at -40 Â°C, shock and vibration test according to DIN EN 61373. supplied without actuator, actuator 3SE5000-0AV../-0AW5. to be ordered separately | 6500 | 1 | Z9 | 1
3SE5322-0SD21-1AY0 |  | safety position switch with guard lock locking force 1300 N 5 approach directions spring-locked suitable for -40 Â°C auxiliary release on the front magnet voltage 24 V DC monitoring actuator 2 NC/1 NO monitoring magnet 2 NC/1 NO supplied without actuator, actuator 3SE5000-0AV0. to be ordered separately. | 6140 | 1 | Z9 | 1
3SE5322-0SD22 |  | safety position switch with guard lock locking force 1300 N 5 approach directions spring-locked auxiliary release on the front magnet voltage 115 V AC monitoring actuator 2 NC/1 NO monitoring magnet 2 NC/1 NO supplied without actuator, actuator 3SE5000-0AV0. to be ordered separately. | 6000 | 1 | Z9 | 1
3SE5322-0SD23 |  | safety position switch with guard lock locking force 1300 N 5 approach directions spring-locked auxiliary release on the front magnet voltage 230 V AC monitoring actuator 2 NC/1 NO monitoring magnet 2 NC/1 NO supplied without actuator, actuator 3SE5000-0AV0. to be ordered separately. | 6000 | 1 | Z9 | 1
3SE5322-0SE21 |  | safety position switch with guard lock locking force 1300 N 5 approach directions spring-locked auxiliary release with lock magnet voltage 24 V DC monitoring actuator 2 NC/1 NO monitoring magnet 2 NC/1 NO, supplied without actuator, actuator 3SE5000-0AV0. to be ordered separately. | 7010 | 1 | Z9 | 1
3SE5322-0SE22 |  | safety position switch with guard lock locking force 1300 N 5 approach directions spring-locked auxiliary release with lock magnet voltage 115 V AC monitoring actuator 2 NC/1 NO monitoring magnet 2 NC/1 NO supplied without actuator, actuator 3SE5000-0AV0. to be ordered separately. | 7010 | 1 | Z9 | 1
3SE5322-0SE23 |  | safety position switch with guard lock locking force 1300 N 5 approach directions spring-locked auxiliary release with lock magnet voltage 230 V AC monitoring actuator 2 NC/1 NO monitoring magnet 2 NC/1 NO supplied without actuator, actuator 3SE5000-0AV0. to be ordered separately. | 7010 | 1 | Z9 | 1
3SE5322-0SF21 |  | safety position switch with guard lock locking force 1300 N 5 approach directions spring-locked escape release from the front magnet voltage 24 V DC monitoring actuator 2 NC/1 NO monitoring magnet 2 NC/1 NO supplied without actuator, actuator 3SE5000-0AV0. to be ordered separately. | 7440 | 1 | Z9 | 1
3SE5322-0SF22 |  | safety position switch with guard lock locking force 1300 N 5 approach directions spring-locked escape release from the front magnet voltage 115 V AC monitoring actuator 2 NC/1 NO monitoring magnet 2 NC/1 NO, supplied without actuator, actuator 3SE5000-0AV0. to be ordered separately. | 7440 | 1 | Z9 | 1
3SE5322-0SF23 |  | safety position switch with guard lock locking force 1300 N 5 approach directions spring-locked escape release from the front magnet voltage 230 V AC monitoring actuator 2 NC/1 NO monitoring magnet 2 NC/1 NO, supplied without actuator, actuator 3SE5000-0AV0. to be ordered separately. | 7440 | 1 | Z9 | 1
3SE5322-0SG21 |  | safety position switch with guard lock locking force 1300 N 5 approach directions spring-locked escape release from the rear and auxiliary release on front magnet voltage 24 V DC monitoring actuator 2 NC/1 NO monitoring magnet 2 NC/1 NO supplied without actuator, actuator 3SE5000-0AV0. to be ordered separately. | 8350 | 1 | Z9 | 1
3SE5322-0SG21-1AM5 |  | Safety position switch with tumbler Locking force 1300 N 5 directions of approaches spring-locked Escape release from the rear and auxiliary release on front, Magnet voltage 24 V DC Monitoring actuator 2 NC/1 NO Monitoring magnet 2 NC/1 NO customized suitable for -40 Â°C Head rotated by 180Â° Supplied without actuator. Actuator 3SE5000-0AV0. please order separately | 8810 | 1 | Z9 | 1
3SE5322-0SG22 |  | safety position switch with guard lock locking force 1300 N 5 approach directions spring-locked escape release from the rear and auxiliary release on front magnet voltage 115 V AC monitoring actuator 2 NC/1 NO monitoring magnet 2 NC/1 NO supplied without actuator, actuator 3SE5000-0AV0. to be ordered separately. | 8350 | 1 | Z9 | 1
3SE5322-0SG23 |  | safety position switch with guard lock locking force 1300 N 5 approach directions spring-locked escape release from the rear and auxiliary release on front magnet voltage 230 V AC monitoring actuator 2 NC/1 NO monitoring magnet 2 NC/1 NO supplied without actuator, actuator 3SE5000-0AV0. to be ordered separately. | 8350 | 1 | Z9 | 1
3SE5322-0SH21 |  | safety position switch with guard lock locking force 1300 N 5 approach directions spring-locked escape release from the rear and auxiliary release with lock on the front magnet voltage 24 V DC monitoring actuator 2 NC/1 NO monitoring magnet 2 NC/1 NO actuator 3SE5000-0AV0. to be ordered separately. | 9560 | 1 | Z9 | 1
3SE5322-0SJ21 |  | safety position switch with guard lock locking force 1300 N 5 approach directions spring-locked emergency release at the rear and auxiliary release on the front magnet voltage 24 V DC monitoring actuator 2 NC/1 NO monitoring magnet 2 NC/1 NO supplied without actuator, actuator 3SE5000-0AV0. to be ordered separately. | 9400 | 1 | Z9 | 1
3SE5322-0SJ22 |  | safety position switch with guard lock locking force 1300 N 5 approach directions spring-locked emergency release at the rear and auxiliary release on the front magnet voltage 115 V AC monitoring actuator 2 NC/1 NO monitoring magnet 2 NC/1 NO supplied without actuator, actuator 3SE5000-0AV0. to be ordered separately. | 9400 | 1 | Z9 | 1
3SE5322-0SJ23 |  | safety position switch with guard lock locking force 1300 N 5 approach directions spring-locked emergency release at the rear and auxiliary release on the front magnet voltage 230 V AC monitoring actuator 2 NC/1 NO monitoring magnet 2 NC/1 NO supplied without actuator, actuator 3SE5000-0AV0. to be ordered separately. | 9400 | 1 | Z9 | 1
3SE5322-0SL21 |  | safety position switch with guard lock locking force 1300 N 5 approach directions spring-locked emergency release at the rear and escape release on the front magnet voltage 24 V DC monitoring actuator 2 NC/1 NO monitoring magnet 2 NC/1 NO supplied without actuator, actuator 3SE5000-0AV0. to be ordered separately. | 9990 | 1 | Z9 | 1
3SE5322-0SL21-1AJ0 |  | safety position switch with guard lock locking force 1300 N 5 approach directions spring-locked emergency release at the rear and escape release on the front magnet voltage 24 V DC monitoring actuator 2 NC/1 NO monitoring magnet 2 NC/1 NO use for -40 Â°C shock and vibration test according to EN 61373 actuator 3SE5000-0AV../0AW.. to be ordered separately. | 10300 | 1 | Z9 | 1
3SE5322-1SB21 |  | safety position switch with guard lock locking force 1300 N 5 approach directions solenoid-locked magnet voltage 24 V DC monitoring actuator 2 NC/1 NO monitoring magnet 2 NC/1 NO LED display yellow/green supplied without actuator, actuator 3SE5000-0AV. to be ordered separately. | 6690 | 1 | Z9 | 1
3SE5322-1SD21 |  | safety position switch with guard lock locking force 1300 N 5 approach directions spring-locked auxiliary release on the front magnet voltage 24 V DC monitoring actuator 2 NC/1 NO monitoring magnet 2 NC/1 NO LED display yellow/green supplied without actuator, actuator 3SE5000-0AV. to be ordered separately. | 6510 | 1 | Z9 | 1
3SE5322-1SD21-1AG4 |  | safety position switch with guard lock locking force 1300 N 5 approach directions high degree of protection IP69, IEC 60529 plastic enclosure, 3x(M20x1.5) spring-locked auxiliary release on the front magnet voltage 24 V DC monitoring actuator 2 NC/1 NO monitoring magnet 2 NC/1 NO LED display yellow/green supplied without actuator actuator 3SE5000-0AV0. to be ordered separately. cable gland IP69 to be used | 7010 | 1 | Z9 | 1
3SE5322-1SE21 |  | safety position switch with guard lock locking force 1300 N 5 approach directions spring-locked auxiliary release with lock magnet voltage 24 V DC monitoring actuator 2 NC/1 NO monitoring magnet 2 NC/1 NO LED display yellow/green supplied without actuator, actuator 3SE5000-0AV0. to be ordered separately. | 7480 | 1 | Z9 | 1
3SE5322-1SE21-1AG4 |  | safety position switch with guard lock locking force 1300 N 5 approach directions high degree of protection IP69, IEC plastic enclosure, 3x(M20x1.5) spring-locked auxiliary release with lock magnet voltage 24 V DC monitoring actuator 2 NC/1 NO monitoring magnet 2 NC/1 NO LED display yellow/green supplied without actuator actuator 3SE5000-0AV0. to be ordered separately. cable gland IP69 to be used | 8050 | 1 | Z9 | 1
3SE5322-1SF21 |  | safety position switch with guard lock locking force 1300 N 5 approach directions spring-locked escape release from the front magnet voltage 24 V DC monitoring actuator 2 NC/1 NO monitoring magnet 2 NC/1 NO LED display yellow/green supplied without actuator, actuator 3SE5000-0AV0. to be ordered separately. | 7960 | 1 | Z9 | 1
3SE5322-1SF21-1AG4 |  | safety position switch with guard lock locking force 1300 N 5 approach directions high degree of protection IP69, IEC 60529 plastic enclosure, 3x(M20x1.5) spring-locked escape release from the front magnet voltage 24 V DC monitoring actuator 2 NC/1 NO monitoring magnet 2 NC/1 NO LED display yellow/green supplied without actuator actuator 3SE5000-0AV0. to be ordered separately. cable gland IP69 to be used | 8490 | 1 | Z9 | 1
3SE5322-1SG21 |  | safety position switch with guard lock locking force 1300 N 5 approach directions plastic enclosure, 3x(M20x1.5) spring-locked escape release from the rear and auxiliary release on front magnet voltage 24 V DC monitoring actuator 2 NC/1 NO monitoring magnet 2 NC/1 NO LED display yellow/green supplied without actuator, actuator 3SE5000-0AV0. to be ordered separately. | 8850 | 1 | Z9 | 1
3SE5322-1SG21-1AG4 |  | safety position switch with guard lock locking force 1300 N 5 approach directions high degree of protection IP69, IEC 60529 plastic enclosure, 3x(M20x1.5) spring-locked escape release from the rear and auxiliary release on front magnet voltage 24 V DC monitoring actuator 2 NC/1 NO monitoring magnet 2 NC/1 NO LED display yellow/green supplied without actuator actuator 3SE5000-0AV0. to be ordered separately. cable gland IP69 to be used | 9520 | 1 | Z9 | 1
3SE5322-1SJ21 |  | safety position switch with guard lock locking force 1300 N 5 approach directions spring-locked emergency release at the rear and auxiliary release on the front magnet voltage 24 V DC monitoring actuator 2 NC/1 NO monitoring magnet 2 NC/1 NO LED display yellow/green supplied without actuator, actuator 3SE5000-0AV0. | 9880 | 1 | Z9 | 1
3SE5322-2SB22 |  | safety position switch with guard lock locking force 1300 N 5 approach directions solenoid-locked magnet voltage 115 V AC monitoring actuator 2 NC/1 NO monitoring magnet 2 NC/1 NO LED display yellow/green supplied without actuator, actuator 3SE5000-0AV0. to be ordered separately. | 6690 | 1 | Z9 | 1
3SE5322-2SD22 |  | safety position switch with guard lock locking force 1300 N 5 approach directions spring-locked auxiliary release on the front magnet voltage 115 V AC monitoring actuator 2 NC/1 NO monitoring magnet 2 NC/1 NO LED display yellow/green supplied without actuator, actuator 3SE5000-0AV0. to be ordered separately. | 6510 | 1 | Z9 | 1
3SE5322-2SE22 |  | safety position switch with guard lock locking force 1300 N 5 approach directions spring-locked auxiliary release with lock magnet voltage 115 V AC monitoring actuator 2 NC/1 NO monitoring magnet 2 NC/1 NO LED display yellow/green supplied without actuator, actuator 3SE5000-0AV0. to be ordered separately. | 7480 | 1 | Z9 | 1
3SE5322-2SF22 |  | safety position switch with guard lock locking force 1300 N 5 approach directions spring-locked escape release from the front magnet voltage 115 V AC monitoring actuator 2 NC/1 NO monitoring magnet 2 NC/1 NO LED display yellow/green supplied without actuator, actuator 3SE5000-0AV0. to be ordered separately. | 7960 | 1 | Z9 | 1
3SE5322-2SG22 |  | safety position switch with guard lock locking force 1300 N 5 approach directions spring-locked escape release from the rear and auxiliary release on front magnet voltage 115 V AC monitoring actuator 2 NC/1 NO monitoring magnet 2 NC/1 NO LED display yellow/green supplied without actuator, actuator 3SE5000-0AV0. to be ordered separately. | 8850 | 1 | Z9 | 1
3SE5322-2SJ22 |  | safety position switch with guard lock locking force 1300 N 5 approach directions spring-locked emergency release at the rear and auxiliary release on the front magnet voltage 115 V AC monitoring actuator 2 NC/1 NO monitoring magnet 2 NC/1 NO LED display yellow/green supplied without actuator, actuator 3SE5000-0AV0. to be ordered separately. | 9880 | 1 | Z9 | 1
3SE5322-3SB23 |  | safety position switch with guard lock locking force 1300 N 5 approach directions solenoid-locked magnet voltage 230 V AC monitoring actuator 2 NC/1 NO monitoring magnet 2 NC/1 NO LED display yellow/green supplied without actuator, actuator 3SE5000-0AV0. to be ordered separately. | 6690 | 1 | Z9 | 1
3SE5322-3SD23 |  | safety position switch with guard lock locking force 1300 N 5 approach directions spring-locked auxiliary release on the front magnet voltage 230 V AC monitoring actuator 2 NC/1 NO monitoring magnet 2 NC/1 NO LED display yellow/green supplied without actuator, actuator 3SE5000-0AV0. to be ordered separately. | 6510 | 1 | Z9 | 1
3SE5322-3SE23 |  | safety position switch with guard lock locking force 1300 N 5 approach directions spring-locked auxiliary release with lock magnet voltage 230 V AC monitoring actuator 2 NC/1 NO monitoring magnet 2 NC/1 NO LED display yellow/green supplied without actuator, actuator 3SE5000-0AV0. to be ordered separately. | 7480 | 1 | Z9 | 1
3SE5322-3SF23 |  | safety position switch with guard lock locking force 1300 N 5 approach directions spring-locked escape release from the front magnet voltage 230 V AC monitoring actuator 2 NC/1 NO monitoring magnet 2 NC/1 NO LED display yellow/green supplied without actuator, actuator 3SE5000-0AV0. to be ordered separately. | 7960 | 1 | Z9 | 1
3SE5322-3SG23 |  | safety position switch with guard lock locking force 1300 N 5 approach directions spring-locked escape release from the rear and auxiliary release on front magnet voltage 230 V AC monitoring actuator 2 NC/1 NO monitoring magnet 2 NC/1 NO LED display yellow/green supplied without actuator, actuator 3SE5000-0AV0. to be ordered separately. | 8850 | 1 | Z9 | 1
3SE5322-3SJ23 |  | safety position switch with guard lock locking force 1300 N 5 approach directions spring-locked emergency release at the rear and auxiliary release on the front magnet voltage 230 V AC monitoring actuator 2 NC/1 NO monitoring magnet 2 NC/1 NO LED display yellow/green supplied without actuator, actuator 3SE5000-0AV0. to be ordered separately. | 9880 | 1 | Z9 | 1
3SE5324-0SB21-1AP0 |  | safety position switch with guard lock, locking force 1300 N, 5 approach directions, solenoid-locked, magnet voltage 24 V DC, monitoring actuator 2 NC/1 NO monitoring magnet 2 NC/1 NO, wired with M12 plug, 8-pole; The head is mounted rotated by 90Â° (clockwise). Matching actuator 3SE5000-0AV0. /-0AW.. must be ordered separately. | 8130 | 1 | Z9 | 1
3SE5413-0CC20-1EA2 |  | Position switch in compact design 30 mm wide with connection cable 2 m Snap-action contacts 1 NO+1 NC Rounded plunger | 1300 | 1 | Z9 | 1
3SE5413-0CC20-1EA5 |  | Position switch in compact design 30 mm wide with connecting cable 5 m Snap-action contacts 1 NO+1 NC with rounded plunger | 1640 | 1 | Z9 | 1
3SE5413-0CC20-1EB1 |  | Position switch in compact design 30 mm wide with connector plug M12 Snap-action contacts 1 NO+1 NC with rounded plunger | 1390 | 1 | Z9 | 1
3SE5413-0CC21-1EA2 |  | Position switch in compact design 30 mm wide with connection cable 2 m Snap-action contacts 1 NO+1 NC Rounded plunger with central mounting | 1460 | 1 | Z9 | 1
3SE5413-0CC22-1EA2 |  | Position switch in compact design 30 mm wide with connection cable 2 m Snap-action contacts 1 NO+1 NC with rounded plunger with exterior seal | 1460 | 1 | Z9 | 1
3SE5413-0CD20-1EA2 |  | Position switch in compact design 30 mm wide with connection cable 2 m Snap-action contacts 1 NO+1 NC with roller plunger | 1360 | 1 | Z9 | 1
3SE5413-0CD20-1EA5 |  | Position switch in compact design 30 mm wide with connecting cable 5 m Snap-action contacts 1 NO+1 NC with roller plunger | 1710 | 1 | Z9 | 1
3SE5413-0CD20-1EB1 |  | Position switch in compact design 30 mm wide with connector plug M12 Snap-action contacts 1 NO+1 NC with roller plunger | 1460 | 1 | Z9 | 1
3SE5413-0CD21-1EA2 |  | Position switch in compact design 30 mm wide with connection cable 2 m Snap-action contacts 1 NO+1 NC with roller plunger with central mounting | 1740 | 1 | Z9 | 1
3SE5413-0CD23-1EA2 |  | position switch in compact design 30 mm wide with connecting cable 2 m snap-action contacts 1 NO+1 NC with roller plunger, plunger rotated by 90Â° | 1360 | 1 | Z9 | 1
3SE5413-0CN20-1EA2 |  | Position switch in compact design 30 mm wide with connection cable 2 m Snap-action contacts 1 NO+1 NC twist lever | 1430 | 1 | Z9 | 1
3SE5413-0CN20-1EA5 |  | Position switch in compact design 30 mm wide with connecting cable 5 m Snap-action contacts 1 NO+1 NC twist lever | 1770 | 1 | Z9 | 1
3SE5413-0CN20-1EB1 |  | Position switch in compact design 30 mm wide with connector plug M12 Snap-action contacts 1 NO+1 NC with twist lever | 1520 | 1 | Z9 | 1
3SE5413-0CP20-1EA2 |  | Compact switch with connection cable 2 m, Snap-action contacts 1 NO+1 NC twist lever with same design as 3SE3 (Precursor program) | 1430 | 1 | Z9 | 1
3SE5413-0CQ20-1EA2 |  | Position switch in compact design 30 mm wide with connection cable 2 m Snap-action contacts 1 NO+1 NC Twist lever, adjustable length | 1850 | 1 | Z9 | 1
3SE5423-0CC20-1EA2 |  | Position switch in compact design 40 mm wide with connection cable 2 m Snap-action contacts 1 NO+1 NC Rounded plunger | 1580 | 1 | Z9 | 1
3SE5423-0CC20-1EB1 |  | Position switch in compact design 40 mm wide with connector plug M12 Snap-action contacts 1 NO+1 NC with rounded plunger | 1680 | 1 | Z9 | 1
3SE5423-0CC21-1EA2 |  | Position switch in compact design 40 mm wide with connection cable 2 m Snap-action contacts 1 NO+1 NC Rounded plunger with central mounting | 1800 | 1 | Z9 | 1
3SE5423-0CC22-1EA2 |  | Position switch in compact design 40 mm wide with connection cable 2 m Snap-action contacts 1 NO+1 NC with rounded plunger with exterior seal | 1740 | 1 | Z9 | 1
3SE5423-0CD20-1EA2 |  | Position switch in compact design 40 mm wide with connection cable 2 m Snap-action contacts 1 NO+1 NC with roller plunger | 1650 | 1 | Z9 | 1
3SE5423-0CD20-1EB1 |  | Position switch in compact design 40 mm wide with connector plug M12 Snap-action contacts 1 NO+1 NC with roller plunger | 1680 | 1 | Z9 | 1
3SE5423-0CD21-1EA2 |  | Position switch in compact design 40 mm wide with connection cable 2 m Snap-action contacts 1 NO+1 NC with roller plunger with central mounting | 2030 | 1 | Z9 | 1
3SE5423-0CN20-1EA2 |  | Position switch in compact design 40 mm wide with connection cable 2 m Snap-action contacts 1 NO+1 NC twist lever | 1710 | 1 | Z9 | 1
3SE5423-0CN20-1EB1 |  | Position switch in compact design 40 mm wide with connector plug M12 Snap-action contacts 1 NO+1 NC with twist lever | 1820 | 1 | Z9 | 1
3SE6310-0BC01 |  | standard actuator for all safety switches RFID 3SE63 rectangular 91 mm x 25 mm without magnet latching | 903 | 1 | Z9 | 1
3SE6310-1BC01 |  | actuator with magnet latching 18 N, for RFID safety switches 3SE63 rectangular 91 mm x 25 mm with magnet latching | 2970 | 1 | Z9 | 1
3SE6604-2BA |  | magnetically operated switch contact block large 25 x 88 mm, 2 NC connection cable 3 m LIYY 4 x 0.25 mmÂ², required solenoid 3SE6704-2BA or with increased operating distance 3SE6701-2BA | 2350 | 1 | Z9 | 1
3SE6604-2BA01 |  | magnetically operated switch contact block rectangular large: 25 x 88 mm, 2 NC, with M8 plug 4-pole, required solenoid 3SE6704-2BA or with increased operating distance 3SE6701-2BA accessory: coupling with connection cable 5 m 3SX5601-3GA05 | 2970 | 1 | Z9 | 1
3SE6604-2BA10 |  | magnetically operated switch contact block rectangular large 25 x 88 mm, 2 NC, connection cable 10 m LIYY 4 x 0.25 mmÂ², required solenoid 3SE6704-2BA or with increased operating distance 3SE6701-2BA | 3420 | 1 | Z9 | 1
3SE6605-1BA |  | magnetically operated switch contact block round M30 contact elements 1 NO+1 NC with 3 m cable, required solenoid 3SE6704-1BA | 2070 | 1 | Z9 | 1
3SE6605-1BA02 |  | magnetically operated switch contact block round M30 contact elements 1 NO+1 NC with M12 plug 4-pole Pin1=21, Pin2=22 Pin3=13, Pin4=14, required solenoid 3SE6704-1BA coupling with connection cable 5 m 3SX5601-3SB54 | 2800 | 1 | Z9 | 1
3SE6605-2BA |  | magnetically operated switch contact block rectangular large 25 x 88 mm, contact elements 1 NO+1 NC, with 3 m cable, required solenoid 3SE6704-2BA or with increased operating distance 8 mm 3SE6701-2BA. | 1850 | 1 | Z9 | 1
3SE6605-2BA01 |  | magnetically operated switch contact block rectangular large 25 x 88 mm, contact elements 1 NO+1 NC, plug M8 pin assignment: Pin1=21, Pin2=22 Pin3=13, Pin4=14, required solenoid 3SE6704-2BA or with increased operating distance 8 mm 3SE6701-2BA. | 2430 | 1 | Z9 | 1
3SE6605-2BA05 |  | magnetically operated switch contact block rectangular large 25 x 88 mm, with 5 m cable, contact elements 1 NO+1 NC, required solenoid 3SE6704-2BA or with increased operating distance 8 mm 3SE6701-2BA | 2030 | 1 | Z9 | 1
3SE6605-2BA10 |  | magnetically operated switch contact block rectangular large 25 x 88 mm, contact elements 1 NO+1 NC with 10 m cable, required solenoid 3SE6704-2BA or with increased operating distance 8 mm 3SE6701-2BA | 2490 | 1 | Z9 | 1
3SE6605-3BA |  | magnetically operated switch contact block contact block, rectangular small 25 x 33 mm, contact elements 1 NO+1 NC, with 3 m cable | 1850 | 1 | Z9 | 1
3SE6605-3BA05 |  | contact block rectangular small 25 x 33 mm, 5 m cable | 2030 | 1 | Z9 | 1
3SE6605-3BA10 |  | contact block rectangular small 25 x 33 mm, 1 NO+1 NC, 10 m cable | 2390 | 1 | Z9 | 1
3SE6606-2BA04 |  | magnetically operated switch contact block 25 x 88 mm, 1 NO+2 NC with 3 m connection cable LIYY, 6 x 0.25 mm2 required solenoid 3SE6704-2BA | 2800 | 1 | Z9 | 1
3SE6614-4CA01 |  | magnetically operated switch contact block 25 x 88 mm, for left-hinged door, contacts: safety contacts 2 NC, with M8 plug, 4-pole, with combi connection screw/latching connection, with LED, the matching solenoid 3SE6714-2CA or offset by 90Â° 3SE6724-2CA | 3010 | 1 | Z9 | 1
3SE6616-3CA01 |  | magnetically operated switch contact block rectangular small 26 x 36 mm, for left-hinged door, contacts: safety contacts 1 NO+1 NC, signaling contact 1 NC (31-32), with 8 mm latching connection plug 6-pole, without LED, the matching solenoid 3SE6714-3CA or offset by 90Â° 3SE6724-3CA | 2800 | 1 | Z9 | 1
3SE6617-2CA01 |  | magnetically operated switch contact block 25 x 88 mm, for left-hinged door, contacts: safety contacts 2 NC, signaling contact 1 NC (31-32), with 8 mm latching connection plug 6-pole, without LED, the matching solenoid 3SE6714-2CA or offset by 90Â° 3SE6724-2CA | 3030 | 1 | Z9 | 1
3SE6617-2CA04 |  | magnetically operated switch contact block 25 x 88 mm, for left-hinged door, contacts: safety contacts 2 NC, signaling contact 1 NC, with 3 m connection cable without LED, the matching solenoid 3SE6714-2CA or offset by 90Â° 3SE6724-2CA | 2780 | 1 | Z9 | 1
3SE6617-3CA01 |  | magnetically operated switch contact block rectangular small 26 x 36 mm, for left-hinged door, contacts: safety contacts 2 NC, signaling contact 1 NC (31-32), with 8 mm latching connection plug 6-pole, without LED, the matching solenoid 3SE6714-3CA or offset by 90Â° 3SE6724-3CA | 2800 | 1 | Z9 | 1
3SE6617-3CA04 |  | magnetically operated switch contact block rectangular small 26 x 36 mm, for left-hinged door, contacts: safety contacts 2 NC, signaling contact 1 NC, with 3 m connection cable without LED, the matching solenoid 3SE6714-3CA or offset by 90Â° 3SE6724-3CA | 2740 | 1 | Z9 | 1
3SE6624-4CA01 |  | magnetically operated switch contact block 25 x 88 mm, for right-hinged door, contacts: safety contacts 2 NC, with M8 plug, 4-pole, with combi connection screw/latching connection, with LED, the matching solenoid 3SE6714-2CA or offset by 90Â° 3SE6724-2CA | 3010 | 1 | Z9 | 1
3SE6626-3CA01 |  | magnetically operated switch contact block rectangular small 26 x 36 mm, for right-hinged door, contacts: safety contacts 1 NO+1 NC, signaling contact 1 NC, with 8 mm latching connection plug 6-pole, without LED, the matching solenoid 3SE6714-3CA or offset by 90Â° 3SE6724-3CA | 2800 | 1 | Z9 | 1
3SE6627-2CA01 |  | magnetically operated switch contact block 25 x 88 mm, for right-hinged door, contacts: safety contacts 2 NC, signaling contact 1 NC (31-32), with 8 mm latching connection plug 6-pole, without LED, the matching solenoid 3SE6714-2CA or offset by 90Â° 3SE6724-2CA | 3030 | 1 | Z9 | 1
3SE6627-2CA04 |  | magnetically operated switch contact block 25 x 88 mm, for right-hinged door, contacts: safety contacts 2 NC, signaling contact 1 NC, with 3 m connection cable without LED, the matching solenoid 3SE6714-2CA or offset by 90Â° 3SE6724-2CA | 2780 | 1 | Z9 | 1
3SE6627-3CA01 |  | magnetically operated switch contact block rectangular small 26 x 36 mm, for right-hinged door, contacts: safety contacts 2 NC, signaling contact 1 NC (31-32), with 8 mm latching connection plug 6-pole, without LED, the matching solenoid 3SE6714-3CA or offset by 90Â° 3SE6724-3CA | 2800 | 1 | Z9 | 1
3SE6627-3CA04 |  | magnetically operated switch contact block rectangular small 26 x 36 mm, for right-hinged door, contacts: safety contacts 2 NC, signaling contact 1 NC, with 3 m connection cable without LED, the matching solenoid 3SE6714-3CA or offset by 90Â° 3SE6724-3CA | 2740 | 1 | Z9 | 1
3SE6704-1BA |  | Solenoid round M30 | 811 | 1 | Z9 | 1
3SE6704-2BA |  | solenoid rectangular large 25 x 88 mm, for operating distance 5 mm, for contact blocks 3SE660*-2BA* | 575 | 1 | Z9 | 1
3SE6704-3BA |  | Solenoid rectangular small | 575 | 1 | Z9 | 1
3SE6714-2CA |  | Solenoid, rectangular large 25 x 88 mm for Magnet switch 3SE66.7-2CA0. Position: with contact block on one fixing level | 540 | 1 | Z9 | 1
3SE6714-3CA |  | Solenoid, rectangular small 26 x 36 mm for magnetic switch 3SE66..-3CA0. Position: Solenoid and contact block on one fixing level | 540 | 1 | Z9 | 1
3SE6724-2CA |  | Solenoid, rectangular large 25 x 88 mm for Magnet switch 3SE66.7-2CA0. Position: is mounted offset by 90Â° from the contact block | 540 | 1 | Z9 | 1
3SE6724-3CA |  | Solenoid, rectangular small 26 x 36 mm for magnetic switch 3SE66..-3CA0. Position: offset from the contact block by 90Â° mounted | 540 | 1 | Z9 | 1
3SE7120-1BF00 |  | Cable-operated switch Metal enclosure, 2x M20 x1.5; 2NC, with latching EN ISO 13850 and pushbutton release for wire lengths up to 5 m | 5420 | 1 | Z9 | 1
3SE7120-1BH00 |  | cable-operated switch metal enclosure, 2x M20 x 1.5; with yellow cover, 2 NC/1 NO, with latching EN ISO 13850 and button reset for wire lengths up to 5 m | 5910 | 1 | Z9 | 1
3SE7120-2DD01 |  | cable-operated switch metal enclosure, 2x M20 x1.5; 1 NO+1 NC, without latching, for cable lengths up to 5 m, only Bowden cable function, 55 N spring, maximum actuating force 80 N | 4130 | 1 | Z9 | 1
3SE7120-2DD01-1AS7 |  | cable-operated switch for 5 m cable length, spring 100 N, metal enclosure, 2x M20 x1.5; 1 NO+1 NC, without latching, only Bowden cable function, maximum actuating force 160 N | 4500 | 1 | Z9 | 1
3SE7140-1BD00 |  | Cable-operated switch Metal enclosure, 1x M20x1.5; 1 NO+1 NC, latching EN ISO 13850 and pushbutton release, for wire lengths up to 50 m | 12600 | 1 | Z9 | 1
3SE7140-1BD04 |  | SIRIUS cable-operated switch Metal enclosure, 1x M20x1.5; 1 NO+1 NC, latching EN ISO 13850 and pushbutton release, with LED lamp 24 V DC, red, for wire lengths up to 50 m | 15800 | 1 | Z9 | 1
3SE7140-1BF00 |  | Cable-operated switch Metal enclosure, 1x M20x1.5; 2 NC, with latching EN ISO 13850 and pushbutton release, for wire lengths up to 50 m | 12600 | 1 | Z9 | 1
3SE7140-1CD00 |  | Cable-operated switch Metal enclosure, 1x M20x1.5; 1 NO+1 NC, latching EN ISO 13850 and key-operated release, for wire lengths up to 50 m | 15100 | 1 | Z9 | 1
3SE7141-1EG10 |  | Cable-operated switch with emergency stop Metal housing IP67, 3 xM20 x1.5; Slow-action contacts 1 NO+3 NC Latching according to EN ISO 13850, with rotate-to-unlatch mechanism, for wire lengths up to 75 m | 10800 | 1 | Z9 | 1
3SE7150-1BD00 |  | cable-operated switch metal enclosure, 2 xM20 x1.5; 1 NO+1 NC, latching, ISO 13850 and button reset, for wire lengths up to 20 m | 5420 | 1 | Z9 | 1
3SE7150-1BD04 |  | cable-operated switch metal enclosure, 2 xM20 x1.5; 1 NO+1 NC, with latching EN ISO 13850 button reset, for 20 m with LED lamp 24 V DC, red | 8530 | 1 | Z9 | 1
3SE7150-1BF00 |  | cable-operated switch metal enclosure, 2 xM20 x1.5; 2 NC, with latching according to EN ISO 13850 and button reset, for wire lengths up to 20 m | 5420 | 1 | Z9 | 1
3SE7150-1BH00 |  | SIRIUS cable-operated switch metal enclosure with yellow cover 2 x M20 x 1.5; 1 NO+2 NC, with latching according to EN ISO 13850 button reset, for cable length 20 m | 5910 | 1 | Z9 | 1
3SE7150-1BH04 |  | safety cable-operated switch metal enclosure, 2 xM20x1.5; with yellow cover with latching according to EN ISO 13850 button reset, with LED lamp 24 V DC, red, for wire lengths up to 20 m | 8900 | 1 | Z9 | 1
3SE7150-2DD00 |  | SIRIUS cable-operated switch metal enclosure, 2 x M20 x 1.5; 1 NO+1 NC, without latching rope failure and Bowden wire function for wire lengths up to 20 m | 4130 | 1 | Z9 | 1
3SE7150-2DD04 |  | cable-operated switch metal enclosure, 2 xM20 x1.5; 1 NO+1 NC, without latching with LED lamp red, 24 V DC, for wire lengths up to 20 m | 7300 | 1 | Z9 | 1
3SE7160-1AE00 |  | Cable-operated switch and lever Metal enclosure, 2 x M25 x 1.5; 2 NO+2 NC, latching EN ISO 13850 and pushbutton release, 2-sided operation for wire lengths up to 2 x 100 m | 13400 | 1 | Z9 | 1
3SE7160-1AE04 |  | cable-operated switch with lever metal enclosure, 2 x M25 x1.5; 2 NO+2 NC, latching according to EN 13850 and button reset with LED lamp red 24 V DC, 2-sided operation, for cable lengths up to 2 x 100 m | 16500 | 1 | Z9 | 1
3SE7160-1BD00 |  | Cable-operated switch and lever Metal enclosure, 2 x M25 x 1.5; 1 NO+1 NC, latching EN ISO 13850 and pushbutton release, 2-sided operation, for wire lengths up to 2 x 100 m | 12600 | 1 | Z9 | 1
3SE7310-1AE00 |  | Conveyor belt unbalance tracker Metal enclosure, 2 x M25 x 1.5 2 NO+2 NC, with latching according to EN ISO 13850 Pushbutton release | 17300 | 1 | Z9 | 1
3SE7310-1AE04 |  | Conveyor belt unbalance tracker Metal enclosure, 2 x M25 x 1.5 2 NO+2 NC, with latching According to EN ISO 13850 Pushbutton release with LED lamp 24 V DC, red | 20700 | 1 | Z9 | 1
3SE7910-2AA |  | Steel rope 3 mm (length 10 m) with red plastic sheath | 1260 | 1 | Z9 | 1
3SE7910-2AB |  | Steel rope 3 mm (length 15 m) with red plastic sheath | 1890 | 1 | Z9 | 1
3SE7910-2AC |  | Steel rope 3 mm (length 20 m) with red plastic sheath | 2550 | 1 | Z9 | 1
3SE7910-2AH |  | Steel rope 3 mm (Length 50 m) with red plastic sheath | 6290 | 1 | Z9 | 1
3SE7910-3AA |  | Steel rope 4 mm (length 10 m) With red plastic sheath | 1860 | 1 | Z9 | 1
3SE7910-3AB |  | Steel rope 4 mm (length 15 m) with red plastic sheath | 2780 | 1 | Z9 | 1
3SE7910-3AC |  | Steel rope 4 mm (length 20 m) with red plastic sheath | 3710 | 1 | Z9 | 1
3SE7910-3AH |  | Steel rope 4 mm, Length 50 m with red plastic sheath | 9210 | 1 | Z9 | 1
3SE7920-1AB |  | Eyebolt M8 Including nut, made of steel | 262 | 1 | Z9 | 1
3SE7920-1AC |  | Eyebolt M10 Including nut, made of steel | 264 | 1 | Z9 | 1
3SE7921-1AA |  | Fixing for rope roller, made of steel | 103 | 1 | Z9 | 1
3SE7921-1AB |  | Rope roller, fixed, for 3 mm Rope, made of zinc die-casting and polyamide | 371 | 1 | Z9 | 1
3SE7921-1AC |  | Rope roller, rotatable, 4 mm, made of die-cast zinc and polyamide | 436 | 1 | Z9 | 1
3SE7930-1AC |  | Rope eye 3 mm, made of steel Packaging as set (4 units) | 62.5 | 1 | Z9 | 4
3SE7930-1AD |  | Rope eye 4 mm for rope deflection made of steel Packaging as set (4 units) | 62.5 | 1 | Z9 | 4
3SE7931-1AB |  | Tension spring, 13 N, made of steel | 544 | 1 | Z9 | 1
3SE7931-1AD |  | Tension spring, 35 N, made of steel For cable-operated switch 3SE7 | 799 | 1 | Z9 | 1
3SE7931-1AE |  | Tension spring, greater than 35 N Made of steel for Cable-operated switch 3SE7 | 905 | 1 | Z9 | 1
3SE7941-1AB |  | Rope clamp egg-shape, 2x diameter 3 mm, made of steel | 239 | 1 | Z9 | 1
3SE7941-1AC |  | Rope clamp, egg-shape, 2x diameter 4 mm, made of steel | 336 | 1 | Z9 | 1
3SE7942-1AA |  | Rope clamp, 2x Diameter 4 mm, made of steel Packaging as set (4 units) | 78.4 | 1 | Z9 | 4
3SE7943-1AB |  | Rope clamp, simplex, 3 mm, made of steel, for 3SE7, Packaging as set (4 units) | 103 | 1 | Z9 | 4
3SE7943-1AC |  | Rope clamp, simplex, 4 mm, made of steel, for 3SE7, packaging as set (4 units) | 116 | 1 | Z9 | 4
3SE7944-1AC |  | Rope clamp, duplex, 2x Diameter 4 mm, made of steel Packaging as set (4 units) | 170 | 1 | Z9 | 4
3SE7950-1AB |  | Turnbuckle M6 x 60, made of die-cast zinc/steel | 392 | 1 | Z9 | 1
3SE7950-1AD |  | Turnbuckle M6 x 100, made of zinc die-casting/steel | 1120 | 1 | Z9 | 1
3SF1114-1KA00-1BA1 |  | Basic switch without actuator head Metal enclosure, according to EN 50041 ASIsafe integrated AS-i status: 1:F-IN1, 2: F-IN2 3:AS-i/FAULT Slow-action contacts 2 NC with M12 connector 4-pole Channel 1 to NC, Channel 2 to NC | 5250 | 1 | ZA | 1
3SF1114-1LA00-1BA1 |  | Basic switch without actuator head Metal enclosure, according to EN 50041 ASIsafe integrated AS-i status: 1:F-IN1, 2: F-IN2 3:AS-i/FAULT Snap-action contacts 2 NC/1 NO with M12 connector 4-pole Channel 1 to NC, Channel 2 to NC | 5220 | 1 | ZA | 1
3SF1114-1QV10-1BA1 |  | Safety position switch with separate actuator 5 directions of approaches Metal enclosure, according to EN 50041 ASIsafe integrated AS-i status: 1:F-IN1, 2: F-IN2 3:AS-i/FAULT Slow-action contacts 2 NC with M12 connector 4-pole Channel 1 to NC, Channel 2 to NC | 7380 | 1 | ZA | 1
3SF1124-1KA00-1BA2 |  | Basic switch without actuator head Metal enclosure, 56 mm wide ASIsafe integrated AS-i status: 1:F-IN1, 2: F-IN2 3:AS-i/FAULT Slow-action contacts 1 NC with M12 connector 4-pole Channel 1 to NC, Channel 2 to M12 socket on the right | 5900 | 1 | ZA | 1
3SF1124-1LA00-1BA2 |  | Basic switch without actuator head Metal enclosure, 56 mm wide ASIsafe integrated AS-i status: 1:F-IN1, 2: F-IN2 3:AS-i/FAULT Snap-action contacts 1 NC with M12 connector 4-pole Channel 1 to NC, Channel 2 to M12 socket on the right | 5860 | 1 | ZA | 1
3SF1124-1QV10-1BA2 |  | Safety position switch with separate actuator 5 directions of approaches Metal enclosure, 56 mm wide ASIsafe integrated AS-i status: 1:F-IN1, 2: F-IN2 3:AS-i/FAULT Slow-action contacts 1 NC with M12 connector 4-pole Channel 1 to NC, Channel 2 to M12 socket on the right | 8020 | 1 | ZA | 1
3SF1214-1KC05-1BA1 |  | Position switch with rounded plunger Metal enclosure, according to EN 50047 ASIsafe integrated AS-i status: 1:F-IN1, 2: F-IN2 3:AS-i/FAULT Slow-action contacts 2 NC with M12 connector 4-pole Channel 1 to NC, Channel 2 to NC | 5120 | 1 | ZA | 1
3SF1214-1LC05-1BA1 |  | Basic switch Rounded plunger Metal enclosure, according to EN 50047 ASIsafe integrated AS-i status: 1:F-IN1, 2: F-IN2 3:AS-i/FAULT Snap-action contacts 2 NC/1 NO with M12 connector 4-pole Channel 1 to NC, Channel 2 to NC | 5030 | 1 | ZA | 1
3SF1214-1QV40-1BA1 |  | Safety position switch with separate actuator 5 directions of approaches Metal enclosure, according to EN 50047 31 mm, ASIsafe integrated AS-i status: 1:F-IN1, 2: F-IN2 3:AS-i/FAULT Slow-action contacts 2 NC with M12 connector 4-pole Channel 1 to NC, Channel 2 to NC | 6190 | 1 | ZA | 1
3SF1234-1KC05-1BA1 |  | Basic switch without actuator head Plastic enclosure, EN 50047 ASIsafe integrated AS-i status: 1:F-IN1, 2: F-IN2 3:AS-i/FAULT Slow-action contacts 2 NC with M12 connector 4-pole Channel 1 to NC, Channel 2 to NC | 4670 | 1 | ZA | 1
3SF1234-1LC05-1BA1 |  | Basic switch without actuator head Plastic enclosure, EN 50047 ASIsafe integrated AS-i status: 1:F-IN1, 2: F-IN2 3:AS-i/FAULT Snap-action contacts 2 NC with M12 connector 4-pole Channel 1 to NC, Channel 2 to NC | 4640 | 1 | ZA | 1
3SF1234-1QV40-1BA1 |  | Safety position switch with separate actuator 5 directions of approaches Plastic enclosure, EN 50047 ASIsafe integrated AS-i status: 1:F-IN1, 2: F-IN2 3:AS-i/FAULT Slow-action contacts 2 NC with M12 connector 4-pole Channel 1 to NC, Channel 2 to NC | 5700 | 1 | ZA | 1
3SF1244-1KC05-1BA2 |  | Basic switch without actuator head Plastic enclosure 50 mm wide ASIsafe integrated AS-i status: 1:F-IN1, 2: F-IN2 3:AS-i/FAULT Slow-action contacts 1 NC with M12 connector 4-pole Channel 1 to NC, Channel 2 to M12 socket on the right | 5670 | 1 | ZA | 1
3SF1244-1LC05-1BA2 |  | Basic switch without actuator head Plastic enclosure 50 mm wide ASIsafe integrated AS-i status: 1:F-IN1, 2: F-IN2 3:AS-i/FAULT Slow-action contacts 2 NC with M12 connector 4-pole Channel 1 to NC, Channel 2 to M12 socket on the right | 5640 | 1 | ZA | 1
3SF1244-1QV40-1BA2 |  | Safety position switch with separate actuator 5 directions of approaches Plastic enclosure 50 mm wide ASIsafe integrated AS-i status: 1:F-IN1, 2: F-IN2 3:AS-i/FAULT Slow-action contacts 1 NC with M12 connector 4-pole Channel 1 to NC, Channel 2 to NC | 6730 | 1 | ZA | 1
3SF1314-1SB11-1BA1 |  | safety position switch with tumbler, locking force 2600 N, 5 directions of approaches, metal enclosure, M12 plug, ASIsafe integrated, channel 1=actuator 1 NC, channel 2=magnet 1 NC, solenoid-locked, magnet voltage 24 V AC/DC; no additional 24 V supply required. monitoring actuator 2 NC/1 NO monitoring magnet 2 NC/1 NO the matching separate actuator 3SE5000-0AV0./-0AW5. must be ordered separately. | 17600 | 1 | ZA | 1
3SF1314-1SD11-1BA1 |  | safety position switch with tumbler, locking force 2600 N, 5 directions of approaches, metal enclosure, M12 plug, ASIsafe integrated, channel 1=actuator 1 NC, channel 2=magnet 1 NC, spring-locked, auxiliary release on front, magnet voltage 24 V AC/DC; no additional 24 V supply required. monitoring actuator 2 NC/1 NO, monitoring magnet 2 NC/1 NO, the matching separate actuator 3SE5000-0AV0./-0AW5. must be ordered separately. | 17200 | 1 | ZA | 1
3SF1314-1SE11-1BA1 |  | safety position switch with tumbler, locking force 2600 N, 5 directions of approaches, metal enclosure, M12 plug, ASIsafe integrated, channel 1=actuator 1 NC, channel 2=magnet 1 NC, spring-locked, auxiliary release lock on front magnet voltage 24 V AC/DC; no additional 24 V supply required. monitoring actuator 2 NC/1 NO, monitoring magnet 2 NC/1 NO, the matching separate actuator 3SE5000-0AV0./-0AW5. must be ordered separately. | 19000 | 1 | ZA | 1
3SF1314-1SF11-1BA1 |  | safety position switch with tumbler, locking force 2600 N, 5 directions of approaches, metal enclosure, M12 plug, ASIsafe integrated, channel 1=actuator 1 NC, channel 2=magnet 1 NC, spring-locked, escape release on front, magnet voltage 24 V AC/DC; no additional 24 V supply required. monitoring actuator 2 NC/1 NO, monitoring magnet 2 NC/1 NO, the matching separate actuator 3SE5000-0AV0./-0AW5. must be ordered separately. | 19800 | 1 | ZA | 1
3SF1314-1SG11-1BA1 |  | safety position switch with tumbler, locking force 2600 N, 5 directions of approaches, metal enclosure, M12 plug, ASIsafe integrated, channel 1=actuator 1 NC, channel 2=magnet 1 NC, spring-locked, escape release at the rear and auxiliary release on front, magnet voltage 24 V AC/DC; no additional 24 V supply required. monitoring actuator 2 NC/1 NO, monitoring magnet 2 NC/1 NO, the matching separate actuator 3SE5000-0AV0./-0AW5. must be ordered separately. | 21500 | 1 | ZA | 1
3SF1314-1SH11-1BA1 |  | safety position switch with tumbler, locking force 2600 N, 5 directions of approaches, metal enclosure, M12 plug, ASIsafe integrated, channel 1=actuator 1 NC, channel 2=magnet 1 NC, spring-locked, escape release at the rear and auxiliary release on front with lock. magnet voltage 24 V AC/DC; no additional 24 V supply required. monitoring actuator 2 NC/1 NO, monitoring magnet 2 NC/1 NO, the matching separate actuator 3SE5000-0AV0./-0AW5. must be ordered separately. | 23200 | 1 | ZA | 1
3SF1314-1SJ11-1BA1 |  | safety position switch with tumbler, locking force 2600 N, 5 directions of approaches, metal enclosure, M12 plug, ASIsafe integrated, channel 1=actuator 1 NC, channel 2=magnet 1 NC, spring-locked, emergency release of guard locking at rear and auxiliary release on front, magnet voltage 24 V AC/DC; no additional 24 V supply required. monitoring actuator 2 NC/1 NO, monitoring magnet 2 NC/1 NO, the matching separate actuator 3SE5000-0AV0./-0AW5. must be ordered separately. | 23300 | 1 | ZA | 1
3SF1320-1AB00-1AM8 |  | LED cover for 3SF13 Position switch with AS-i with inscription, without auxiliary release, Color yellow | 235 | 1 | Z9 | 1
3SF1324-1SB21-1BA1 |  | safety position switch with tumbler, locking force 1300 N, 5 directions of approaches, plastic enclosure, M12 plug, ASIsafe integrated, channel 1=actuator 1 NC, channel 2=magnet 1 NC, solenoid-locked, magnet voltage 24 V AC/DC; no additional 24 V supply required. monitoring actuator 2 NC/1 NO monitoring magnet 2 NC/1 NO the matching separate actuator 3SE5000-0AV0./-0AW5. must be ordered separately. | 14200 | 1 | ZA | 1
3SF1324-1SB21-1BA3 |  | safety position switch with tumbler, locking force 1300 N, 5 directions of approaches, plastic enclosure, M12 plug, ASIsafe integrated, channel 1= actuator 1 NC, channel 2= actuator 1 NC, solenoid-locked, magnet voltage 24 V AC/DC; no additional 24 V supply required. monitoring actuator 2 NC/1 NO monitoring magnet 2 NC/1 NO the matching separate actuator 3SE5000-0AV0./-0AW5. must be ordered separately. | 14200 | 1 | ZA | 1
3SF1324-1SD21-1BA1 |  | safety position switch with tumbler, locking force 1300 N, 5 directions of approaches, plastic enclosure, M12 plug, ASIsafe integrated, channel 1=actuator 1 NC, channel 2=magnet 1 NC, spring-locked, auxiliary release on front, magnet voltage 24 V AC/DC; no additional 24 V supply required. monitoring actuator 2 NC/1 NO monitoring magnet 2 NC/1 NO the matching separate actuator 3SE5000-0AV0./-0AW5. must be ordered separately. | 14000 | 1 | ZA | 1
3SF1324-1SD21-1BA3 |  | safety position switch with tumbler, locking force 1300 N, 5 directions of approaches, plastic enclosure, M12 plug, ASIsafe integrated, channel 1/channel 2=actuator 2 NC, spring-locked, auxiliary release on front, magnet voltage 24 V AC/DC; no additional 24 V supply required. monitoring actuator 2 NC/1 NO monitoring magnet 2 NC/1 NO the matching separate actuator 3SE5000-0AV0./-0AW5. must be ordered separately. | 14000 | 1 | ZA | 1
3SF1324-1SD21-1BA4 |  | safety position switch with tumbler, locking force 1300 N, 5 directions of approaches, plastic enclosure, M12 plug, ASIsafe integrated, channel 1=actuator 2 NC according to principle of 2v2 evaluation channel 2=magnet 1 NC, spring-locked, auxiliary release on front, magnet voltage 24 V AC/DC; no additional 24 V supply required. monitoring actuator 2 NC/1 NO monitoring magnet 2 NC/1 NO the matching separate actuator 3SE5000-0AV0./-0AW5. must be ordered separately. | 16200 | 1 | ZA | 1
3SF1324-1SD21-1BK4 |  | safety position switch with tumbler, locking force 1300 N, 5 directions of approaches, plastic enclosure, M12 plug, ASIsafe integrated, high degree of protection IP69, IEC 60529, channel 1=actuator 2 NC according to principle of 2v2 evaluation channel 2=magnet 1 NC, spring-locked, auxiliary release on front, magnet voltage 24 V AC/DC; no additional 24 V supply required. monitoring actuator 2 NC/1 NO monitoring magnet 2 NC/1 NO the matching separate actuator 3SE5000-0AV0./-0AW5. must be ordered separately. | 17400 | 1 | ZA | 1
3SF1324-1SE21-1BA1 |  | safety position switch with tumbler, locking force 1300 N, 5 directions of approaches, plastic enclosure, M12 plug, ASIsafe integrated, channel 1=actuator 1 NC, channel 2=magnet 1 NC, spring-locked, auxiliary release on front with lock. magnet voltage 24 V AC/DC; no additional 24 V supply required. monitoring actuator 2 NC/1 NO monitoring magnet 2 NC/1 NO the matching separate actuator 3SE5000-0AV0./-0AW5. must be ordered separately. | 15700 | 1 | ZA | 1
3SF1324-1SF21-1BA1 |  | safety position switch with tumbler, locking force 1300 N, 5 directions of approaches, plastic enclosure, M12 plug, ASIsafe integrated, channel 1=actuator 1 NC, channel 2=magnet 1 NC, spring-locked, escape release on front, magnet voltage 24 V AC/DC; no additional 24 V supply required. monitoring actuator 2 NC/1 NO monitoring magnet 2 NC/1 NO the matching separate actuator 3SE5000-0AV0./-0AW5. must be ordered separately. | 16600 | 1 | ZA | 1
3SF1324-1SF21-1BA4 |  | safety position switch with tumbler, locking force 1300 N, 5 directions of approaches, plastic enclosure, M12 plug, ASIsafe integrated, channel 1=actuator 2 NC according to principle of 2v2 evaluation channel 2=magnet 1 NC, spring-locked, escape release on front, magnet voltage 24 V AC/DC; no additional 24 V supply required. monitoring actuator 2 NC/1 NO monitoring magnet 2 NC/1 NO the matching separate actuator 3SE5000-0AV0./-0AW5. must be ordered separately. | 18800 | 1 | ZA | 1
3SF1324-1SF21-1BK4 |  | safety position switch with tumbler, locking force 1300 N, 5 directions of approaches, plastic enclosure, M12 plug, ASIsafe integrated, high degree of protection IP69, IEC 60529, channel 1=actuator 2 NC according to principle of 2v2 evaluation channel 2=magnet 1 NC, spring-locked, escape release on front, magnet voltage 24 V AC/DC; no additional 24 V supply required. monitoring actuator 2 NC/1 NO monitoring magnet 2 NC/1 NO the matching separate actuator 3SE5000-0AV0./-0AW5. must be ordered separately. | 20100 | 1 | ZA | 1
3SF1324-1SG21-1BA1 |  | safety position switch with tumbler, locking force 1300 N, 5 directions of approaches, plastic enclosure, M12 plug, ASIsafe integrated, channel 1=actuator 1 NC, channel 2=magnet 1 NC, spring-locked, escape release at the rear and auxiliary release on front, magnet voltage 24 V AC/DC; no additional 24 V supply required. monitoring actuator 2 NC/1 NO monitoring magnet 2 NC/1 NO the matching separate actuator 3SE5000-0AV0./-0AW5. must be ordered separately. | 18200 | 1 | ZA | 1
3SF1324-1SG21-1BA4 |  | safety position switch with tumbler, locking force 1300 N, 5 directions of approaches, plastic enclosure, M12 plug, ASIsafe integrated, channel 1=actuator 2 NC according to principle of 2v2 evaluation channel 2=magnet 1 NC, spring-locked, escape release at the rear and auxiliary release on front, magnet voltage 24 V AC/DC; no additional 24 V supply required. monitoring actuator 2 NC/1 NO monitoring magnet 2 NC/1 NO the matching separate actuator 3SE5000-0AV0./-0AW5. must be ordered separately. | 20600 | 1 | ZA | 1
3SF1324-1SG21-1BK4 |  | safety position switch with tumbler, locking force 1300 N, 5 directions of approaches, plastic enclosure, M12 plug, ASIsafe integrated, high degree of protection IP69, IEC 60529, channel 1=actuator 2 NC according to principle of 2v2 evaluation channel 2=magnet 1 NC, spring-locked, escape release at the rear and auxiliary release on front, magnet voltage 24 V AC/DC; no additional 24 V supply required. monitoring actuator 2 NC/1 NO monitoring magnet 2 NC/1 NO the matching separate actuator 3SE5000-0AV0./-0AW5. | 21900 | 1 | ZA | 1
3SF1324-1SJ21-1BA1 |  | safety position switch with tumbler, locking force 1300 N, 5 directions of approaches, plastic enclosure, M12 plug, ASIsafe integrated, channel 1=actuator 1 NC, channel 2=magnet 1 NC, spring-locked, emergency release of guard locking at rear and auxiliary release on front, magnet voltage 24 V AC/DC; no additional 24 V supply required. monitoring actuator 2 NC/1 NO monitoring magnet 2 NC/1 NO the matching separate actuator 3SE5000-0AV0./-0AW5. must be ordered separately. | 20000 | 1 | ZA | 1
3SK1111-1AB30 |  | SIRIUS safety relay Basic unit Standard series Relay enabling circuits 3 NO contacts plus Relay signaling circuit 1 NC contact Us = 24 V AC/DC screw terminal | 5740 | 1 | Z9 | 1
3SK1111-1AW20 |  | SIRIUS safety relay Basic unit Standard series Relay enabling circuits 3 NO contacts plus Relay signaling circuit 1 NC contact Us = 110 - 240 V AC/DC 50/60 Hz screw terminal | 5740 | 1 | Z9 | 1
3SK1111-2AB30 |  | SIRIUS safety relay Basic unit Standard series Relay enabling circuits 3 NO contacts plus Relay signaling circuit 1 NC contact Us = 24 V AC/DC Spring-type terminal (push-in) | 5740 | 1 | Z9 | 1
3SK1111-2AW20 |  | SIRIUS safety relay Basic unit Standard series Relay enabling circuits 3 NO contacts plus Relay signaling circuit 1 NC contact Us = 110 - 240 V AC/DC 50/60 Hz Spring-type terminal (push-in) | 5740 | 1 | Z9 | 1
3SK1112-1BB40 |  | SIRIUS safety relay Basic unit Standard series electronic enabling circuits 2 enabling circuits plus 1 signaling circuit Us = 24 V DC screw terminal | 4520 | 1 | Z9 | 1
3SK1112-2BB40 |  | SIRIUS safety relay Basic unit Standard series electronic enabling circuits 2 enabling circuits plus 1 signaling circuit Us = 24 V DC Spring-type terminal (push-in) | 4520 | 1 | Z9 | 1
3SK1120-1AB40 |  | SIRIUS safety relay Basic unit Advanced series electronic enabling circuits 1 enabling circuit 0.5 A Us = 24 V DC screw terminal | 4350 | 1 | Z9 | 1
3SK1120-2AB40 |  | SIRIUS safety relay Basic unit Advanced series electronic enabling circuits 1 enabling circuit 0.5 A Us = 24 V DC Spring-type terminal (push-in) | 4350 | 1 | Z9 | 1
3SK1121-1AB40 |  | SIRIUS safety relay Basic unit Advanced series Relay enabling circuits 3 NO contacts plus Relay signaling circuit 1 NC contact Us = 24 V DC screw terminal | 7250 | 1 | Z9 | 1
3SK1121-1CB41 |  | SIRIUS safety relay Basic unit Advanced series with time delay 0.05-3 s Relay enabling circuits 2 NO instantaneous 2 NO delayed Us = 24 V DC screw terminal | 9090 | 1 | Z9 | 1
3SK1121-1CB42 |  | SIRIUS safety relay Basic unit Advanced series with time delay 0.5-30 s Relay enabling circuits 2 NO instantaneous 2 NO delayed Us = 24 V DC screw terminal | 9090 | 1 | Z9 | 1
3SK1121-1CB44 |  | SIRIUS safety relay Basic unit Advanced series with time delay 5-300 s Relay enabling circuits 2 NO instantaneous 2 NO delayed Us = 24 V DC screw terminal | 9090 | 1 | Z9 | 1
3SK1121-2AB40 |  | SIRIUS safety relay Basic unit Advanced series Relay enabling circuits 3 NO contacts plus Relay signaling circuit 1 NC contact Us = 24 V DC Spring-type terminal (push-in) | 7250 | 1 | Z9 | 1
3SK1121-2CB41 |  | SIRIUS safety relay Basic unit Advanced series with time delay 0.05-3 s Relay enabling circuits 2 NO instantaneous 2 NO delayed Us = 24 V DC Spring-type terminal (push-in) | 9090 | 1 | Z9 | 1
3SK1121-2CB42 |  | SIRIUS safety relay Basic unit Advanced series with time delay 0.5-30 s Relay enabling circuits 2 NO instantaneous 2 NO delayed Us = 24 V DC Spring-type terminal (push-in) | 9090 | 1 | Z9 | 1
3SK1121-2CB44 |  | SIRIUS safety relay Basic unit Advanced series with time delay 5-300 s Relay enabling circuits 2 NO instantaneous 2 NO delayed Us = 24 V DC Spring-type terminal (push-in) | 9090 | 1 | Z9 | 1
3SK1122-1AB40 |  | SIRIUS safety relay Basic unit Advanced series 3 electronic enabling circuits 1 electronic signaling circuit Us = 24 V DC screw terminal | 5460 | 1 | Z9 | 1
3SK1122-1CB41 |  | SIRIUS safety relay Basic unit Advanced series with time delay 0.05-3 s electronic enabling circuits 2 NO instantaneous 2 NO delayed Us = 24 V DC screw terminal | 5460 | 1 | Z9 | 1
3SK1122-1CB42 |  | SIRIUS safety relay Basic unit Advanced series with time delay 0.5-30 s electronic enabling circuits 2 NO instantaneous 2 NO delayed Us = 24 V DC screw terminal | 5460 | 1 | Z9 | 1
3SK1122-1CB44 |  | SIRIUS safety relay Basic unit Advanced series with time delay 5-300 s electronic enabling circuits 2 NO instantaneous 2 NO delayed Us = 24 V DC screw terminal | 5460 | 1 | Z9 | 1
3SK1122-2AB40 |  | SIRIUS safety relay Basic unit Advanced series 3 electronic enabling circuits 1 electronic signaling circuit Us = 24 V DC Spring-type terminal (push-in) | 5460 | 1 | Z9 | 1
3SK1122-2CB41 |  | SIRIUS safety relay Basic unit Advanced series with time delay 0.05-3 s electronic enabling circuits 2 NO instantaneous 2 NO delayed Us = 24 V DC Spring-type terminal (push-in) | 5460 | 1 | Z9 | 1
3SK1122-2CB42 |  | SIRIUS safety relay Basic unit Advanced series with time delay 0.5-30 s electronic enabling circuits 2 NO instantaneous 2 NO delayed Us = 24 V DC Spring-type terminal (push-in) | 5460 | 1 | Z9 | 1
3SK1122-2CB44 |  | SIRIUS safety relay Basic unit Advanced series with time delay 5-300 s electronic enabling circuits 2 NO instantaneous 2 NO delayed Us = 24 V DC Spring-type terminal (push-in) | 5460 | 1 | Z9 | 1
3SK1211-1BB00 |  | SIRIUS safety relay Output expansion 4RO with relay enabling circuits 4 NO contacts plus Relay signaling circuit 1 NC contact Us = 24 V AC screw terminal | 5260 | 1 | Z9 | 1
3SK1211-1BB40 |  | SIRIUS safety relay Output expansion 4RO with relay enabling circuits 4 NO contacts plus Relay signaling circuit 1 NC contact Us = 24 V DC screw terminal | 5260 | 1 | Z9 | 1
3SK1211-1BW20 |  | SIRIUS safety relay Output expansion 4RO with relay enabling circuits 4 NO contacts plus Relay signaling circuit 1 NC contact Us = 110-240 V AC/DC screw terminal | 5260 | 1 | Z9 | 1
3SK1211-2BB00 |  | SIRIUS safety relay Output expansion 4RO with relay enabling circuits 4 NO contacts plus Relay signaling circuit 1 NC contact Us = 24 V AC Spring-type terminal (push-in) | 5260 | 1 | Z9 | 1
3SK1211-2BB40 |  | SIRIUS safety relay Output expansion 4RO with relay enabling circuits 4 NO contacts plus Relay signaling circuit 1 NC contact Us = 24 V DC Spring-type terminal (push-in) | 5260 | 1 | Z9 | 1
3SK1211-2BW20 |  | SIRIUS safety relay Output expansion 4RO with relay enabling circuits 4 NO contacts plus Relay signaling circuit 1 NC contact Us = 110-240 V AC/DC Spring-type terminal (push-in) | 5260 | 1 | Z9 | 1
3SK1213-1AB40 |  | SIRIUS safety relay Output expansion 3RO Power, with Relay enabling circuits 3 NO contacts plus Relay signaling circuit 1 NC contact Us = 24 V DC screw terminal | 7710 | 1 | Z9 | 1
3SK1213-1AJ20 |  | SIRIUS safety relay Output expansion 3RO Power, with Relay enabling circuits 3 NO contacts plus Relay signaling circuit 1 NC contact Us = 115 V AC screw terminal | 7710 | 1 | Z9 | 1
3SK1213-1AL20 |  | SIRIUS safety relay Output expansion 3RO Power, with Relay enabling circuits 3 NO contacts plus Relay signaling circuit 1 NC contact Us = 230 V AC screw terminal | 7710 | 1 | Z9 | 1
3SK1213-2AB40 |  | SIRIUS safety relay Output expansion 3RO Power, with Relay enabling circuits 3 NO contacts plus Relay signaling circuit 1 NC contact Us = 24 V DC Spring-type terminal (push-in) | 7710 | 1 | Z9 | 1
3SK1213-2AJ20 |  | SIRIUS safety relay Output expansion 3RO Power, with Relay enabling circuits 3 NO contacts plus Relay signaling circuit 1 NC contact Us = 115 V AC Spring-type terminal (push-in) | 7710 | 1 | Z9 | 1
3SK1213-2AL20 |  | SIRIUS safety relay Output expansion 3RO Power, with Relay enabling circuits 3 NO contacts plus Relay signaling circuit 1 NC contact Us = 230 V AC Spring-type terminal (push-in) | 7710 | 1 | Z9 | 1
3SK1220-1AB40 |  | SIRIUS safety relay Input expansion Advanced Input expansion for an additional 2-channel or two 1-channel sensors Us = 24 V DC screw terminal | 4350 | 1 | Z9 | 1
3SK1220-2AB40 |  | SIRIUS safety relay Input expansion Advanced Input expansion for an additional 2-channel or two 1-channel sensors Us = 24 V DC Spring-type terminal (push-in) | 4350 | 1 | Z9 | 1
3SK1230-1AW20 |  | SIRIUS safety relay Power supply for 3SK1 Advanced series Us = 110-240 V AC/DC screw terminal | 3620 | 1 | Z9 | 1
3SK1230-2AW20 |  | SIRIUS safety relay Power supply for 3SK1 Advanced series Us = 110-240 V AC/DC Spring-type terminal (push-in) | 3620 | 1 | Z9 | 1
3SK2112-1AA10 |  | SIRIUS safety relay basic unit 3SK2 series 10 F-DI, 2 F-DQ, 1 DQ, 24 V DC Can be parameterized via SIRIUS Safety ES 22.5 mm overall width screw terminal up to SIL 3 (IEC 62061) up to performance level e (ISO 13849-1) output expansions 3SK1, coupling relay 3RQ1 and fail-safe motor starters 3RM1 via device connector connectable | 12000 | 1 | Z9 | 1
3SK2112-2AA10 |  | SIRIUS safety relay basic unit 3SK2 series 10 F-DI, 2 F-DQ, 1 DQ, 24 V DC Can be parameterized via SIRIUS Safety ES 22.5 mm overall width spring-loaded terminal (push-in) up to SIL 3 (IEC 62061) up to performance level e (ISO 13849-1) output expansions 3SK1, coupling relay 3RQ1 and fail-safe motor starters 3RM1 via device connector connectable | 12000 | 1 | Z9 | 1
3SK2122-1AA10 |  | SIRIUS safety relay basic unit 3SK2 series 20 F-DI, 4 F-DQ, 2 DQ, 24 V DC Can be parameterized via SIRIUS Safety ES 45 mm width screw terminal up to SIL 3 (IEC 62061) up to performance level e (ISO 13849-1) output expansions 3SK1, coupling relay 3RQ1 and fail-safe motor starters 3RM1 via device connector connectable | 17700 | 1 | Z9 | 1
3SK2122-2AA10 |  | SIRIUS safety relay basic unit 3SK2 series 20 F-DI, 4 F-DQ, 2 DQ, 24 V DC Can be parameterized via SIRIUS Safety ES 45 mm width spring-loaded terminal (push-in) up to SIL 3 (IEC 62061) up to performance level e (ISO 13849-1) output expansions 3SK1, coupling relay 3RQ1 and fail-safe motor starters 3RM1 via device connector connectable | 17700 | 1 | Z9 | 1
3SK2511-1FA10 |  | SIRIUS, interface module PROFINET interface for safety relay 3SK2 from E05 and 3RK312/3RK313 from E04 PROFINET IO interface 100 Mbps, RJ45 22.5 mm width screw terminal parameter assignment via Safety ES without connection cable | 10800 | 1 | Z9 | 1
3SK2511-2FA10 |  | SIRIUS, interface module PROFINET interface for safety relay 3SK2 as of E05 and 3RK31 as of E04 PROFINET IO interface 100 Mbit/s, RJ45 22.5 mm width Spring-type terminal Can be parameterized via Safety ES without connecting cable | 10800 | 1 | Z9 | 1
3SK2611-3AA00 |  | SIRIUS, Diagnostics display for 3SK2 and modular Safety system 3RK3 for displaying diagnostics data | 11600 | 1 | Z9 | 1
3SK2942-2AA11 |  | starter kit PROFINET for 3SK2 content: basic unit 3SK2 45 mm PROFINET interface connecting cable RJ45 cable Safety ES V17 Professional | 30800 | 1 | Z9 | 1
3SU1000-0AA10-0AA0 |  | Pushbutton, 22 mm, round, plastic, black, pushbutton, flat, latching, Push-to-release mechanism | 403 | 1 | Z9 | 1
3SU1000-0AA20-0AA0 |  | Pushbutton, 22 mm, round, plastic, red, pushbutton, flat, latching, Push-to-release mechanism | 403 | 1 | Z9 | 1
3SU1000-0AA30-0AA0 |  | Pushbutton, 22 mm, round, plastic, yellow, pushbutton, flat, latching, Push-to-release mechanism | 403 | 1 | Z9 | 1
3SU1000-0AA40-0AA0 |  | Pushbutton, 22 mm, round, plastic, green, pushbutton, flat, latching, Push-to-release mechanism | 403 | 1 | Z9 | 1
3SU1000-0AA50-0AA0 |  | Pushbutton, 22 mm, round, plastic, blue, pushbutton, flat, latching, Push-to-release mechanism | 403 | 1 | Z9 | 1
3SU1000-0AA60-0AA0 |  | Pushbutton, 22 mm, round, plastic, white, pushbutton, flat, latching, Push-to-release mechanism | 403 | 1 | Z9 | 1
3SU1000-0AB10-0AA0 |  | Pushbutton, 22 mm, round, plastic, black, pushbutton, flat, momentary contact type | 173 | 1 | Z9 | 1
3SU1000-0AB10-0AD0 |  | Pushbutton, 22 mm, round, plastic, black, inscription: O, pushbutton, flat, momentary contact type | 230 | 1 | Z9 | 1
3SU1000-0AB20-0AA0 |  | Pushbutton, 22 mm, round, plastic, red, pushbutton, flat momentary contact type | 173 | 1 | Z9 | 1
3SU1000-0AB20-0AD0 |  | Pushbutton, 22 mm, round, plastic, red, inscription: O, pushbutton, flat, momentary contact type | 230 | 1 | Z9 | 1
3SU1000-0AB30-0AA0 |  | Pushbutton, 22 mm, round, plastic, yellow, pushbutton, flat momentary contact type | 173 | 1 | Z9 | 1
3SU1000-0AB40-0AA0 |  | Pushbutton, 22 mm, round, plastic, green, pushbutton, flat momentary contact type | 173 | 1 | Z9 | 1
3SU1000-0AB40-0AC0 |  | Pushbutton, 22 mm, round, plastic, green, inscription: I, pushbutton, flat, momentary contact type | 230 | 1 | Z9 | 1
3SU1000-0AB50-0AA0 |  | Pushbutton, 22 mm, round, plastic, blue, pushbutton, flat momentary contact type | 173 | 1 | Z9 | 1
3SU1000-0AB50-0AR0 |  | Pushbutton, 22 mm, round, plastic, blue, inscription: R, pushbutton, flat, momentary contact type | 230 | 1 | Z9 | 1
3SU1000-0AB60-0AA0 |  | Pushbutton, 22 mm, round, plastic, white, pushbutton, flat momentary contact type | 173 | 1 | Z9 | 1
3SU1000-0AB60-0AC0 |  | Pushbutton, 22 mm, round, plastic, white, inscription: I, pushbutton, flat, momentary contact type | 230 | 1 | Z9 | 1
3SU1000-0AB70-0AA0 |  | Pushbutton, 22 mm, round, plastic, clear, pushbutton, flat momentary contact type | 173 | 1 | Z9 | 1
3SU1000-0AB80-0AA0 |  | Pushbutton, 22 mm, round, plastic, gray, pushbutton, flat, momentary contact type | 173 | 1 | Z9 | 1
3SU1000-0BB10-0AA0 |  | Pushbutton, 22 mm, round, plastic, black, pushbutton, raised, momentary contact type | 261 | 1 | Z9 | 1
3SU1000-0BB20-0AA0 |  | Pushbutton, 22 mm, round, plastic, red, pushbutton, raised, momentary contact type | 261 | 1 | Z9 | 1
3SU1000-0BB30-0AA0 |  | Pushbutton, 22 mm, round, plastic, yellow, pushbutton, raised, momentary contact type | 261 | 1 | Z9 | 1
3SU1000-0BB40-0AA0 |  | Pushbutton, 22 mm, round, plastic, green, pushbutton, raised, momentary contact type | 261 | 1 | Z9 | 1
3SU1000-0BB50-0AA0 |  | Pushbutton, 22 mm, round, plastic, blue, pushbutton, raised, momentary contact type | 261 | 1 | Z9 | 1
3SU1000-0BB60-0AA0 |  | Pushbutton, 22 mm, round, plastic, white, pushbutton, raised, momentary contact type | 261 | 1 | Z9 | 1
3SU1000-0CB10-0AA0 |  | Pushbutton, 22 mm, round, plastic, black, Front ring, raised momentary contact type | 245 | 1 | Z9 | 1
3SU1000-0CB20-0AA0 |  | Pushbutton, 22 mm, round, plastic, red, Front ring, raised momentary contact type | 245 | 1 | Z9 | 1
3SU1000-0CB30-0AA0 |  | Pushbutton, 22 mm, round, plastic, yellow, Front ring, raised momentary contact type | 245 | 1 | Z9 | 1
3SU1000-0CB40-0AA0 |  | Pushbutton, 22 mm, round, plastic, green, Front ring, raised momentary contact type | 245 | 1 | Z9 | 1
3SU1000-0CB50-0AA0 |  | Pushbutton, 22 mm, round, plastic, blue, Front ring, raised momentary contact type | 245 | 1 | Z9 | 1
3SU1000-0CB60-0AA0 |  | Pushbutton, 22 mm, round, plastic, white, Front ring, raised momentary contact type | 245 | 1 | Z9 | 1
3SU1000-0DB10-0AA0 |  | Pushbutton, 22 mm, round, plastic, black, Front ring, raised, castellated momentary contact type | 654 | 1 | Z9 | 1
3SU1000-0DB20-0AA0 |  | Pushbutton, 22 mm, round, plastic, red, Front ring, raised, castellated momentary contact type | 654 | 1 | Z9 | 1
3SU1000-0DB30-0AA0 |  | Pushbutton, 22 mm, round, plastic, yellow, Front ring, raised, castellated momentary contact type | 654 | 1 | Z9 | 1
3SU1000-0DB40-0AA0 |  | Pushbutton, 22 mm, round, plastic, green, Front ring, raised, castellated momentary contact type | 654 | 1 | Z9 | 1
3SU1000-0DB50-0AA0 |  | Pushbutton, 22 mm, round, plastic, blue, Front ring, raised, castellated momentary contact type | 654 | 1 | Z9 | 1
3SU1000-0DB60-0AA0 |  | Pushbutton, 22 mm, round, plastic, white, Front ring, raised, castellated momentary contact type | 654 | 1 | Z9 | 1
3SU1000-0HC10-0AA0 |  | stop button, 22 mm, round, plastic, black, pushbutton raised, latchable after pushing in by rotating clockwise, unlatches when turned counterclockwise | 718 | 1 | Z9 | 1
3SU1000-0HC20-0AA0 |  | stop button, 22 mm, round, plastic, red, pushbutton raised, latchable after pushing in by rotating clockwise, unlatches when turned counterclockwise | 718 | 1 | Z9 | 1
3SU1000-1AA10-0AA0 |  | Mushroom pushbutton, 22 mm, round, plastic, black, 30 mm, latching, Pull-to-unlatch mechanism | 678 | 1 | Z9 | 1
3SU1000-1AA20-0AA0 |  | Mushroom pushbutton, 22 mm, round, plastic, red, 30 mm, latching, Pull-to-unlatch mechanism | 678 | 1 | Z9 | 1
3SU1000-1AA30-0AA0 |  | Mushroom pushbutton, 22 mm, round, plastic, yellow, 30 mm, latching, Pull-to-unlatch mechanism | 678 | 1 | Z9 | 1
3SU1000-1AD10-0AA0 |  | Mushroom pushbutton, 22 mm, round, plastic, black, 30 mm, momentary contact type | 395 | 1 | Z9 | 1
3SU1000-1AD20-0AA0 |  | Mushroom pushbutton, 22 mm, round, plastic, red, 30 mm, momentary contact type | 395 | 1 | Z9 | 1
3SU1000-1AD30-0AA0 |  | Mushroom pushbutton, 22 mm, round, plastic, yellow, 30 mm, momentary contact type | 395 | 1 | Z9 | 1
3SU1000-1AD40-0AA0 |  | Mushroom pushbutton, 22 mm, round, plastic, green, 30 mm, momentary contact type | 395 | 1 | Z9 | 1
3SU1000-1BA10-0AA0 |  | Mushroom pushbutton, 22 mm, round, plastic, black, 40 mm, latching, Pull-to-unlatch mechanism | 706 | 1 | Z9 | 1
3SU1000-1BA20-0AA0 |  | Mushroom pushbutton, 22 mm, round, plastic, red, 40 mm, latching, Pull-to-unlatch mechanism | 706 | 1 | Z9 | 1
3SU1000-1BA20-0AD0 |  | Mushroom pushbutton, 22 mm, round, plastic, red, inscription: O, 40 mm, latching, Pull-to-unlatch mechanism | 706 | 1 | Z9 | 1
3SU1000-1BA30-0AA0 |  | Mushroom pushbutton, 22 mm, round, plastic, yellow, 40 mm, latching, Pull-to-unlatch mechanism | 706 | 1 | Z9 | 1
3SU1000-1BA40-0AA0 |  | Mushroom pushbutton, 22 mm, round, plastic, green, 40 mm, latching, Pull-to-unlatch mechanism | 706 | 1 | Z9 | 1
3SU1000-1BD10-0AA0 |  | Mushroom pushbutton, 22 mm, round, plastic, black, 40 mm, momentary contact type | 395 | 1 | Z9 | 1
3SU1000-1BD20-0AA0 |  | Mushroom pushbutton, 22 mm, round, plastic, red, 40 mm, momentary contact type | 395 | 1 | Z9 | 1
3SU1000-1BD30-0AA0 |  | Mushroom pushbutton, 22 mm, round, plastic, yellow, 40 mm, momentary contact type | 395 | 1 | Z9 | 1
3SU1000-1BD40-0AA0 |  | Mushroom pushbutton, 22 mm, round, plastic, green, 40 mm, momentary contact type | 395 | 1 | Z9 | 1
3SU1000-1CA10-0AA0 |  | Mushroom pushbutton, 22 mm, round, plastic, black, 60 mm, latching, Pull-to-unlatch mechanism | 678 | 1 | Z9 | 1
3SU1000-1CA20-0AA0 |  | Mushroom pushbutton, 22 mm, round, plastic, red, 60 mm, latching, Pull-to-unlatch mechanism | 678 | 1 | Z9 | 1
3SU1000-1CD10-0AA0 |  | Mushroom pushbutton, 22 mm, round, plastic, black, 60 mm, momentary contact type | 384 | 1 | Z9 | 1
3SU1000-1CD20-0AA0 |  | Mushroom pushbutton, 22 mm, round, plastic, red, 60 mm, momentary contact type | 384 | 1 | Z9 | 1
3SU1000-1CD30-0AA0 |  | Mushroom pushbutton, 22 mm, round, plastic, yellow, 60 mm, momentary contact type | 384 | 1 | Z9 | 1
3SU1000-1CD40-0AA0 |  | Mushroom pushbutton, 22 mm, round, plastic, green, 60 mm, momentary contact type | 384 | 1 | Z9 | 1
3SU1000-1GB20-0AA0 |  | EMERGENCY STOP mushroom pushbutton, 22 mm, round, plastic, red, 30 mm, positive latching, acc. to EN ISO 13850, rotate-to-unlatch | 564 | 1 | Z9 | 1
3SU1000-1HA20-0AA0 |  | EMERGENCY STOP mushroom pushbutton, 22 mm, round, plastic, red, 40 mm, positive latching, acc. to EN ISO 13850, pull-to-unlatch mechanism | 567 | 1 | Z9 | 1
3SU1000-1HB10-0AA0 |  | mushroom pushbutton, 22 mm, round, plastic, black, 40 mm, positive latching, rotate to unlatch | 621 | 1 | Z9 | 1
3SU1000-1HB20-0AA0 |  | EMERGENCY STOP mushroom pushbutton, 22 mm, round, plastic, red, 40 mm, positive latching, acc. to EN ISO 13850, rotate-to-unlatch | 621 | 1 | Z9 | 1
3SU1000-1HB50-0AA0 |  | mushroom pushbutton, 22 mm, round, plastic, blue, 40 mm, positive latching, rotate to unlatch | 621 | 1 | Z9 | 1
3SU1000-1HF20-0AA0 |  | EMERGENCY STOP mushroom pushbutton, 22 mm, round, plastic, red, 40 mm, with RONIS lock, lock number SB30, positive latching, acc. to EN ISO 13850, key-operated release | 1210 | 1 | Z9 | 1
3SU1000-1HG10-0AA0 |  | mushroom pushbutton, 22 mm, round, plastic, black, 40 mm, with RONIS lock, lock number 455, positive latching, key-operated release | 1310 | 1 | Z9 | 1
3SU1000-1HG20-0AA0 |  | EMERGENCY STOP mushroom pushbutton, 22 mm, round, plastic, red, 40 mm, with RONIS lock, lock number 455, positive latching, acc. to EN ISO 13850, key-operated release | 1310 | 1 | Z9 | 1
3SU1000-1HK20-0AA0 |  | EMERGENCY-OFF mushroom pushbutton, 22 mm, round, plastic, red, 40 mm, with Siemens lock, B, lock number S1, positive latching, according to DIN EN ISO 13850, key-operated release | 2540 | 1 | Z9 | 1
3SU1000-1HM20-0AA0 |  | EMERGENCY-OFF mushroom pushbutton, 22 mm, round, plastic, red, 40 mm, with Siemens lock, B, lock number E7 (VW), positive latching, according to DIN EN ISO 13850, key-operated release, supplied without key | 2540 | 1 | Z9 | 1
3SU1000-1HN20-0AA0 |  | EMERGENCY-OFF mushroom pushbutton, 22 mm, round, plastic, red, 40 mm, with Siemens lock, B, lock number E9 (VW), positive latching, according to DIN EN ISO 13850, key-operated release, supplied without key | 2540 | 1 | Z9 | 1
3SU1000-1HQ20-0AA0 |  | EMERGENCY STOP mushroom pushbutton, 22 mm, round, plastic, red, 40 mm, with O.M.R. lock, lock number 73037, positive latching, acc. to EN ISO 13850, key-operated release | 3280 | 1 | Z9 | 1
3SU1000-1HR20-0AA0 |  | EMERGENCY-OFF mushroom pushbutton, 22 mm, round, plastic, red, 40 mm, with Siemens lock, C, lock number S-10-CG, positive latching, according to DIN EN ISO 13850, key-operated release | 1920 | 1 | Z9 | 1
3SU1000-1HS20-0AA0 |  | EMERGENCY-OFF mushroom pushbutton, 22 mm, round, plastic, red, 40 mm, with Siemens lock, C, lock number SSP9, positive latching, according to DIN EN ISO 13850, key-operated release | 1920 | 1 | Z9 | 1
3SU1000-1HT20-0AA0 |  | EMERGENCY-OFF mushroom pushbutton, 22 mm, round, plastic, red, 40 mm, with Siemens lock, C, lock number SMS1, positive latching, according to DIN EN ISO 13850, key-operated release | 1960 | 1 | Z9 | 1
3SU1000-1JB10-0AA0 |  | mushroom pushbutton, 22 mm, round, plastic, black, 60 mm, positive latching, rotate to unlatch | 1050 | 1 | Z9 | 1
3SU1000-1JB20-0AA0 |  | EMERGENCY STOP mushroom pushbutton, 22 mm, round, plastic, red, 60 mm, positive latching, acc. to EN ISO 13850, rotate-to-unlatch | 698 | 1 | Z9 | 1
3SU1000-2AS60-0AA0 |  | Selector switch, 22 mm, round, plastic, white, Rotary knob, 4 switch positions I-II-III-IV, latching, Actuating angle 4x90Â°, 3h/6h/9h/12h | 567 | 1 | Z9 | 1
3SU1000-3AB11-0AA0 |  | Twin pushbutton, 22 mm, round, plastic, black, black, pushbuttons, flat | 363 | 1 | Z9 | 1
3SU1000-3AB11-0AQ0 |  | Twin pushbutton, 22 mm, round, plastic, Black: Symbol 5264 IEC 60417, Black: Symbol 5265 IEC 60417, pushbuttons, flat, horizontal installation | 386 | 1 | Z9 | 1
3SU1000-3AB42-0AA0 |  | Twin pushbutton, 22 mm, round, plastic, green, red, pushbuttons, flat | 363 | 1 | Z9 | 1
3SU1000-3AB42-0AK0 |  | Twin pushbutton, 22 mm, round, plastic, green: I, red: O, pushbuttons, flat | 386 | 1 | Z9 | 1
3SU1000-3AB61-0AA0 |  | Twin pushbutton, 22 mm, round, plastic, white, black, pushbuttons, flat | 363 | 1 | Z9 | 1
3SU1000-3AB61-0AK0 |  | Twin pushbutton, 22 mm, round, plastic, white: I, Black: O, pushbuttons, flat | 386 | 1 | Z9 | 1
3SU1000-3AB66-0AA0 |  | Twin pushbutton, 22 mm, round, plastic, white, white, pushbuttons, flat | 363 | 1 | Z9 | 1
3SU1000-3AB66-0AL0 |  | Twin pushbutton, 22 mm, round, plastic, white: -, white: +, pushbuttons, flat | 386 | 1 | Z9 | 1
3SU1000-3AB66-0AM0 |  | Twin pushbutton, 22 mm, round, plastic, white: arrow pointing left, white: Arrow pointing right, pushbuttons, flat | 386 | 1 | Z9 | 1
3SU1000-3AB66-0AN0 |  | Twin pushbutton, 22 mm, round, plastic, white: arrow pointing up, white: arrow pointing down, pushbuttons, flat | 386 | 1 | Z9 | 1
3SU1000-3BB42-0AA0 |  | Twin pushbutton, 22 mm, round, plastic, green, red, pushbuttons, flat and raised | 363 | 1 | Z9 | 1
3SU1000-3BB42-0AK0 |  | Twin pushbutton, 22 mm, round, plastic, green: I, red: O, pushbuttons, flat and raised | 386 | 1 | Z9 | 1
3SU1000-3BB61-0AA0 |  | Twin pushbutton, 22 mm, round, plastic, white, black, pushbuttons, flat and raised | 363 | 1 | Z9 | 1
3SU1000-3BB61-0AK0 |  | Twin pushbutton, 22 mm, round, plastic, white: I, Black: O, pushbuttons, flat and raised | 386 | 1 | Z9 | 1
3SU1000-3EA10-0AA0 |  | Toggle switch, 22 mm, round, plastic, black, 2 switch positions O-I, latching | 447 | 1 | Z9 | 1
3SU1000-3EC10-0AA0 |  | Toggle switch, 22 mm, round, plastic, black, 2 switch positions O<I, momentary contact type, connection from top | 447 | 1 | Z9 | 1
3SU1000-4BC01-0AA0 |  | RONIS key-operated switch, 22 mm, round, plastic, lock number SB30, with 2 keys, 2 switch positions O<I, momentary contact type, Actuating angle 45Â°, 10:30h/12h, key removal O, possible special locks: SB31, 421, 455 | 897 | 1 | Z9 | 1
3SU1000-4BF01-0AA0 |  | RONIS key-operated switch, 22 mm, round, plastic, lock number SB30, with 2 keys, 2 switch positions O-I, latching, actuating angle 90Â°, 10:30h/13:30h, key removal O, possible special locks: SB31, 421, 455 | 897 | 1 | Z9 | 1
3SU1000-4BF11-0AA0 |  | RONIS key-operated switch, 22 mm, round, plastic, lock number SB30, with 2 keys, 2 switch positions O-I, latching, actuating angle 90Â°, 10:30h/13:30h, key removal O+I, possible special locks: SB31, 421, 455 | 897 | 1 | Z9 | 1
3SU1000-4BF21-0AA0 |  | RONIS key-operated switch, 22 mm, round, plastic, lock number SB30, with 2 keys, 2 switch positions O-I, latching, actuating angle 90Â°, 10:30h/13:30h, key removal I, possible special locks: SB31, 421, 455 | 897 | 1 | Z9 | 1
3SU1000-4BL01-0AA0 |  | RONIS key-operated switch, 22 mm, round, plastic, lock number SB30, with 2 keys, 3 switch positions I-O-II, latching, actuating angle 2x45Â°, 10:30h/12h/13:30h, key removal O, possible special locks: SB31, 421, 455 | 953 | 1 | Z9 | 1
3SU1000-4BL11-0AA0 |  | RONIS key-operated switch, 22 mm, round, plastic, lock number SB30, with 2 keys, 3 switch positions I-O-II, latching, actuating angle 2x45Â°, 10:30h/12h/13:30h, Key removal I+O+II, possible special locks: SB31, 421, 455 | 953 | 1 | Z9 | 1
3SU1000-4BL21-0AA0 |  | RONIS key-operated switch, 22 mm, round, plastic, lock number SB30, with 2 keys, 3 switch positions I-O-II, latching, actuating angle 2x45Â°, 10:30h/12h/13:30h, key removal I, possible special locks: SB31, 421, 455 | 953 | 1 | Z9 | 1
3SU1000-4BL31-0AA0 |  | RONIS key-operated switch, 22 mm, round, plastic, lock number SB30, with 2 keys, 3 switch positions I-O-II, latching, actuating angle 2x45Â°, 10:30h/12h/13:30h, Key removal II, possible special locks: SB31, 421, 455 | 953 | 1 | Z9 | 1
3SU1000-4BL41-0AA0 |  | RONIS key-operated switch, 22 mm, round, plastic, lock number SB30, with 2 keys, 3 switch positions I-O-II, latching, actuating angle 2x45Â°, 10:30h/12h/13:30h, Key removal I+II, possible special locks: SB31, 421, 455 | 953 | 1 | Z9 | 1
3SU1000-4BL51-0AA0 |  | RONIS key-operated switch, 22 mm, round, plastic, lock number SB30, with 2 keys, 3 switch positions I-O-II, latching, actuating angle 2x45Â°, 10:30h/12h/13:30h, key removal O+I, possible special locks: SB31, 421, 455 | 953 | 1 | Z9 | 1
3SU1000-4BM01-0AA0 |  | RONIS key-operated switch, 22 mm, round, plastic, lock number SB30, with 2 keys, 3 switch positions I>O<II, momentary contact type, actuating angle 2x45Â°, 10:30h/12h/13:30h, key removal O, possible special locks: SB31, 421, 455 | 897 | 1 | Z9 | 1
3SU1000-4BN01-0AA0 |  | RONIS key-operated switch, 22 mm, round, plastic, lock number SB30, with 2 keys, 3 switch positions I-O<II, left latching, right momentary contact type, actuating angle 2x45Â°, 10:30h/12h/13:30h, key removal O, possible special locks: SB31, 421, 455 | 923 | 1 | Z9 | 1
3SU1000-4BN21-0AA0 |  | RONIS key-operated switch, 22 mm, round, plastic, lock number SB30, with 2 keys, 3 switch positions I-O<II, left latching, right momentary contact type, actuating angle 2x45Â°, 10:30h/12h/13:30h, key removal I, possible special locks: SB31, 421, 455 | 923 | 1 | Z9 | 1
3SU1000-4BN51-0AA0 |  | RONIS key-operated switch, 22 mm, round, plastic, lock number SB30, with 2 keys, 3 switch positions I-O<II, left latching, right momentary contact type, actuating angle 2x45Â°, 10:30h/12h/13:30h, key removal O+I, possible special locks: SB31, 421, 455 | 923 | 1 | Z9 | 1
3SU1000-4BP01-0AA0 |  | RONIS key-operated switch, 22 mm, round, plastic, lock number SB30, with 2 keys, 3 switch positions I>O-II, momentary contact on the left, latching on the right, actuating angle 2x45Â°, 10:30h/12h/13:30h, key removal O, possible special locks: SB31, 421, 455 | 923 | 1 | Z9 | 1
3SU1000-4BP31-0AA0 |  | RONIS key-operated switch, 22 mm, round, plastic, lock number SB30, with 2 keys, 3 switch positions I>O-II, momentary contact on the left, latching on the right, actuating angle 2x45Â°, 10:30h/12h/13:30h, Key removal II, possible special locks: SB31, 421, 455 | 923 | 1 | Z9 | 1
3SU1000-4BP61-0AA0 |  | RONIS key-operated switch, 22 mm, round, plastic, lock number SB30, with 2 keys, 3 switch positions I>O-II, momentary contact on the left, latching on the right, actuating angle 2x45Â°, 10:30h/12h/13:30h, Key removal O+II, possible special locks: SB31, 421, 455 | 923 | 1 | Z9 | 1
3SU1000-4CC01-0AA0 |  | RONIS key-operated switch, 22 mm, round, plastic, lock number 455, with 2 keys, 2 switch positions O<I, momentary contact type, Actuating angle 45Â°, 10:30h/12h, Key removal O | 897 | 1 | Z9 | 1
3SU1000-4CF01-0AA0 |  | RONIS key-operated switch, 22 mm, round, plastic, lock number 455, with 2 keys, 2 switch positions O-I, latching, actuating angle 90Â°, 10:30h/13:30h, Key removal O | 897 | 1 | Z9 | 1
3SU1000-4CF11-0AA0 |  | RONIS key-operated switch, 22 mm, round, plastic, lock number 455, with 2 keys, 2 switch positions O-I, latching, actuating angle 90Â°, 10:30h/13:30h, Key removal O+I | 897 | 1 | Z9 | 1
3SU1000-4CL01-0AA0 |  | RONIS key-operated switch, 22 mm, round, plastic, lock number 455, with 2 keys, 3 switch positions I-O-II, latching, actuating angle 2x45Â°, 10:30h/12h/13:30h, Key removal O | 953 | 1 | Z9 | 1
3SU1000-4CL11-0AA0 |  | RONIS key-operated switch, 22 mm, round, plastic, lock number 455, with 2 keys, 3 switch positions I-O-II, latching, actuating angle 2x45Â°, 10:30h/12h/13:30h, Key removal I+O+II | 953 | 1 | Z9 | 1
3SU1000-4DF11-0AA0 |  | RONIS key-operated switch, 22 mm, round, plastic, Lock No. 421, with 2 keys, 2 switch positions O-I, latching, actuating angle 90Â°, 10:30h/13:30h, Key removal O+I | 897 | 1 | Z9 | 1
3SU1000-4FC01-0AA0 |  | key-operated switch O.M.R, 22 mm, round, plastic, lock number 73037, red, with 2 keys, 2 switch positions O<I, momentary contact type, actuating angle 45Â°, 10:30h/12h, key removal O | 1370 | 1 | Z9 | 1
3SU1000-4FF01-0AA0 |  | key-operated switch O.M.R, 22 mm, round, plastic, lock number 73037, red, with 2 keys, 2 switch positions O-I, latching, actuating angle 90Â°, 10:30h/13:30h, key removal O | 1370 | 1 | Z9 | 1
3SU1000-4FF11-0AA0 |  | key-operated switch O.M.R, 22 mm, round, plastic, lock number 73037, red, with 2 keys, 2 switch positions O-I, latching, actuating angle 90Â°, 10:30h/13:30h, key removal O+I | 1370 | 1 | Z9 | 1
3SU1000-4FL01-0AA0 |  | key-operated switch O.M.R, 22 mm, round, plastic, lock number 73037, red, with 2 keys, 3 switch positions I-O-II, latching, actuating angle 2x45Â°, 10:30h/12h/13:30h, key removal O | 1370 | 1 | Z9 | 1
3SU1000-4FL51-0AA0 |  | key-operated switch O.M.R, 22 mm, round, plastic, lock number 73037, red, with 2 keys, 3 switch positions I-O-II, latching, actuating angle 2x45Â°, 10:30h/12h/13:30h, key removal O+I | 1370 | 1 | Z9 | 1
3SU1000-4FM01-0AA0 |  | key-operated switch O.M.R, 22 mm, round, plastic, lock number 73037, red, with 2 keys, 3 switch positions I>O<II, momentary contact type, actuating angle 2x45Â°, 10:30h/12h/13:30h, key removal O | 1370 | 1 | Z9 | 1
3SU1000-4GC01-0AA0 |  | key-operated switch O.M.R, 22 mm, round, plastic, lock number 73038, blue, with 2 keys, 2 switch positions O<I, momentary contact type, actuating angle 45Â°, 10:30h/12h, key removal O | 1370 | 1 | Z9 | 1
3SU1000-4GF01-0AA0 |  | key-operated switch O.M.R, 22 mm, round, plastic, lock number 73038, blue, with 2 keys, 2 switch positions O-I, latching, actuating angle 90Â°, 10:30h/13:30h, key removal O | 1370 | 1 | Z9 | 1
3SU1000-4GF11-0AA0 |  | key-operated switch O.M.R, 22 mm, round, plastic, lock number 73038, blue, with 2 keys, 2 switch positions O-I, latching, actuating angle 90Â°, 10:30h/13:30h, key removal O+I | 1370 | 1 | Z9 | 1
3SU1000-4GL01-0AA0 |  | key-operated switch O.M.R, 22 mm, round, plastic, lock number 73038, blue, with 2 keys, 3 switch positions I-O-II, latching, actuating angle 2x45Â°, 10:30h/12h/13:30h, key removal O | 1370 | 1 | Z9 | 1
3SU1000-4GL11-0AA0 |  | key-operated switch O.M.R, 22 mm, round, plastic, lock number 73038, blue, with 2 keys, 3 switch positions I-O-II, latching, actuating angle 2x45Â°, 10:30h/12h/13:30h, key removal I+O+II | 1370 | 1 | Z9 | 1
3SU1000-4GN01-0AA0 |  | key-operated switch O.M.R, 22 mm, round, plastic, lock number 73038, blue, with 2 keys, 3 switch positions I-O<II, latching on the left, momentary contact type on the right, actuating angle 2x45Â°, 10:30h/12h/13:30h, key removal O | 1370 | 1 | Z9 | 1
3SU1000-4HC01-0AA0 |  | key-operated switch O.M.R, 22 mm, round, plastic, lock number 73034, black, with 2 keys, 2 switch positions O<I, momentary contact type, actuating angle 45Â°, 10:30h/12h, key removal O | 1370 | 1 | Z9 | 1
3SU1000-4HF01-0AA0 |  | key-operated switch O.M.R, 22 mm, round, plastic, lock number 73034, black, with 2 keys, 2 switch positions O-I, latching, actuating angle 90Â°, 10:30h/13:30h, key removal O | 1370 | 1 | Z9 | 1
3SU1000-4HF11-0AA0 |  | key-operated switch O.M.R, 22 mm, round, plastic, lock number 73034, black, with 2 keys, 2 switch positions O-I, latching, actuating angle 90Â°, 10:30h/13:30h, key removal O+I | 1370 | 1 | Z9 | 1
3SU1000-4HF21-0AA0 |  | key-operated switch O.M.R, 22 mm, round, plastic, lock number 73034, black, with 2 keys, 2 switch positions O-I, latching, actuating angle 90Â°, 10:30h/13:30h, key removal I | 1370 | 1 | Z9 | 1
3SU1000-4HL01-0AA0 |  | key-operated switch O.M.R, 22 mm, round, plastic, lock number 73034, black, with 2 keys, 3 switch positions I-O-II, latching, actuating angle 2x45Â°, 10:30h/12h/13:30h, key removal O | 1370 | 1 | Z9 | 1
3SU1000-4HL11-0AA0 |  | key-operated switch O.M.R, 22 mm, round, plastic, lock number 73034, black, with 2 keys, 3 switch positions I-O-II, latching, actuating angle 2x45Â°, 10:30h/12h/13:30h, key removal I+O+II | 1370 | 1 | Z9 | 1
3SU1000-4HM01-0AA0 |  | key-operated switch O.M.R, 22 mm, round, plastic, lock number 73034, black, with 2 keys, 3 switch positions I>O<II, momentary contact type, actuating angle 2x45Â°, 10:30h/12h/13:30h, key removal O | 1370 | 1 | Z9 | 1
3SU1000-4HN21-0AA0 |  | key-operated switch O.M.R, 22 mm, round, plastic, lock number 73034, black, with 2 keys, 3 switch positions I-O<II, latching on the left, momentary contact type on the right, actuating angle 2x45Â°, 10:30h/12h/13:30h, key removal I | 1370 | 1 | Z9 | 1
3SU1000-4JC01-0AA0 |  | key-operated switch O.M.R, 22 mm, round, plastic, lock number 73033, yellow, with 2 keys, 2 switch positions O<I, momentary contact type, actuating angle 45Â°, 10:30h/12h, key removal O | 1370 | 1 | Z9 | 1
3SU1000-4JF01-0AA0 |  | key-operated switch O.M.R, 22 mm, round, plastic, lock number 73033, yellow, with 2 keys, 2 switch positions O-I, latching, actuating angle 90Â°, 10:30h/13:30h, key removal O | 1370 | 1 | Z9 | 1
3SU1000-4JF11-0AA0 |  | key-operated switch O.M.R, 22 mm, round, plastic, lock number 73033, yellow, with 2 keys, 2 switch positions O-I, latching, actuating angle 90Â°, 10:30h/13:30h, key removal O+I | 1370 | 1 | Z9 | 1
3SU1000-4JL11-0AA0 |  | key-operated switch O.M.R, 22 mm, round, plastic, lock number 73033, yellow, with 2 keys, 3 switch positions I-O-II, latching, actuating angle 2x45Â°, 10:30h/12h/13:30h, key removal I+O+II | 1370 | 1 | Z9 | 1
3SU1000-4WS10-0AA0 |  | ID key-operated switch, 22 mm, round, plastic, black, RFID, 4 switch positions O-I-II-III, operating angle 3x45Â°, without ID key, Key removal in O+I+II+III | 1940 | 1 | Z9 | 1
3SU1000-5BC01-0AA0 |  | Siemens keyswitch, C, 22 mm, round, plastic, lock number S-10-CG, with 2 keys, 2 switch positions O<I, momentary contact type, actuating angle 45Â°, 10:30h/12h, key removal O | 2200 | 1 | Z9 | 1
3SU1000-5BF01-0AA0 |  | Siemens keyswitch, C, 22 mm, round, plastic, lock number S-10-CG, with 2 keys, 2 switch positions O-I, latching, actuating angle 90Â°, 10:30h/13:30h, key removal O | 2200 | 1 | Z9 | 1
3SU1000-5BF11-0AA0 |  | Siemens keyswitch, C, 22 mm, round, plastic, lock number S-10-CG, with 2 keys, 2 switch positions O-I, latching, actuating angle 90Â°, 10:30h/13:30h, key removal O+I | 2200 | 1 | Z9 | 1
3SU1000-5BF21-0AA0 |  | Siemens keyswitch, C, 22 mm, round, plastic, lock number S-10-CG, with 2 keys, 2 switch positions O-I, latching, actuating angle 90Â°, 10:30h/13:30h, key removal I | 2200 | 1 | Z9 | 1
3SU1000-5BL01-0AA0 |  | Siemens keyswitch, C, 22 mm, round, plastic, lock number S-10-CG, with 2 keys, 3 switch positions I-O-II, latching, actuating angle 2x45Â°, 10:30h/12h/13:30h, key removal O | 2200 | 1 | Z9 | 1
3SU1000-5BL11-0AA0 |  | Siemens keyswitch, C, 22 mm, round, plastic, lock number S-10-CG, with 2 keys, 3 switch positions I-O-II, latching, actuating angle 2x45Â°, 10:30h/12h/13:30h, key removal I+O+II | 2200 | 1 | Z9 | 1
3SU1000-5BL21-0AA0 |  | Siemens keyswitch, C, 22 mm, round, plastic, lock number S-10-CG, with 2 keys, 3 switch positions I-O-II, latching, actuating angle 2x45Â°, 10:30h/12h/13:30h, key removal I | 2200 | 1 | Z9 | 1
3SU1000-5BL31-0AA0 |  | Siemens keyswitch, C, 22 mm, round, plastic, lock number S-10-CG, with 2 keys, 3 switch positions I-O-II, latching, actuating angle 2x45Â°, 10:30h/12h/13:30h, key removal II | 2200 | 1 | Z9 | 1
3SU1000-5BL41-0AA0 |  | Siemens keyswitch, C, 22 mm, round, plastic, lock number S-10-CG, with 2 keys, 3 switch positions I-O-II, latching, actuating angle 2x45Â°, 10:30h/12h/13:30h, key removal I+II | 2200 | 1 | Z9 | 1
3SU1000-5BL51-0AA0 |  | Siemens keyswitch, C, 22 mm, round, plastic, lock number S-10-CG, with 2 keys, 3 switch positions I-O-II, latching, actuating angle 2x45Â°, 10:30h/12h/13:30h, key removal O+I | 2200 | 1 | Z9 | 1
3SU1000-5BM01-0AA0 |  | Siemens keyswitch, C, 22 mm, round, plastic, lock number S-10-CG, with 2 keys, 3 switch positions I>O<II, momentary contact type, actuating angle 2x45Â°, 10:30h/12h/13:30h, key removal O | 2200 | 1 | Z9 | 1
3SU1000-5BN01-0AA0 |  | Siemens keyswitch, C, 22 mm, round, plastic, lock number S-10-CG, with 2 keys, 3 switch positions I-O<II, latching on the left, momentary contact type on the right, actuating angle 2x45Â°, 10:30h/12h/13:30h, key removal O | 2160 | 1 | Z9 | 1
3SU1000-5BN21-0AA0 |  | Siemens keyswitch, C, 22 mm, round, plastic, lock number S-10-CG, with 2 keys, 3 switch positions I-O<II, latching on the left, momentary contact type on the right, actuating angle 2x45Â°, 10:30h/12h/13:30h, key removal I | 2160 | 1 | Z9 | 1
3SU1000-5BN51-0AA0 |  | Siemens keyswitch, C, 22 mm, round, plastic, lock number S-10-CG, with 2 keys, 3 switch positions I-O<II, latching on the left, momentary contact type on the right, actuating angle 2x45Â°, 10:30h/12h/13:30h, key removal O+I | 2160 | 1 | Z9 | 1
3SU1000-5BP01-0AA0 |  | Siemens keyswitch, C, 22 mm, round, plastic, lock number S-10-CG, with 2 keys, 3 switch positions I>O<II, momentary contact type on the left, latching on the right, actuating angle 2x45Â°, 10:30h/12h/13:30h, key removal O | 2160 | 1 | Z9 | 1
3SU1000-5BP31-0AA0 |  | Siemens keyswitch, C, 22 mm, round, plastic, lock number S-10-CG, with 2 keys, 3 switch positions I>O<II, momentary contact type on the left, latching on the right, actuating angle 2x45Â°, 10:30h/12h/13:30h, key removal II | 2160 | 1 | Z9 | 1
3SU1000-5BP61-0AA0 |  | Siemens keyswitch, C, 22 mm, round, plastic, lock number S-10-CG, with 2 keys, 3 switch positions I>O<II, momentary contact type on the left, latching on the right, actuating angle 2x45Â°, 10:30h/12h/13:30h, key removal O+II | 2160 | 1 | Z9 | 1
3SU1000-5HC01-0AA0 |  | Siemens keyswitch, C, 22 mm, round, plastic, lock number LSG1, with 2 keys, 2 switch positions O<I, momentary contact type, actuating angle 45Â°, 10:30h/12h, key removal O | 2200 | 1 | Z9 | 1
3SU1000-5HF01-0AA0 |  | Siemens keyswitch, C, 22 mm, round, plastic, lock number LSG1, with 2 keys, 2 switch positions O-I, latching, actuating angle 90Â°, 10:30h/13:30h, key removal O | 2160 | 1 | Z9 | 1
3SU1000-5HF11-0AA0 |  | Siemens keyswitch, C, 22 mm, round, plastic, lock number LSG1, with 2 keys, 2 switch positions O-I, latching, actuating angle 90Â°, 10:30h/13:30h, key removal O+I | 2160 | 1 | Z9 | 1
3SU1000-5HJ01-0AA0 |  | Siemens keyswitch, C, 22 mm, round, plastic, lock number LSG1, with 2 keys, 2 switch positions O-I, latching, actuating angle 90Â°, 12:00h/15:00h, key removal O | 2450 | 1 | Z9 | 1
3SU1000-5JF01-0AA0 |  | Siemens keyswitch, C, with key monitoring, 22 mm, round, plastic, lock number S-10-CG with 2 keys, 2 switch positions O-I, latching, actuating angle 90Â°, 10:30h/13:30h, key removal/ejection in O | 7110 | 1 | Z9 | 1
3SU1000-5JL01-0AA0 |  | Siemens keyswitch, C with key monitoring, 22 mm, round, plastic, lock number S-10-CG with 2 keys, 3 switch positions I-O-II, latching, actuating angle 2x45Â°, 10:30h/12h/13:30h, key removal/ejection in O | 7110 | 1 | Z9 | 1
3SU1000-5PC01-0AA0 |  | Siemens keyswitch, B, 22 mm, round, plastic, lock number S1, with 2 keys, 2 switch positions O<I, momentary contact type, actuating angle 45Â°, 10:30h/12h, key removal O | 3270 | 1 | Z9 | 1
3SU1000-5PF01-0AA0 |  | Siemens keyswitch, B, 22 mm, round, plastic, lock number S1, with 2 keys, 2 switch positions O-I, latching, actuating angle 90Â°, 10:30h/13:30h, key removal O | 3270 | 1 | Z9 | 1
3SU1000-5PF11-0AA0 |  | Siemens keyswitch, B, 22 mm, round, plastic, lock number S1, with 2 keys, 2 switch positions O-I, latching, actuating angle 90Â°, 10:30h/13:30h, key removal O+I | 3270 | 1 | Z9 | 1
3SU1000-5PF21-0AA0 |  | Siemens keyswitch, B, 22 mm, round, plastic, lock number S1, with 2 keys, 2 switch positions O-I, latching, actuating angle 90Â°, 10:30h/13:30h, key removal I | 3270 | 1 | Z9 | 1
3SU1000-5PL01-0AA0 |  | Siemens keyswitch, B, 22 mm, round, plastic, lock number S1, with 2 keys, 3 switch positions I-O-II, latching, actuating angle 2x45Â°, 10:30h/12h/13:30h, key removal O | 3150 | 1 | Z9 | 1
3SU1000-5PL11-0AA0 |  | Siemens keyswitch, B, 22 mm, round, plastic, lock number S1, with 2 keys, 3 switch positions I-O-II, latching, actuating angle 2x45Â°, 10:30h/12h/13:30h, key removal I+O+II | 3150 | 1 | Z9 | 1
3SU1000-5PL21-0AA0 |  | Siemens keyswitch, B, 22 mm, round, plastic, lock number S1, with 2 keys, 3 switch positions I-O-II, latching, actuating angle 2x45Â°, 10:30h/12h/13:30h, key removal I | 3150 | 1 | Z9 | 1
3SU1000-5PL31-0AA0 |  | Siemens keyswitch, B, 22 mm, round, plastic, lock number S1, with 2 keys, 3 switch positions I-O-II, latching, actuating angle 2x45Â°, 10:30h/12h/13:30h, key removal II | 3150 | 1 | Z9 | 1
3SU1000-5PL41-0AA0 |  | Siemens keyswitch, B, 22 mm, round, plastic, lock number S1, with 2 keys, 3 switch positions I-O-II, latching, actuating angle 2x45Â°, 10:30h/12h/13:30h, key removal I+II | 3150 | 1 | Z9 | 1
3SU1000-5PM01-0AA0 |  | Siemens keyswitch, B, 22 mm, round, plastic, lock number S1, with 2 keys, 3 switch positions I>O<II, momentary contact type, actuating angle 2x45Â°, 10:30h/12h/13:30h, key removal O | 3150 | 1 | Z9 | 1
3SU1000-5PN21-0AA0 |  | Siemens keyswitch, B, 22 mm, round, plastic, lock number S1, with 2 keys, 3 switch positions I-O<II, latching on the left, momentary contact type on the right, actuating angle 2x45Â°, 10:30h/12h/13:30h, key removal I | 3150 | 1 | Z9 | 1
3SU1000-5PN51-0AA0 |  | Siemens keyswitch, B, 22 mm, round, plastic, lock number S1, with 2 keys, 3 switch positions I-O<II, latching on the left, momentary contact type on the right, actuating angle 2x45Â°, 10:30h/12h/13:30h, key removal O+I | 3150 | 1 | Z9 | 1
3SU1000-5PP01-0AA0 |  | Siemens keyswitch, B, 22 mm, round, plastic, lock number S1, with 2 keys, 3 switch positions I>O<II, momentary contact type on the left, latching on the right, actuating angle 2x45Â°, 10:30h/12h/13:30h, key removal O | 3150 | 1 | Z9 | 1
3SU1000-5QF01-0AA0 |  | Siemens keyswitch, B, 22 mm, round, plastic, lock number E1 (VW), without key, 2 switch positions O-I, latching, actuating angle 90Â°, 10:30h/13:30h, key removal O | 3270 | 1 | Z9 | 1
3SU1000-5QF11-0AA0 |  | Siemens keyswitch, B, 22 mm, round, plastic, lock number E1 (VW), without key, 2 switch positions O-I, latching, actuating angle 90Â°, 10:30h/13:30h, key removal O+I | 3270 | 1 | Z9 | 1
3SU1000-5RF01-0AA0 |  | Siemens keyswitch, B, 22 mm, round, plastic, lock number E2 (VW), without key, 2 switch positions O-I, latching, actuating angle 90Â°, 10:30h/13:30h, key removal O | 3270 | 1 | Z9 | 1
3SU1000-5RF11-0AA0 |  | Siemens keyswitch, B, 22 mm, round, plastic, lock number E2 (VW), without key, 2 switch positions O-I, latching, actuating angle 90Â°, 10:30h/13:30h, key removal O+I | 3270 | 1 | Z9 | 1
3SU1000-5RL11-0AA0 |  | Siemens keyswitch, B, 22 mm, round, plastic, lock number E2 (VW), without key, 3 switch positions I-O-II, latching, actuating angle 2x45Â°, 10:30h/12h/13:30h, key removal I+O+II | 3250 | 1 | Z9 | 1
3SU1000-5SF01-0AA0 |  | Siemens keyswitch, B, 22 mm, round, plastic, lock number E7 (VW), without key, 2 switch positions O-I, latching, actuating angle 90Â°, 10:30h/13:30h, key removal O | 3270 | 1 | Z9 | 1
3SU1000-5SF11-0AA0 |  | Siemens keyswitch, B, 22 mm, round, plastic, lock number E7 (VW), without key, 2 switch positions O-I, latching, actuating angle 90Â°, 10:30h/13:30h, key removal O+I | 3270 | 1 | Z9 | 1
3SU1000-5TF01-0AA0 |  | Siemens keyswitch, B, 22 mm, round, plastic, lock number E9 (VW), without key, 2 switch positions O-I, latching, actuating angle 90Â°, 10:30h/13:30h, key removal O | 3270 | 1 | Z9 | 1
3SU1000-5TF11-0AA0 |  | Siemens keyswitch, B, 22 mm, round, plastic, lock number E9 (VW), without key, 2 switch positions O-I, latching, actuating angle 90Â°, 10:30h/13:30h, key removal O+I | 3270 | 1 | Z9 | 1
3SU1000-5TL11-0AA0 |  | Siemens keyswitch, B, 22 mm, round, plastic, lock number E9 (VW), without key, 3 switch positions I-O-II, latching, actuating angle 2x45Â°, 10:30h/12h/13:30h, key removal I+O+II | 3200 | 1 | Z9 | 1
3SU1000-7AA10-0AA0 |  | Coordinate switch, 22 mm, round, plastic, black, 2 switch positions, horizontal latching, without mechanical interlocking | 1530 | 1 | Z9 | 1
3SU1000-7AB10-0AA0 |  | Coordinate switch, 22 mm, round, plastic, black, 2 switch positions, vertical latching, without mechanical interlocking | 1530 | 1 | Z9 | 1
3SU1000-7AC10-0AA0 |  | Coordinate switch, 22 mm, round, plastic, black, 2 switch positions, horizontal, momentary contact type, without mechanical interlocking | 1530 | 1 | Z9 | 1
3SU1000-7AD10-0AA0 |  | Coordinate switch, 22 mm, round, plastic, black, 2 switch positions, vertical, momentary contact type, without mechanical interlocking | 1530 | 1 | Z9 | 1
3SU1000-7AE10-0AA0 |  | Coordinate switch, 22 mm, round, plastic, black, 4 switch positions, latching, without mechanical interlocking | 1940 | 1 | Z9 | 1
3SU1000-7AF10-0AA0 |  | Coordinate switch, 22 mm, round, plastic, black, 4 switch positions, momentary contact type, without mechanical interlocking | 1940 | 1 | Z9 | 1
3SU1000-7BA10-0AA0 |  | Coordinate switch, 22 mm, round, plastic, black, 2 switch positions, horizontal latching, with mechanical interlocking | 1940 | 1 | Z9 | 1
3SU1000-7BB10-0AA0 |  | Coordinate switch, 22 mm, round, plastic, black, 2 switch positions, vertical latching, with mechanical interlocking | 1940 | 1 | Z9 | 1
3SU1000-7BC10-0AA0 |  | Coordinate switch, 22 mm, round, plastic, black, 2 switch positions, horizontal, momentary contact type, with mechanical interlocking | 1940 | 1 | Z9 | 1
3SU1000-7BD10-0AA0 |  | Coordinate switch, 22 mm, round, plastic, black, 2 switch positions, vertical, momentary contact type, with mechanical interlocking | 1940 | 1 | Z9 | 1
3SU1000-7BE10-0AA0 |  | Coordinate switch, 22 mm, round, plastic, black, 4 switch positions, latching, with mechanical interlocking | 2380 | 1 | Z9 | 1
3SU1000-7BF10-0AA0 |  | Coordinate switch, 22 mm, round, plastic, black, 4 switch positions, momentary contact type, with mechanical interlocking | 2380 | 1 | Z9 | 1
3SU1001-0AA20-0AA0 |  | Illuminated pushbutton, 22 mm, round, plastic, red, pushbutton, flat, latching, Push-to-release mechanism | 403 | 1 | Z9 | 1
3SU1001-0AA30-0AA0 |  | Illuminated pushbutton, 22 mm, round, plastic, yellow, pushbutton, flat, latching, Push-to-release mechanism | 403 | 1 | Z9 | 1
3SU1001-0AA40-0AA0 |  | Illuminated pushbutton, 22 mm, round, plastic, green, pushbutton, flat, latching, Push-to-release mechanism | 403 | 1 | Z9 | 1
3SU1001-0AA50-0AA0 |  | Illuminated pushbutton, 22 mm, round, plastic, blue, pushbutton, flat, latching, Push-to-release mechanism | 403 | 1 | Z9 | 1
3SU1001-0AA60-0AA0 |  | Illuminated pushbutton, 22 mm, round, plastic, white, pushbutton, flat, latching, Push-to-release mechanism | 403 | 1 | Z9 | 1
3SU1001-0AA70-0AA0 |  | Illuminated pushbutton, 22 mm, round, plastic, clear, pushbutton, flat, latching, Push-to-release mechanism | 403 | 1 | Z9 | 1
3SU1001-0AB00-0AA0 |  | Illuminated pushbutton, 22 mm, round, plastic, amber, pushbutton, flat momentary contact type | 238 | 1 | Z9 | 1
3SU1001-0AB10-0AA0 |  | Pushbutton, with illuminated pushbutton design for replacing the pushbutton, 22 mm, round, plastic, black, pushbutton, flat, momentary contact type | 282 | 1 | Z9 | 1
3SU1001-0AB10-0AQ0 |  | Pushbutton, with illuminated pushbutton design, 22 mm, round, plastic, black, inscription: Auto, Rotated by 90Â° pushbutton, flat, momentary contact type | 318 | 1 | Z9 | 1
3SU1001-0AB20-0AA0 |  | Illuminated pushbutton, 22 mm, round, plastic, red, pushbutton, flat momentary contact type | 238 | 1 | Z9 | 1
3SU1001-0AB30-0AA0 |  | Illuminated pushbutton, 22 mm, round, plastic, yellow, pushbutton, flat momentary contact type | 238 | 1 | Z9 | 1
3SU1001-0AB40-0AA0 |  | Illuminated pushbutton, 22 mm, round, plastic, green, pushbutton, flat momentary contact type | 238 | 1 | Z9 | 1
3SU1001-0AB50-0AA0 |  | Illuminated pushbutton, 22 mm, round, plastic, blue, pushbutton, flat momentary contact type | 238 | 1 | Z9 | 1
3SU1001-0AB60-0AA0 |  | Illuminated pushbutton, 22 mm, round, plastic, white, pushbutton, flat momentary contact type | 238 | 1 | Z9 | 1
3SU1001-0AB70-0AA0 |  | Illuminated pushbutton, 22 mm, round, plastic, clear, pushbutton, flat momentary contact type | 238 | 1 | Z9 | 1
3SU1001-0AD20-0AA0 |  | Indicator light in illuminated pushbutton design, 22 mm, round, plastic, red | 238 | 1 | Z9 | 1
3SU1001-0AD30-0AA0 |  | Indicator light in illuminated pushbutton design, 22 mm, round, plastic, yellow, | 238 | 1 | Z9 | 1
3SU1001-0AD40-0AA0 |  | Indicator light in illuminated pushbutton design, 22 mm, round, plastic, green, | 238 | 1 | Z9 | 1
3SU1001-0AD50-0AA0 |  | Indicator light in illuminated pushbutton design, 22 mm, round, plastic, blue, | 238 | 1 | Z9 | 1
3SU1001-0AD70-0AA0 |  | Indicator light in illuminated pushbutton design, 22 mm, round, plastic, clear, | 238 | 1 | Z9 | 1
3SU1001-0BB20-0AA0 |  | Illuminated pushbutton, 22 mm, round, plastic, red, pushbutton, raised momentary contact type | 261 | 1 | Z9 | 1
3SU1001-0BB30-0AA0 |  | Illuminated pushbutton, 22 mm, round, plastic, yellow, pushbutton, raised momentary contact type | 261 | 1 | Z9 | 1
3SU1001-0BB40-0AA0 |  | Illuminated pushbutton, 22 mm, round, plastic, green, pushbutton, raised momentary contact type | 261 | 1 | Z9 | 1
3SU1001-0BB50-0AA0 |  | Illuminated pushbutton, 22 mm, round, plastic, blue, pushbutton, raised momentary contact type | 261 | 1 | Z9 | 1
3SU1001-0BB70-0AA0 |  | Illuminated pushbutton, 22 mm, round, plastic, clear, pushbutton, raised momentary contact type | 261 | 1 | Z9 | 1
3SU1001-0DB50-0AA0 |  | Illuminated pushbutton, 22 mm, round, plastic, blue, Front ring, raised, castellated, momentary contact type | 654 | 1 | Z9 | 1
3SU1001-1AA20-0AA0 |  | Illuminated mushroom pushbutton, 22 mm, round, plastic, red, 30 mm, latching, Pull-to-unlatch mechanism | 725 | 1 | Z9 | 1
3SU1001-1AA30-0AA0 |  | Illuminated mushroom pushbutton, 22 mm, round, plastic, yellow, 30 mm, latching, Pull-to-unlatch mechanism | 725 | 1 | Z9 | 1
3SU1001-1AA40-0AA0 |  | Illuminated mushroom pushbutton, 22 mm, round, plastic, green, 30 mm, latching, Pull-to-unlatch mechanism | 725 | 1 | Z9 | 1
3SU1001-1AA50-0AA0 |  | Illuminated mushroom pushbutton, 22 mm, round, plastic, blue, 30 mm, latching, Pull-to-unlatch mechanism | 725 | 1 | Z9 | 1
3SU1001-1AA70-0AA0 |  | Illuminated mushroom pushbutton, 22 mm, round, plastic, clear, 30 mm, latching, Pull-to-unlatch mechanism | 725 | 1 | Z9 | 1
3SU1001-1AD20-0AA0 |  | Illuminated mushroom pushbutton, 22 mm, round, plastic, red, 30 mm, momentary contact type | 395 | 1 | Z9 | 1
3SU1001-1AD30-0AA0 |  | Illuminated mushroom pushbutton, 22 mm, round, plastic, yellow, 30 mm, momentary contact type | 395 | 1 | Z9 | 1
3SU1001-1AD40-0AA0 |  | Illuminated mushroom pushbutton, 22 mm, round, plastic, green, 30 mm, momentary contact type | 395 | 1 | Z9 | 1
3SU1001-1AD50-0AA0 |  | Illuminated mushroom pushbutton, 22 mm, round, plastic, blue, 30 mm, momentary contact type | 395 | 1 | Z9 | 1
3SU1001-1AD60-0AA0 |  | Illuminated mushroom pushbutton, 22 mm, round, plastic, white, 30 mm, momentary contact type | 395 | 1 | Z9 | 1
3SU1001-1AD70-0AA0 |  | Illuminated mushroom pushbutton, 22 mm, round, plastic, clear, 30 mm, momentary contact type | 395 | 1 | Z9 | 1
3SU1001-1BA20-0AA0 |  | Illuminated mushroom pushbutton, 22 mm, round, plastic, red, 40 mm, latching, Pull-to-unlatch mechanism | 725 | 1 | Z9 | 1
3SU1001-1BA30-0AA0 |  | Illuminated mushroom pushbutton, 22 mm, round, plastic, yellow, 40 mm, latching, Pull-to-unlatch mechanism | 725 | 1 | Z9 | 1
3SU1001-1BA40-0AA0 |  | Illuminated mushroom pushbutton, 22 mm, round, plastic, green, 40 mm, latching, Pull-to-unlatch mechanism | 725 | 1 | Z9 | 1
3SU1001-1BA50-0AA0 |  | Illuminated mushroom pushbutton, 22 mm, round, plastic, blue, 40 mm, latching, Pull-to-unlatch mechanism | 725 | 1 | Z9 | 1
3SU1001-1BA70-0AA0 |  | Illuminated mushroom pushbutton, 22 mm, round, plastic, clear, 40 mm, latching, Pull-to-unlatch mechanism | 725 | 1 | Z9 | 1
3SU1001-1BD30-0AA0 |  | Illuminated mushroom pushbutton, 22 mm, round, plastic, yellow, 40 mm, momentary contact type | 395 | 1 | Z9 | 1
3SU1001-1BD40-0AA0 |  | Illuminated mushroom pushbutton, 22 mm, round, plastic, green, 40 mm, momentary contact type | 395 | 1 | Z9 | 1
3SU1001-1BD60-0AA0 |  | Illuminated mushroom pushbutton, 22 mm, round, plastic, white, 40 mm, momentary contact type | 395 | 1 | Z9 | 1
3SU1001-1BD70-0AA0 |  | Illuminated mushroom pushbutton, 22 mm, round, plastic, clear, 40 mm, momentary contact type | 395 | 1 | Z9 | 1
3SU1001-1GB20-0AA0 |  | EMERGENCY STOP mushroom pushbutton, illuminable, 22 mm, round, plastic, red, 30 mm, positive latching, acc. to EN ISO 13850, rotate-to-unlatch | 696 | 1 | Z9 | 1
3SU1001-1HB20-0AA0 |  | EMERGENCY STOP mushroom pushbutton, illuminable, 22 mm, round, plastic, red, 40 mm, positive latching, acc. to EN ISO 13850, rotate-to-unlatch | 737 | 1 | Z9 | 1
3SU1001-1JB20-0AA0 |  | EMERGENCY STOP mushroom pushbutton, illuminable, 22 mm, round, plastic, red, 60 mm, positive latching, acc. to EN ISO 13850, rotate-to-unlatch | 778 | 1 | Z9 | 1
3SU1001-3AB42-0AA0 |  | Illuminated twin pushbutton, 22 mm, round, plastic, green, red, pushbuttons, flat | 374 | 1 | Z9 | 1
3SU1001-3AB42-0AK0 |  | Illuminated twin pushbutton, 22 mm, round, plastic, green: I, red: O, pushbuttons, flat | 407 | 1 | Z9 | 1
3SU1001-3AB42-0AN0 |  | Illuminated twin pushbutton, 22 mm, round, plastic, green: arrow pointing up, red: arrow pointing down, pushbuttons, flat | 407 | 1 | Z9 | 1
3SU1001-3AB61-0AA0 |  | Illuminated twin pushbutton, 22 mm, round, plastic, white, black, pushbuttons, flat | 374 | 1 | Z9 | 1
3SU1001-3AB61-0AK0 |  | Illuminated twin pushbutton, 22 mm, round, plastic, white: I, Black: O, pushbuttons, flat | 407 | 1 | Z9 | 1
3SU1001-3AB66-0AA0 |  | Illuminated twin pushbutton, 22 mm, round, plastic, white, white, pushbuttons, flat | 374 | 1 | Z9 | 1
3SU1001-3AB66-0AL0 |  | Illuminated twin pushbutton, 22 mm, round, plastic, white: -, white: +, pushbuttons, flat | 407 | 1 | Z9 | 1
3SU1001-3AB66-0AN0 |  | Illuminated twin pushbutton, 22 mm, round, plastic, white: arrow pointing up, white: arrow pointing down, pushbuttons, flat | 407 | 1 | Z9 | 1
3SU1001-3AB66-0AP0 |  | Illuminated twin pushbutton, 22 mm, round, plastic, white: Symbol circular saw blade, white: Symbol dump body tipping, pushbuttons, flat | 407 | 1 | Z9 | 1
3SU1001-3BB42-0AA0 |  | Illuminated twin pushbutton, 22 mm, round, plastic, green, red, pushbuttons, flat and raised | 374 | 1 | Z9 | 1
3SU1001-3BB42-0AK0 |  | Illuminated twin pushbutton, 22 mm, round, plastic, green: I, red: O, pushbuttons, flat and raised | 407 | 1 | Z9 | 1
3SU1001-3BB61-0AA0 |  | Illuminated twin pushbutton, 22 mm, round, plastic, white, black, pushbuttons, flat and raised | 374 | 1 | Z9 | 1
3SU1001-3BB61-0AK0 |  | Illuminated twin pushbutton, 22 mm, round, plastic, white: I, Black: O, pushbuttons, flat and raised | 407 | 1 | Z9 | 1
3SU1001-6AA00-0AA0 |  | Indicator lights, 22 mm, round, plastic, amber, lens, smooth | 137 | 1 | Z9 | 5
3SU1001-6AA20-0AA0 |  | Indicator lights, 22 mm, round, plastic, red, lens, smooth | 137 | 1 | Z9 | 5
3SU1001-6AA30-0AA0 |  | Indicator lights, 22 mm, round, plastic, yellow, lens, smooth | 137 | 1 | Z9 | 5
3SU1001-6AA40-0AA0 |  | Indicator lights, 22 mm, round, plastic, green, lens, smooth | 137 | 1 | Z9 | 5
3SU1001-6AA50-0AA0 |  | Indicator lights, 22 mm, round, plastic, blue, lens, smooth | 137 | 1 | Z9 | 5
3SU1001-6AA60-0AA0 |  | Indicator lights, 22 mm, round, plastic, white, lens, smooth | 137 | 1 | Z9 | 5
3SU1001-6AA70-0AA0 |  | Indicator lights, 22 mm, round, plastic, clear, lens, smooth | 137 | 1 | Z9 | 5
3SU1002-2AF20-0AA0 |  | Selector switch, illuminable, 22 mm, round, plastic, red, Rotary knob, 2 switch positions O-I, latching, actuating angle 90Â°, 10:30h/13:30h | 381 | 1 | Z9 | 1
3SU1002-2AF60-0AA0 |  | Selector switch, illuminable, 22 mm, round, plastic, white, Rotary knob, 2 switch positions O-I, latching, actuating angle 90Â°, 10:30h/13:30h | 381 | 1 | Z9 | 1
3SU1002-2BC10-0AA0 |  | Illuminable selector switch, 22 mm, round, plastic, black, Selector switch short, 2 switch positions O<I, momentary contact type, Actuating angle 45Â°, 10:30h/12h | 370 | 1 | Z9 | 1
3SU1002-2BC20-0AA0 |  | Selector switch, illuminable, 22 mm, round, plastic, red, selector switch, short, 2 switch positions O<I, momentary contact type, Actuating angle 45Â°, 10:30h/12h | 370 | 1 | Z9 | 1
3SU1002-2BC30-0AA0 |  | Selector switch, illuminable, 22 mm, round, plastic, yellow, selector switch, short, 2 switch positions O<I, momentary contact type, Actuating angle 45Â°, 10:30h/12h | 370 | 1 | Z9 | 1
3SU1002-2BC40-0AA0 |  | Selector switch, illuminable, 22 mm, round, plastic, green, selector switch, short, 2 switch positions O<I, momentary contact type, Actuating angle 45Â°, 10:30h/12h | 370 | 1 | Z9 | 1
3SU1002-2BC50-0AA0 |  | Selector switch, illuminable, 22 mm, round, plastic, blue, selector switch, short, 2 switch positions O<I, momentary contact type, Actuating angle 45Â°, 10:30h/12h | 370 | 1 | Z9 | 1
3SU1002-2BC60-0AA0 |  | Selector switch, illuminable, 22 mm, round, plastic, white, selector switch, short, 2 switch positions O<I, momentary contact type, Actuating angle 45Â°, 10:30h/12h | 370 | 1 | Z9 | 1
3SU1002-2BF10-0AA0 |  | Illuminable selector switch, 22 mm, round, plastic, black, Selector switch short, 2 switch positions O-I, latching, actuating angle 90Â°, 10:30h/13:30h | 370 | 1 | Z9 | 1
3SU1002-2BF20-0AA0 |  | Selector switch, illuminable, 22 mm, round, plastic, red, selector switch, short, 2 switch positions O-I, latching, actuating angle 90Â°, 10:30h/13:30h | 370 | 1 | Z9 | 1
3SU1002-2BF30-0AA0 |  | Selector switch, illuminable, 22 mm, round, plastic, yellow, selector switch, short, 2 switch positions O-I, latching, actuating angle 90Â°, 10:30h/13:30h | 370 | 1 | Z9 | 1
3SU1002-2BF40-0AA0 |  | Selector switch, illuminable, 22 mm, round, plastic, green, selector switch, short, 2 switch positions O-I, latching, actuating angle 90Â°, 10:30h/13:30h | 370 | 1 | Z9 | 1
3SU1002-2BF50-0AA0 |  | Selector switch, illuminable, 22 mm, round, plastic, blue, selector switch, short, 2 switch positions O-I, latching, actuating angle 90Â°, 10:30h/13:30h | 370 | 1 | Z9 | 1
3SU1002-2BF60-0AA0 |  | Selector switch, illuminable, 22 mm, round, plastic, white, selector switch, short, 2 switch positions O-I, latching, actuating angle 90Â°, 10:30h/13:30h | 370 | 1 | Z9 | 1
3SU1002-2BL10-0AA0 |  | Illuminable selector switch, 22 mm, round, plastic, black, Selector switch short, 3 switch positions I-O-II, latching, actuating angle 2x45Â°, 10:30h/12h/13:30h | 370 | 1 | Z9 | 1
3SU1002-2BL20-0AA0 |  | Selector switch, illuminable, 22 mm, round, plastic, red, selector switch, short, 3 switch positions I-O-II, latching, actuating angle 2x45Â°, 10:30h/12h/13:30h | 370 | 1 | Z9 | 1
3SU1002-2BL30-0AA0 |  | Selector switch, illuminable, 22 mm, round, plastic, yellow, selector switch, short, 3 switch positions I-O-II, latching, actuating angle 2x45Â°, 10:30h/12h/13:30h | 370 | 1 | Z9 | 1
3SU1002-2BL40-0AA0 |  | Selector switch, illuminable, 22 mm, round, plastic, green, selector switch, short, 3 switch positions I-O-II, latching, actuating angle 2x45Â°, 10:30h/12h/13:30h | 370 | 1 | Z9 | 1
3SU1002-2BL50-0AA0 |  | Selector switch, illuminable, 22 mm, round, plastic, blue, selector switch, short, 3 switch positions I-O-II, latching, actuating angle 2x45Â°, 10:30h/12h/13:30h | 370 | 1 | Z9 | 1
3SU1002-2BL60-0AA0 |  | Selector switch, illuminable, 22 mm, round, plastic, white, selector switch, short, 3 switch positions I-O-II, latching, actuating angle 2x45Â°, 10:30h/12h/13:30h | 370 | 1 | Z9 | 1
3SU1002-2BM10-0AA0 |  | Illuminable selector switch, 22 mm, round, plastic, black, Selector switch short, 3 switch positions I>O<II, momentary contact type, actuating angle 2x45Â°, 10:30h/12h/13:30h | 370 | 1 | Z9 | 1
3SU1002-2BM20-0AA0 |  | Selector switch, illuminable, 22 mm, round, plastic, red, selector switch, short, 3 switch positions I>O<II, momentary contact type, actuating angle 2x45Â°, 10:30h/12h/13:30h | 370 | 1 | Z9 | 1
3SU1002-2BM30-0AA0 |  | Selector switch, illuminable, 22 mm, round, plastic, yellow, selector switch, short, 3 switch positions I>O<II, momentary contact type, actuating angle 2x45Â°, 10:30h/12h/13:30h | 370 | 1 | Z9 | 1
3SU1002-2BM40-0AA0 |  | Selector switch, illuminable, 22 mm, round, plastic, green, selector switch, short, 3 switch positions I>O<II, momentary contact type, actuating angle 2x45Â°, 10:30h/12h/13:30h | 370 | 1 | Z9 | 1
3SU1002-2BM50-0AA0 |  | Selector switch, illuminable, 22 mm, round, plastic, blue, selector switch, short, 3 switch positions I>O<II, momentary contact type, actuating angle 2x45Â°, 10:30h/12h/13:30h | 370 | 1 | Z9 | 1
3SU1002-2BM60-0AA0 |  | Selector switch, illuminable, 22 mm, round, plastic, white, selector switch, short, 3 switch positions I>O<II, momentary contact type, actuating angle 2x45Â°, 10:30h/12h/13:30h | 370 | 1 | Z9 | 1
3SU1002-2BN10-0AA0 |  | Illuminable selector switch, 22 mm, round, plastic, black, Selector switch short, 3 switch positions I-O<II, left latching, right momentary contact type, actuating angle 2x45Â°, 10:30h/12h/13:30h | 374 | 1 | Z9 | 1
3SU1002-2BN20-0AA0 |  | Selector switch, illuminable, 22 mm, round, plastic, red, selector switch, short, 3 switch positions I-O<II, left latching, right momentary contact type, actuating angle 2x45Â°, 10:30h/12h/13:30h | 374 | 1 | Z9 | 1
3SU1002-2BN30-0AA0 |  | Selector switch, illuminable, 22 mm, round, plastic, yellow, selector switch, short, 3 switch positions I-O<II, left latching, right momentary contact type, actuating angle 2x45Â°, 10:30h/12h/13:30h | 374 | 1 | Z9 | 1
3SU1002-2BN40-0AA0 |  | Selector switch, illuminable, 22 mm, round, plastic, green, selector switch, short, 3 switch positions I-O<II, left latching, right momentary contact type, actuating angle 2x45Â°, 10:30h/12h/13:30h | 374 | 1 | Z9 | 1
3SU1002-2BN50-0AA0 |  | Selector switch, illuminable, 22 mm, round, plastic, blue, selector switch, short, 3 switch positions I-O<II, left latching, right momentary contact type, actuating angle 2x45Â°, 10:30h/12h/13:30h | 374 | 1 | Z9 | 1
3SU1002-2BN60-0AA0 |  | Selector switch, illuminable, 22 mm, round, plastic, white, selector switch, short, 3 switch positions I-O<II, left latching, right momentary contact type, actuating angle 2x45Â°, 10:30h/12h/13:30h | 374 | 1 | Z9 | 1
3SU1002-2BP10-0AA0 |  | Illuminable selector switch, 22 mm, round, plastic, black, Selector switch short, 3 switch positions I>O<II, momentary contact on the left, latching on the right, actuating angle 2x45Â°, 10:30h/12h/13:30h | 374 | 1 | Z9 | 1
3SU1002-2BP20-0AA0 |  | Selector switch, illuminable, 22 mm, round, plastic, red, selector switch, short, 3 switch positions I>O<II, momentary contact on the left, latching on the right, actuating angle 2x45Â°, 10:30h/12h/13:30h | 374 | 1 | Z9 | 1
3SU1002-2BP30-0AA0 |  | Selector switch, illuminable, 22 mm, round, plastic, yellow, selector switch, short, 3 switch positions I>O<II, momentary contact on the left, latching on the right, actuating angle 2x45Â°, 10:30h/12h/13:30h | 374 | 1 | Z9 | 1
3SU1002-2BP40-0AA0 |  | Selector switch, illuminable, 22 mm, round, plastic, green, selector switch, short, 3 switch positions I>O<II, momentary contact on the left, latching on the right, actuating angle 2x45Â°, 10:30h/12h/13:30h | 374 | 1 | Z9 | 1
3SU1002-2BP50-0AA0 |  | Selector switch, illuminable, 22 mm, round, plastic, blue, selector switch, short, 3 switch positions I>O<II, momentary contact on the left, latching on the right, actuating angle 2x45Â°, 10:30h/12h/13:30h | 374 | 1 | Z9 | 1
3SU1002-2BP60-0AA0 |  | Selector switch, illuminable, 22 mm, round, plastic, white, selector switch, short, 3 switch positions I>O<II, momentary contact on the left, latching on the right, actuating angle 2x45Â°, 10:30h/12h/13:30h | 374 | 1 | Z9 | 1
3SU1002-2CF10-0AA0 |  | Illuminable selector switch, 22 mm, round, plastic, black, Selector switch long, 2 switch positions O-I, latching, actuating angle 90Â°, 10:30h/13:30h | 381 | 1 | Z9 | 1
3SU1002-2CF20-0AA0 |  | Selector switch, illuminable, 22 mm, round, plastic, red, selector switch, long, 2 switch positions O-I, latching, actuating angle 90Â°, 10:30h/13:30h | 381 | 1 | Z9 | 1
3SU1002-2CF60-0AA0 |  | Selector switch, illuminable, 22 mm, round, plastic, white, selector switch, long, 2 switch positions O-I, latching, actuating angle 90Â°, 10:30h/13:30h | 381 | 1 | Z9 | 1
3SU1050-0AA10-0AA0 |  | Pushbutton, 22 mm, round, metal, shiny, black, pushbutton, flat, latching, Push-to-release mechanism | 454 | 1 | Z9 | 1
3SU1050-0AA20-0AA0 |  | Pushbutton, 22 mm, round, metal, shiny, red, pushbutton, flat, latching, Push-to-release mechanism | 454 | 1 | Z9 | 1
3SU1050-0AA30-0AA0 |  | Pushbutton, 22 mm, round, metal, shiny, yellow, pushbutton, flat, latching, Push-to-release mechanism | 454 | 1 | Z9 | 1
3SU1050-0AA40-0AA0 |  | Pushbutton, 22 mm, round, metal, shiny, green, pushbutton, flat, latching, Push-to-release mechanism | 454 | 1 | Z9 | 1
3SU1050-0AA50-0AA0 |  | Pushbutton, 22 mm, round, metal, shiny, blue, pushbutton, flat, latching, Push-to-release mechanism | 454 | 1 | Z9 | 1
3SU1050-0AA60-0AA0 |  | Pushbutton, 22 mm, round, metal, shiny, white, pushbutton, flat, latching, Push-to-release mechanism | 454 | 1 | Z9 | 1
3SU1050-0AB10-0AA0 |  | Pushbutton, 22 mm, round, metal, shiny, black, pushbutton, flat momentary contact type | 222 | 1 | Z9 | 1
3SU1050-0AB10-0AD0 |  | Pushbutton, 22 mm, round, metal, shiny, black, inscription: O, pushbutton, flat momentary contact type | 261 | 1 | Z9 | 1
3SU1050-0AB20-0AA0 |  | Pushbutton, 22 mm, round, metal, shiny, red, pushbutton, flat momentary contact type | 222 | 1 | Z9 | 1
3SU1050-0AB20-0AD0 |  | Pushbutton, 22 mm, round, metal, shiny, red, inscription: O, pushbutton, flat momentary contact type | 261 | 1 | Z9 | 1
3SU1050-0AB30-0AA0 |  | Pushbutton, 22 mm, round, metal, shiny, yellow, pushbutton, flat momentary contact type | 222 | 1 | Z9 | 1
3SU1050-0AB40-0AA0 |  | Pushbutton, 22 mm, round, metal, shiny, green, pushbutton, flat momentary contact type | 222 | 1 | Z9 | 1
3SU1050-0AB40-0AC0 |  | Pushbutton, 22 mm, round, metal, shiny, green, inscription: I, pushbutton, flat momentary contact type | 261 | 1 | Z9 | 1
3SU1050-0AB50-0AA0 |  | Pushbutton, 22 mm, round, metal, shiny, blue, pushbutton, flat momentary contact type | 222 | 1 | Z9 | 1
3SU1050-0AB50-0AR0 |  | Pushbutton, 22 mm, round, metal, shiny, blue, inscription: R, pushbutton, flat momentary contact type | 261 | 1 | Z9 | 1
3SU1050-0AB60-0AA0 |  | Pushbutton, 22 mm, round, metal, shiny, white, pushbutton, flat momentary contact type | 222 | 1 | Z9 | 1
3SU1050-0AB60-0AB0 |  | Pushbutton, 22 mm, round, metal, shiny, white, with symbol: jogging mode, pushbutton, flat momentary contact type | 261 | 1 | Z9 | 1
3SU1050-0AB60-0AC0 |  | Pushbutton, 22 mm, round, metal, shiny, white, inscription: I, pushbutton, flat momentary contact type | 261 | 1 | Z9 | 1
3SU1050-0AB70-0AA0 |  | Pushbutton, 22 mm, round, metal, shiny, clear, pushbutton, flat momentary contact type | 222 | 1 | Z9 | 1
3SU1050-0AB80-0AA0 |  | Pushbutton, 22 mm, round, metal, shiny, gray, pushbutton, flat momentary contact type | 222 | 1 | Z9 | 1
3SU1050-0BA20-0AA0 |  | Pushbutton, 22 mm, round, metal, shiny, red, pushbutton, raised, latching, Push-to-release mechanism | 812 | 1 | Z9 | 1
3SU1050-0BB10-0AA0 |  | Pushbutton, 22 mm, round, metal, shiny, black, pushbutton, raised momentary contact type | 292 | 1 | Z9 | 1
3SU1050-0BB20-0AA0 |  | Pushbutton, 22 mm, round, metal, shiny, red, pushbutton, raised momentary contact type | 292 | 1 | Z9 | 1
3SU1050-0BB30-0AA0 |  | Pushbutton, 22 mm, round, metal, shiny, yellow, pushbutton, raised momentary contact type | 292 | 1 | Z9 | 1
3SU1050-0BB40-0AA0 |  | Pushbutton, 22 mm, round, metal, shiny, green, pushbutton, raised momentary contact type | 292 | 1 | Z9 | 1
3SU1050-0BB50-0AA0 |  | Pushbutton, 22 mm, round, metal, shiny, blue, pushbutton, raised momentary contact type | 292 | 1 | Z9 | 1
3SU1050-0BB60-0AA0 |  | Pushbutton, 22 mm, round, metal, shiny, white, pushbutton, raised momentary contact type | 292 | 1 | Z9 | 1
3SU1050-0CB10-0AA0 |  | Pushbutton, 22 mm, round, metal, shiny, black, Front ring, raised momentary contact type | 273 | 1 | Z9 | 1
3SU1050-0CB20-0AA0 |  | Pushbutton, 22 mm, round, metal, shiny, red, Front ring, raised, momentary contact type | 273 | 1 | Z9 | 1
3SU1050-0CB30-0AA0 |  | Pushbutton, 22 mm, round, metal, shiny, yellow, Front ring, raised, momentary contact type | 273 | 1 | Z9 | 1
3SU1050-0CB40-0AA0 |  | Pushbutton, 22 mm, round, metal, shiny, green, Front ring, raised, momentary contact type | 273 | 1 | Z9 | 1
3SU1050-0CB50-0AA0 |  | Pushbutton, 22 mm, round, metal, shiny, blue, Front ring, raised, momentary contact type | 273 | 1 | Z9 | 1
3SU1050-0CB60-0AA0 |  | Pushbutton, 22 mm, round, metal, shiny, white, Front ring, raised, momentary contact type | 273 | 1 | Z9 | 1
3SU1050-1AA10-0AA0 |  | Mushroom pushbutton, 22 mm, round, metal, shiny, black, 30 mm, latching, Pull-to-unlatch mechanism | 751 | 1 | Z9 | 1
3SU1050-1AA20-0AA0 |  | Mushroom pushbutton, 22 mm, round, metal, shiny, red, 30 mm, latching, Pull-to-unlatch mechanism | 751 | 1 | Z9 | 1
3SU1050-1AD10-0AA0 |  | Mushroom pushbutton, 22 mm, round, metal, shiny, black, 30 mm, momentary contact type | 435 | 1 | Z9 | 1
3SU1050-1AD20-0AA0 |  | Mushroom pushbutton, 22 mm, round, metal, shiny, red, 30 mm, momentary contact type | 435 | 1 | Z9 | 1
3SU1050-1AD30-0AA0 |  | Mushroom pushbutton, 22 mm, round, metal, shiny, yellow, 30 mm, momentary contact type | 435 | 1 | Z9 | 1
3SU1050-1AD40-0AA0 |  | Mushroom pushbutton, 22 mm, round, metal, shiny, green, 30 mm, momentary contact type | 435 | 1 | Z9 | 1
3SU1050-1BA10-0AA0 |  | Mushroom pushbutton, 22 mm, round, metal, shiny, black, 40 mm, latching, Pull-to-unlatch mechanism | 800 | 1 | Z9 | 1
3SU1050-1BA20-0AA0 |  | Mushroom pushbutton, 22 mm, round, metal, shiny, red, 40 mm, latching, Pull-to-unlatch mechanism | 800 | 1 | Z9 | 1
3SU1050-1BA30-0AA0 |  | Mushroom pushbutton, 22 mm, round, metal, shiny, yellow, 40 mm, latching, Pull-to-unlatch mechanism | 800 | 1 | Z9 | 1
3SU1050-1BD10-0AA0 |  | Mushroom pushbutton, 22 mm, round, metal, shiny, black, 40 mm, momentary contact type | 435 | 1 | Z9 | 1
3SU1050-1BD20-0AA0 |  | Mushroom pushbutton, 22 mm, round, metal, shiny, red, 40 mm, momentary contact type | 435 | 1 | Z9 | 1
3SU1050-1BD30-0AA0 |  | Mushroom pushbutton, 22 mm, round, metal, shiny, yellow, 40 mm, momentary contact type | 435 | 1 | Z9 | 1
3SU1050-1BD40-0AA0 |  | Mushroom pushbutton, 22 mm, round, metal, shiny, green, 40 mm, momentary contact type | 435 | 1 | Z9 | 1
3SU1050-1CA10-0AA0 |  | Mushroom pushbutton, 22 mm, round, metal, shiny, black, 60 mm, latching, Pull-to-unlatch mechanism | 725 | 1 | Z9 | 1
3SU1050-1CA20-0AA0 |  | Mushroom pushbutton, 22 mm, round, metal, shiny, red, 60 mm, latching, Pull-to-unlatch mechanism | 725 | 1 | Z9 | 1
3SU1050-1CD10-0AA0 |  | Mushroom pushbutton, 22 mm, round, metal, shiny, black, 60 mm, momentary contact type | 431 | 1 | Z9 | 1
3SU1050-1CD20-0AA0 |  | Mushroom pushbutton, 22 mm, round, metal, shiny, red, 60 mm, momentary contact type | 431 | 1 | Z9 | 1
3SU1050-1CD30-0AA0 |  | Mushroom pushbutton, 22 mm, round, metal, shiny, yellow, 60 mm, momentary contact type | 431 | 1 | Z9 | 1
3SU1050-1CD40-0AA0 |  | Mushroom pushbutton, 22 mm, round, metal, shiny, green, 60 mm, momentary contact type | 431 | 1 | Z9 | 1
3SU1050-1EA10-0AA0 |  | Mushroom pushbutton, 22 mm, round, metal, shiny, black, 40 mm, 3 switch positions, latches after pushing in, unlatches by pull-to-unlatch mechanism to center position, after pulling out the button Retraction to center position | 1570 | 1 | Z9 | 1
3SU1050-1EA20-0AA0 |  | Mushroom pushbutton, 22 mm, round, metal, shiny, red, 40 mm, 3 switch positions, latches after pushing in, unlatches by pull-to-unlatch mechanism to center position, after pulling out the button Retraction to center position | 1570 | 1 | Z9 | 1
3SU1050-1ED10-0AA0 |  | Mushroom pushbutton, 22 mm, round, metal, shiny, black, 40 mm, 3 switch positions, after pushing in Retraction to center position, after pulling out the button Retraction to center position | 1420 | 1 | Z9 | 1
3SU1050-1ED20-0AA0 |  | Mushroom pushbutton, 22 mm, round, metal, shiny, red, 40 mm, 3 switch positions, after pushing in Retraction to center position, after pulling out the button Retraction to center position | 1420 | 1 | Z9 | 1
3SU1050-1GB20-0AA0 |  | EMERGENCY STOP mushroom pushbutton, 22 mm, round, metal, shiny, red, 30 mm, positive latching, acc. to EN ISO 13850, rotate-to-unlatch | 629 | 1 | Z9 | 1
3SU1050-1HA20-0AA0 |  | EMERGENCY STOP mushroom pushbutton, 22 mm, round, metal, shiny, red, 40 mm, positive latching, acc. to EN ISO 13850, pull-to-unlatch mechanism | 627 | 1 | Z9 | 1
3SU1050-1HB10-0AA0 |  | mushroom pushbutton, 22 mm, round, metal, shiny, black, 40 mm, positive latching, rotate to unlatch | 627 | 1 | Z9 | 1
3SU1050-1HB20-0AA0 |  | EMERGENCY STOP mushroom pushbutton, 22 mm, round, metal, shiny, red, 40 mm, positive latching, acc. to EN ISO 13850, rotate-to-unlatch | 627 | 1 | Z9 | 1
3SU1050-1HB30-0AA0 |  | mushroom pushbutton, 22 mm, round, metal, shiny, yellow, 40 mm, positive latching, rotate to unlatch | 627 | 1 | Z9 | 1
3SU1050-1HF20-0AA0 |  | EMERGENCY STOP mushroom pushbutton, 22 mm, round, metal, shiny, red, 40 mm, with RONIS lock, lock number SB30, positive latching, acc. to EN ISO 13850, key-operated release | 1320 | 1 | Z9 | 1
3SU1050-1HG20-0AA0 |  | EMERGENCY STOP mushroom pushbutton, 22 mm, round, metal, shiny, red, 40 mm, with RONIS lock, lock number 455, positive latching, acc. to EN ISO 13850, key-operated release | 1320 | 1 | Z9 | 1
3SU1050-1HH20-0AA0 |  | EMERGENCY STOP mushroom pushbutton, 22 mm, round, metal, shiny, red, 40 mm, with RONIS lock, lock No. 421, positive latching, acc. to EN ISO 13850, key-operated release | 1320 | 1 | Z9 | 1
3SU1050-1HK20-0AA0 |  | EMERGENCY-OFF mushroom pushbutton, 22 mm, round, metal, shiny, red, 40 mm, with Siemens lock, B, lock number S1, positive latching, according to DIN EN ISO 13850, key-operated release | 2840 | 1 | Z9 | 1
3SU1050-1HM20-0AA0 |  | EMERGENCY-OFF mushroom pushbutton, 22 mm, round, metal, shiny, red, 40 mm, with Siemens lock, B, lock number E7 (VW), positive latching, according to DIN EN ISO 13850, key-operated release, supplied without key | 2840 | 1 | Z9 | 1
3SU1050-1HN20-0AA0 |  | EMERGENCY-OFF mushroom pushbutton, 22 mm, round, metal, shiny, red, 40 mm, with Siemens lock, B, lock number E9 (VW), positive latching, according to DIN EN ISO 13850, key-operated release, supplied without key | 3170 | 1 | Z9 | 1
3SU1050-1HQ20-0AA0 |  | EMERGENCY-OFF mushroom pushbutton, 22 mm, round, metal, shiny, red, 40 mm, with O.M.R. lock, lock number 73037, positive latching, according to DIN EN ISO 13850, key-operated release | 3510 | 1 | Z9 | 1
3SU1050-1HR20-0AA0 |  | EMERGENCY-OFF mushroom pushbutton, 22 mm, round, metal, shiny, red, 40 mm, with Siemens lock, C, lock number S-10-CG, positive latching, according to DIN EN ISO 13850, key-operated release | 2110 | 1 | Z9 | 1
3SU1050-1HS20-0AA0 |  | EMERGENCY-OFF mushroom pushbutton, 22 mm, round, metal, shiny, red, 40 mm, with Siemens lock, C, lock number SSP9, positive latching, according to DIN EN ISO 13850, key-operated release | 2110 | 1 | Z9 | 1
3SU1050-1HU10-0AA0 |  | mushroom pushbutton, 22 mm, round, metal, shiny, black, 40 mm, with Siemens lock, C, lock number VL5, positive latching, key-operated release | 3970 | 1 | Z9 | 1
3SU1050-1HU20-0AA0 |  | EMERGENCY-OFF mushroom pushbutton, 22 mm, round, metal, shiny, red, 40 mm, with Siemens lock, C, lock number VL5, positive latching, according to DIN EN ISO 13850, key-operated release | 3060 | 1 | Z9 | 1
3SU1050-1HV20-0AA0 |  | EMERGENCY-OFF mushroom pushbutton, 22 mm, round, metal, shiny, red, 40 mm, with Siemens lock, C, lock number VL1, positive latching, according to DIN EN ISO 13850, key-operated release | 3060 | 1 | Z9 | 1
3SU1050-1JB20-0AA0 |  | EMERGENCY STOP mushroom pushbutton, 22 mm, round, metal, shiny, red, 60 mm, positive latching, acc. to EN ISO 13850, rotate-to-unlatch | 696 | 1 | Z9 | 1
3SU1050-2AS60-0AA0 |  | Selector switch, 22 mm, round, metal, shiny, white, Rotary knob, 4 switch positions I-II-III-IV, latching, Actuating angle 4x90Â°, 3h/6h/9h/12h | 664 | 1 | Z9 | 1
3SU1050-3AB11-0AA0 |  | Twin pushbutton, 22 mm, round, metal, shiny, black, black, pushbuttons, flat | 428 | 1 | Z9 | 1
3SU1050-3AB11-0AQ0 |  | Twin pushbutton, 22 mm, round, metal, shiny, Black: Symbol 5264 IEC 60417, Black: Symbol 5265 IEC 60417, pushbuttons, flat horizontal installation | 468 | 1 | Z9 | 1
3SU1050-3AB42-0AA0 |  | Twin pushbutton, 22 mm, round, metal, shiny, green, red, pushbuttons, flat | 428 | 1 | Z9 | 1
3SU1050-3AB42-0AK0 |  | Twin pushbutton, 22 mm, round, metal, shiny, green: I, red: O, pushbuttons, flat | 468 | 1 | Z9 | 1
3SU1050-3AB61-0AA0 |  | Twin pushbutton, 22 mm, round, metal, shiny, white, black, pushbuttons, flat | 428 | 1 | Z9 | 1
3SU1050-3AB61-0AK0 |  | Twin pushbutton, 22 mm, round, metal, shiny, white: I, Black: O, pushbuttons, flat | 468 | 1 | Z9 | 1
3SU1050-3AB66-0AA0 |  | Twin pushbutton, 22 mm, round, metal, shiny, white, white, pushbuttons, flat | 428 | 1 | Z9 | 1
3SU1050-3AB66-0AL0 |  | Twin pushbutton, 22 mm, round, metal, shiny, white: -, white: +, pushbuttons, flat | 468 | 1 | Z9 | 1
3SU1050-3AB66-0AM0 |  | Twin pushbutton, 22 mm, round, metal, shiny, white: arrow pointing left, white: Arrow pointing right, pushbuttons, flat | 468 | 1 | Z9 | 1
3SU1050-3BB42-0AA0 |  | Twin pushbutton, 22 mm, round, metal, shiny, green, red, pushbuttons, flat and raised | 428 | 1 | Z9 | 1
3SU1050-3BB42-0AK0 |  | Twin pushbutton, 22 mm, round, metal, shiny, green: I, red: O, pushbuttons, flat and raised | 468 | 1 | Z9 | 1
3SU1050-3BB61-0AA0 |  | Twin pushbutton, 22 mm, round, metal, shiny, white, black, pushbuttons, flat and raised | 428 | 1 | Z9 | 1
3SU1050-3BB61-0AK0 |  | Twin pushbutton, 22 mm, round, metal, shiny, white: I, Black: O, pushbuttons, flat and raised | 468 | 1 | Z9 | 1
3SU1050-3EA10-0AA0 |  | Toggle switch, 22 mm, round, metal shiny, black, 2 switch positions O-I, latching | 532 | 1 | Z9 | 1
3SU1050-3EC10-0AA0 |  | Toggle switch, 22 mm, round, metal shiny, black, 2 switch positions O<I, momentary contact type, connection from top | 532 | 1 | Z9 | 1
3SU1050-4BC01-0AA0 |  | RONIS key-operated switch, 22 mm, round, metal, shiny, lock number SB30, with 2 keys, 2 switch positions O<I, momentary contact type, Actuating angle 45Â°, 10:30h/12h, key removal O, possible special locks: SB31, 421, 455 | 986 | 1 | Z9 | 1
3SU1050-4BF01-0AA0 |  | RONIS key-operated switch, 22 mm, round, metal, shiny, lock number SB30, with 2 keys, 2 switch positions O-I, latching, actuating angle 90Â°, 10:30h/13:30h, key removal O, possible special locks: SB31, 421, 455 | 986 | 1 | Z9 | 1
3SU1050-4BF11-0AA0 |  | RONIS key-operated switch, 22 mm, round, metal, shiny, lock number SB30, with 2 keys, 2 switch positions O-I, latching, actuating angle 90Â°, 10:30h/13:30h, key removal O+I, possible special locks: SB31, 421, 455 | 986 | 1 | Z9 | 1
3SU1050-4BF21-0AA0 |  | RONIS key-operated switch, 22 mm, round, metal, shiny, lock number SB30, with 2 keys, 2 switch positions O-I, latching, actuating angle 90Â°, 10:30h/13:30h, key removal I, possible special locks: SB31, 421, 455 | 986 | 1 | Z9 | 1
3SU1050-4BL01-0AA0 |  | RONIS key-operated switch, 22 mm, round, metal, shiny, lock number SB30, with 2 keys, 3 switch positions I-O-II, latching, actuating angle 2x45Â°, 10:30h/12h/13:30h, key removal O, possible special locks: SB31, 421, 455 | 1050 | 1 | Z9 | 1
3SU1050-4BL11-0AA0 |  | RONIS key-operated switch, 22 mm, round, metal, shiny, lock number SB30, with 2 keys, 3 switch positions I-O-II, latching, actuating angle 2x45Â°, 10:30h/12h/13:30h, Key removal I+O+II, possible special locks: SB31, 421, 455 | 1050 | 1 | Z9 | 1
3SU1050-4BL21-0AA0 |  | RONIS key-operated switch, 22 mm, round, metal, shiny, lock number SB30, with 2 keys, 3 switch positions I-O-II, latching, actuating angle 2x45Â°, 10:30h/12h/13:30h, key removal I, possible special locks: SB31, 421, 455 | 1050 | 1 | Z9 | 1
3SU1050-4BL31-0AA0 |  | RONIS key-operated switch, 22 mm, round, metal, shiny, lock number SB30, with 2 keys, 3 switch positions I-O-II, latching, actuating angle 2x45Â°, 10:30h/12h/13:30h, Key removal II, possible special locks: SB31, 421, 455 | 1050 | 1 | Z9 | 1
3SU1050-4BL41-0AA0 |  | RONIS key-operated switch, 22 mm, round, metal, shiny, lock number SB30, with 2 keys, 3 switch positions I-O-II, latching, actuating angle 2x45Â°, 10:30h/12h/13:30h, Key removal I+II, possible special locks: SB31, 421, 455 | 1050 | 1 | Z9 | 1
3SU1050-4BL51-0AA0 |  | RONIS key-operated switch, 22 mm, round, metal, shiny, lock number SB30, with 2 keys, 3 switch positions I-O-II, latching, actuating angle 2x45Â°, 10:30h/12h/13:30h, key removal O+I, possible special locks: SB31, 421, 455 | 1050 | 1 | Z9 | 1
3SU1050-4BM01-0AA0 |  | RONIS key-operated switch, 22 mm, round, metal, shiny, lock number SB30, with 2 keys, 3 switch positions I>O<II, momentary contact type, actuating angle 2x45Â°, 10:30h/12h/13:30h, key removal O, possible special locks: SB31, 421, 455 | 986 | 1 | Z9 | 1
3SU1050-4BN01-0AA0 |  | RONIS key-operated switch, 22 mm, round, metal, shiny, lock number SB30, with 2 keys, 3 switch positions I-O<II, left latching, right momentary contact type, actuating angle 2x45Â°, 10:30h/12h/13:30h, key removal O, possible special locks: SB31, 421, 455 | 1020 | 1 | Z9 | 1
3SU1050-4BN21-0AA0 |  | RONIS key-operated switch, 22 mm, round, metal, shiny, lock number SB30, with 2 keys, 3 switch positions I-O<II, left latching, right momentary contact type, actuating angle 2x45Â°, 10:30h/12h/13:30h, key removal I, possible special locks: SB31, 421, 455 | 1020 | 1 | Z9 | 1
3SU1050-4BN51-0AA0 |  | RONIS key-operated switch, 22 mm, round, metal, shiny, lock number SB30, with 2 keys, 3 switch positions I-O<II, left latching, right momentary contact type, actuating angle 2x45Â°, 10:30h/12h/13:30h, key removal O+I, possible special locks: SB31, 421, 455 | 1020 | 1 | Z9 | 1
3SU1050-4BP01-0AA0 |  | RONIS key-operated switch, 22 mm, round, metal, shiny, lock number SB30, with 2 keys, 3 switch positions I>O<II, momentary contact on the left, latching on the right, actuating angle 2x45Â°, 10:30h/12h/13:30h, key removal O, possible special locks: SB31, 421, 455 | 1020 | 1 | Z9 | 1
3SU1050-4BP61-0AA0 |  | RONIS key-operated switch, 22 mm, round, metal, shiny, lock number SB30, with 2 keys, 3 switch positions I>O<II, momentary contact on the left, latching on the right, actuating angle 2x45Â°, 10:30h/12h/13:30h, Key removal O+II, possible special locks: SB31, 421, 455 | 1020 | 1 | Z9 | 1
3SU1050-4CC01-0AA0 |  | RONIS key-operated switch, 22 mm, round, metal, shiny, lock number 455, with 2 keys, 2 switch positions O<I, momentary contact type, Actuating angle 45Â°, 10:30h/12h, Key removal O | 986 | 1 | Z9 | 1
3SU1050-4CF01-0AA0 |  | RONIS key-operated switch, 22 mm, round, metal, shiny, lock number 455, with 2 keys, 2 switch positions O-I, latching, actuating angle 90Â°, 10:30h/13:30h, Key removal O | 986 | 1 | Z9 | 1
3SU1050-4CF11-0AA0 |  | RONIS key-operated switch, 22 mm, round, metal, shiny, lock number 455, with 2 keys, 2 switch positions O-I, latching, actuating angle 90Â°, 10:30h/13:30h, Key removal O+I | 986 | 1 | Z9 | 1
3SU1050-4CF21-0AA0 |  | RONIS key-operated switch, 22 mm, round, metal, shiny, lock number 455, with 2 keys, 2 switch positions O-I, latching, actuating angle 90Â°, 10:30h/13:30h, Key removal I | 986 | 1 | Z9 | 1
3SU1050-4CL01-0AA0 |  | RONIS key-operated switch, 22 mm, round, metal, shiny, lock number 455, with 2 keys, 3 switch positions I-O-II, latching, actuating angle 2x45Â°, 10:30h/12h/13:30h, Key removal O | 1050 | 1 | Z9 | 1
3SU1050-4CL11-0AA0 |  | RONIS key-operated switch, 22 mm, round, metal, shiny, lock number 455, with 2 keys, 3 switch positions I-O-II, latching, actuating angle 2x45Â°, 10:30h/12h/13:30h, Key removal I+O+II | 1050 | 1 | Z9 | 1
3SU1050-4CM01-0AA0 |  | RONIS key-operated switch, 22 mm, round, metal, shiny, lock number 455, with 2 keys, 3 switch positions I>O<II, momentary contact type, actuating angle 2x45Â°, 10:30h/12h/13:30h, Key removal O | 986 | 1 | Z9 | 1
3SU1050-4DF11-0AA0 |  | RONIS key-operated switch, 22 mm, round, metal, shiny, Lock No. 421, with 2 keys, 2 switch positions O-I, latching, actuating angle 90Â°, 10:30h/13:30h, Key removal O+I | 986 | 1 | Z9 | 1
3SU1050-4DL11-0AA0 |  | RONIS key-operated switch, 22 mm, round, metal, shiny, Lock No. 421, with 2 keys, 3 switch positions I-O-II, latching, actuating angle 2x45Â°, 10:30h/12h/13:30h, Key removal I+O+II | 1050 | 1 | Z9 | 1
3SU1050-4FC01-0AA0 |  | key-operated switch O.M.R, 22 mm, round, metal, shiny, lock number 73037, red, with 2 keys, 2 switch positions O<I, momentary contact type, actuating angle 45Â°, 10:30h/12h, key removal O | 1510 | 1 | Z9 | 1
3SU1050-4FF01-0AA0 |  | key-operated switch O.M.R, 22 mm, round, metal, shiny, lock number 73037, red, with 2 keys, 2 switch positions O-I, latching, actuating angle 90Â°, 10:30h/13:30h, key removal O | 1510 | 1 | Z9 | 1
3SU1050-4FF11-0AA0 |  | key-operated switch O.M.R, 22 mm, round, metal, shiny, lock number 73037, red, with 2 keys, 2 switch positions O-I, latching, actuating angle 90Â°, 10:30h/13:30h, key removal O+I | 1510 | 1 | Z9 | 1
3SU1050-4FF21-0AA0 |  | key-operated switch O.M.R, 22 mm, round, metal, shiny, lock number 73037, red, with 2 keys, 2 switch positions O-I, latching, actuating angle 90Â°, 10:30h/13:30h, key removal I | 1510 | 1 | Z9 | 1
3SU1050-4FL11-0AA0 |  | key-operated switch O.M.R, 22 mm, round, metal, shiny, lock number 73037, red, with 2 keys, 3 switch positions I-O-II, latching, actuating angle 2x45Â°, 10:30h/12h/13:30h, key removal I+O+II | 1510 | 1 | Z9 | 1
3SU1050-4GC01-0AA0 |  | key-operated switch O.M.R, 22 mm, round, metal, shiny, lock number 73038, blue, with 2 keys, 2 switch positions O<I, momentary contact type, actuating angle 45Â°, 10:30h/12h, key removal O | 1510 | 1 | Z9 | 1
3SU1050-4GF01-0AA0 |  | key-operated switch O.M.R, 22 mm, round, metal, shiny, lock number 73038, blue, with 2 keys, 2 switch positions O-I, latching, actuating angle 90Â°, 10:30h/13:30h, key removal O | 1510 | 1 | Z9 | 1
3SU1050-4GF11-0AA0 |  | key-operated switch O.M.R, 22 mm, round, metal, shiny, lock number 73038, blue, with 2 keys, 2 switch positions O-I, latching, actuating angle 90Â°, 10:30h/13:30h, key removal O+I | 1510 | 1 | Z9 | 1
3SU1050-4GF21-0AA0 |  | key-operated switch O.M.R, 22 mm, round, metal, shiny, lock number 73038, blue, with 2 keys, 2 switch positions O-I, latching, actuating angle 90Â°, 10:30h/13:30h, key removal I | 1510 | 1 | Z9 | 1
3SU1050-4GL01-0AA0 |  | key-operated switch O.M.R, 22 mm, round, metal, shiny, lock number 73038, blue, with 2 keys, 3 switch positions I-O-II, latching, actuating angle 2x45Â°, 10:30h/12h/13:30h, key removal O | 1510 | 1 | Z9 | 1
3SU1050-4GL11-0AA0 |  | key-operated switch O.M.R, 22 mm, round, metal, shiny, lock number 73038, blue, with 2 keys, 3 switch positions I-O-II, latching, actuating angle 2x45Â°, 10:30h/12h/13:30h, key removal I+O+II | 1510 | 1 | Z9 | 1
3SU1050-4HC01-0AA0 |  | key-operated switch O.M.R, 22 mm, round, metal, shiny, lock number 73034, black, with 2 keys, 2 switch positions O<I, momentary contact type, actuating angle 45Â°, 10:30h/12h, key removal O | 1510 | 1 | Z9 | 1
3SU1050-4HF01-0AA0 |  | key-operated switch O.M.R, 22 mm, round, metal, shiny, lock number 73034, black, with 2 keys, 2 switch positions O-I, latching, actuating angle 90Â°, 10:30h/13:30h, key removal O | 1510 | 1 | Z9 | 1
3SU1050-4HF11-0AA0 |  | key-operated switch O.M.R, 22 mm, round, metal, shiny, lock number 73034, black, with 2 keys, 2 switch positions O-I, latching, actuating angle 90Â°, 10:30h/13:30h, key removal O+I | 1510 | 1 | Z9 | 1
3SU1050-4HF21-0AA0 |  | key-operated switch O.M.R, 22 mm, round, metal, shiny, lock number 73034, black, with 2 keys, 2 switch positions O-I, latching, actuating angle 90Â°, 10:30h/13:30h, key removal I | 1510 | 1 | Z9 | 1
3SU1050-4HL01-0AA0 |  | key-operated switch O.M.R, 22 mm, round, metal, shiny, lock number 73034, black, with 2 keys, 3 switch positions I-O-II, latching, actuating angle 2x45Â°, 10:30h/12h/13:30h, key removal O | 1510 | 1 | Z9 | 1
3SU1050-4HL11-0AA0 |  | key-operated switch O.M.R, 22 mm, round, metal, shiny, lock number 73034, black, with 2 keys, 3 switch positions I-O-II, latching, actuating angle 2x45Â°, 10:30h/12h/13:30h, key removal I+O+II | 1510 | 1 | Z9 | 1
3SU1050-4HM01-0AA0 |  | key-operated switch O.M.R, 22 mm, round, metal, shiny, lock number 73034, black, with 2 keys, 3 switch positions I>O<II, momentary contact type, actuating angle 2x45Â°, 10:30h/12h/13:30h, key removal O | 1510 | 1 | Z9 | 1
3SU1050-4HP31-0AA0 |  | key-operated switch O.M.R, 22 mm, round, metal, shiny, lock number 73034, black, with 2 keys, 3 switch positions I>O<II, momentary contact type on the left, latching on the right, actuating angle 2x45Â°, 10:30h/12h/13:30h, key removal II | 1490 | 1 | Z9 | 1
3SU1050-4JC01-0AA0 |  | key-operated switch O.M.R, 22 mm, round, metal, shiny, lock number 73033, yellow, with 2 keys, 2 switch positions O<I, momentary contact type, actuating angle 45Â°, 10:30h/12h, key removal O | 1510 | 1 | Z9 | 1
3SU1050-4JF01-0AA0 |  | key-operated switch O.M.R, 22 mm, round, metal, shiny, lock number 73033, yellow, with 2 keys, 2 switch positions O-I, latching, actuating angle 90Â°, 10:30h/13:30h, key removal O | 1510 | 1 | Z9 | 1
3SU1050-4JF11-0AA0 |  | key-operated switch O.M.R, 22 mm, round, metal, shiny, lock number 73033, yellow, with 2 keys, 2 switch positions O-I, latching, actuating angle 90Â°, 10:30h/13:30h, key removal O+I | 1510 | 1 | Z9 | 1
3SU1050-4JF21-0AA0 |  | key-operated switch O.M.R, 22 mm, round, metal, shiny, lock number 73033, yellow, with 2 keys, 2 switch positions O-I, latching, actuating angle 90Â°, 10:30h/13:30h, key removal I | 1510 | 1 | Z9 | 1
3SU1050-4JP31-0AA0 |  | key-operated switch O.M.R, 22 mm, round, metal, shiny, lock number 73033, yellow, with 2 keys, 3 switch positions I>O<II, momentary contact type on the left, latching on the right, actuating angle 2x45Â°, 10:30h/12h/13:30h, key removal II | 1490 | 1 | Z9 | 1
3SU1050-5BC01-0AA0 |  | Siemens keyswitch, C, 22 mm, round, metal, shiny, lock number S-10-CG, with 2 keys, 2 switch positions O<I, momentary contact type, actuating angle 45Â°, 10:30h/12h, key removal O | 2380 | 1 | Z9 | 1
3SU1050-5BF01-0AA0 |  | Siemens keyswitch, C, 22 mm, round, metal, shiny, lock number S-10-CG, with 2 keys, 2 switch positions O-I, latching, actuating angle 90Â°, 10:30h/13:30h, key removal O | 2380 | 1 | Z9 | 1
3SU1050-5BF11-0AA0 |  | Siemens keyswitch, C, 22 mm, round, metal, shiny, lock number S-10-CG, with 2 keys, 2 switch positions O-I, latching, actuating angle 90Â°, 10:30h/13:30h, key removal O+I | 2380 | 1 | Z9 | 1
3SU1050-5BF21-0AA0 |  | Siemens keyswitch, C, 22 mm, round, metal, shiny, lock number S-10-CG, with 2 keys, 2 switch positions O-I, latching, actuating angle 90Â°, 10:30h/13:30h, key removal I | 2380 | 1 | Z9 | 1
3SU1050-5BL01-0AA0 |  | Siemens keyswitch, C, 22 mm, round, metal, shiny, lock number S-10-CG, with 2 keys, 3 switch positions I-O-II, latching, actuating angle 2x45Â°, 10:30h/12h/13:30h, key removal O | 2380 | 1 | Z9 | 1
3SU1050-5BL11-0AA0 |  | Siemens keyswitch, C, 22 mm, round, metal, shiny, lock number S-10-CG, with 2 keys, 3 switch positions I-O-II, latching, actuating angle 2x45Â°, 10:30h/12h/13:30h, key removal I+O+II | 2380 | 1 | Z9 | 1
3SU1050-5BL21-0AA0 |  | Siemens keyswitch, C, 22 mm, round, metal, shiny, lock number S-10-CG, with 2 keys, 3 switch positions I-O-II, latching, actuating angle 2x45Â°, 10:30h/12h/13:30h, key removal I | 2380 | 1 | Z9 | 1
3SU1050-5BL31-0AA0 |  | Siemens keyswitch, C, 22 mm, round, metal, shiny, lock number S-10-CG, with 2 keys, 3 switch positions I-O-II, latching, actuating angle 2x45Â°, 10:30h/12h/13:30h, key removal II | 2380 | 1 | Z9 | 1
3SU1050-5BL41-0AA0 |  | Siemens keyswitch, C, 22 mm, round, metal, shiny, lock number S-10-CG, with 2 keys, 3 switch positions I-O-II, latching, actuating angle 2x45Â°, 10:30h/12h/13:30h, key removal I+II | 2380 | 1 | Z9 | 1
3SU1050-5BM01-0AA0 |  | Siemens keyswitch, C, 22 mm, round, metal, shiny, lock number S-10-CG, with 2 keys, 3 switch positions I>O<II, momentary contact type, actuating angle 2x45Â°, 10:30h/12h/13:30h, key removal O | 2290 | 1 | Z9 | 1
3SU1050-5BN01-0AA0 |  | Siemens keyswitch, C, 22 mm, round, metal, shiny, lock number S-10-CG, with 2 keys, 3 switch positions I-O<II, latching on the left, momentary contact type on the right, actuating angle 2x45Â°, 10:30h/12h/13:30h, key removal O | 2320 | 1 | Z9 | 1
3SU1050-5BN21-0AA0 |  | Siemens keyswitch, C, 22 mm, round, metal, shiny, lock number S-10-CG, with 2 keys, 3 switch positions I-O<II, latching on the left, momentary contact type on the right, actuating angle 2x45Â°, 10:30h/12h/13:30h, key removal I | 2320 | 1 | Z9 | 1
3SU1050-5BN51-0AA0 |  | Siemens keyswitch, C, 22 mm, round, metal, shiny, lock number S-10-CG, with 2 keys, 3 switch positions I-O<II, latching on the left, momentary contact type on the right, actuating angle 2x45Â°, 10:30h/12h/13:30h, key removal O+I | 2320 | 1 | Z9 | 1
3SU1050-5BP01-0AA0 |  | Siemens keyswitch, C, 22 mm, round, metal, shiny, lock number S-10-CG, with 2 keys, 3 switch positions I>O<II, momentary contact type on the left, latching on the right, actuating angle 2x45Â°, 10:30h/12h/13:30h, key removal O | 2320 | 1 | Z9 | 1
3SU1050-5BP31-0AA0 |  | Siemens keyswitch, C, 22 mm, round, metal, shiny, lock number S-10-CG, with 2 keys, 3 switch positions I>O<II, momentary contact type on the left, latching on the right, actuating angle 2x45Â°, 10:30h/12h/13:30h, key removal II | 2320 | 1 | Z9 | 1
3SU1050-5BP61-0AA0 |  | Siemens keyswitch, C, 22 mm, round, metal, shiny, lock number S-10-CG, with 2 keys, 3 switch positions I>O<II, momentary contact type on the left, latching on the right, actuating angle 2x45Â°, 10:30h/12h/13:30h, key removal O+II | 2320 | 1 | Z9 | 1
3SU1050-5HC01-0AA0 |  | Siemens keyswitch, C, 22 mm, round, metal, shiny, lock number LSG1, with 2 keys, 2 switch positions O<I, momentary contact type, actuating angle 45Â°, 10:30h/12h, key removal O | 2380 | 1 | Z9 | 1
3SU1050-5HF01-0AA0 |  | Siemens keyswitch, C, 22 mm, round, metal, shiny, lock number LSG1, with 2 keys, 2 switch positions O-I, latching, actuating angle 90Â°, 10:30h/13:30h, key removal O | 2320 | 1 | Z9 | 1
3SU1050-5HF11-0AA0 |  | Siemens keyswitch, C, 22 mm, round, metal, shiny, lock number LSG1, with 2 keys, 2 switch positions O-I, latching, actuating angle 90Â°, 10:30h/13:30h, key removal O+I | 2320 | 1 | Z9 | 1
3SU1050-5JF01-0AA0 |  | Siemens keyswitch, C, with key monitoring, 22 mm, round, metal shiny, lock number S-10-CG with 2 keys, 2 switch positions O-I, latching, actuating angle 90Â°, 10:30h/13:30h, key removal/ejection in O | 7670 | 1 | Z9 | 1
3SU1050-5JL01-0AA0 |  | Siemens keyswitch, C, with key monitoring, 22 mm, round, metal shiny, lock number S-10-CG with 2 keys, 3 switch positions I-O-II, latching, actuating angle 2x45Â°, 10:30h/12h/13:30h, key removal/ejection in O | 7670 | 1 | Z9 | 1
3SU1050-5KC01-0AA0 |  | Siemens keyswitch, C, 22 mm, round, metal, shiny, lock number VL5, with 2 keys, 2 switch positions O<I, momentary contact type, actuating angle 45Â°, 10:30h/12h, key removal O | 4070 | 1 | Z9 | 1
3SU1050-5KF01-0AA0 |  | Siemens keyswitch, C, 22 mm, round, metal, shiny, lock number VL5, with 2 keys, 2 switch positions O-I, latching, actuating angle 90Â°, 10:30h/13:30h, key removal O | 4120 | 1 | Z9 | 1
3SU1050-5LC01-0AA0 |  | Siemens keyswitch, C, 22 mm, round, metal, shiny, lock number STGH10, with 2 keys, 2 switch positions O<I, momentary contact type, actuating angle 45Â°, 10:30h/12h, key removal O | 4070 | 1 | Z9 | 1
3SU1050-5LF11-0AA0 |  | Siemens keyswitch, C, 22 mm, round, metal, shiny, lock number STGH10, with 2 keys, 2 switch positions O-I, latching, actuating angle 90Â°, 10:30h/13:30h, key removal O+I | 3910 | 1 | Z9 | 1
3SU1050-5LM01-0AA0 |  | Siemens keyswitch, C, 22 mm, round, metal, shiny, lock number STGH10, with 2 keys, 3 switch positions I>O<II, momentary contact type, actuating angle 2x45Â°, 10:30h/12h/13:30h, key removal O | 3980 | 1 | Z9 | 1
3SU1050-5LN51-0AA0 |  | Siemens keyswitch, C, 22 mm, round, metal, shiny, lock number STGH10, with 2 keys, 3 switch positions I-O<II, latching on the left, momentary contact type on the right, actuating angle 2x45Â°, 10:30h/12h/13:30h, key removal O+I | 3980 | 1 | Z9 | 1
3SU1050-5PC01-0AA0 |  | Siemens keyswitch, B, 22 mm, round, metal, shiny, lock number S1, with 2 keys, 2 switch positions O<I, momentary contact type, actuating angle 45Â°, 10:30h/12h, key removal O | 3630 | 1 | Z9 | 1
3SU1050-5PF01-0AA0 |  | Siemens keyswitch, B, 22 mm, round, metal, shiny, lock number S1, with 2 keys, 2 switch positions O-I, latching, actuating angle 90Â°, 10:30h/13:30h, key removal O | 3630 | 1 | Z9 | 1
3SU1050-5PF11-0AA0 |  | Siemens keyswitch, B, 22 mm, round, metal, shiny, lock number S1, with 2 keys, 2 switch positions O-I, latching, actuating angle 90Â°, 10:30h/13:30h, key removal O+I | 3630 | 1 | Z9 | 1
3SU1050-5PF21-0AA0 |  | Siemens keyswitch, B, 22 mm, round, metal, shiny, lock number S1, with 2 keys, 2 switch positions O-I, latching, actuating angle 90Â°, 10:30h/13:30h, key removal I | 3630 | 1 | Z9 | 1
3SU1050-5PL01-0AA0 |  | Siemens keyswitch, B, 22 mm, round, metal, shiny, lock number S1, with 2 keys, 3 switch positions I-O-II, latching, actuating angle 2x45Â°, 10:30h/12h/13:30h, key removal O | 3410 | 1 | Z9 | 1
3SU1050-5PL11-0AA0 |  | Siemens keyswitch, B, 22 mm, round, metal, shiny, lock number S1, with 2 keys, 3 switch positions I-O-II, latching, actuating angle 2x45Â°, 10:30h/12h/13:30h, key removal I+O+II | 3410 | 1 | Z9 | 1
3SU1050-5PL21-0AA0 |  | Siemens keyswitch, B, 22 mm, round, metal, shiny, lock number S1, with 2 keys, 3 switch positions I-O-II, latching, actuating angle 2x45Â°, 10:30h/12h/13:30h, key removal I | 3410 | 1 | Z9 | 1
3SU1050-5PL41-0AA0 |  | Siemens keyswitch, B, 22 mm, round, metal, shiny, lock number S1, with 2 keys, 3 switch positions I-O-II, latching, actuating angle 2x45Â°, 10:30h/12h/13:30h, key removal I+II | 3410 | 1 | Z9 | 1
3SU1050-5PM01-0AA0 |  | Siemens keyswitch, B, 22 mm, round, metal, shiny, lock number S1, with 2 keys, 3 switch positions I>O<II, momentary contact type, actuating angle 2x45Â°, 10:30h/12h/13:30h, key removal O | 3410 | 1 | Z9 | 1
3SU1050-5PN01-0AA0 |  | Siemens keyswitch, B, 22 mm, round, metal, shiny, lock number S1, with 2 keys, 3 switch positions I-O<II, latching on the left, momentary contact type on the right, actuating angle 2x45Â°, 10:30h/12h/13:30h, key removal O | 3410 | 1 | Z9 | 1
3SU1050-5PN21-0AA0 |  | Siemens keyswitch, B, 22 mm, round, metal, shiny, lock number S1, with 2 keys, 3 switch positions I-O<II, latching on the left, momentary contact type on the right, actuating angle 2x45Â°, 10:30h/12h/13:30h, key removal I | 3410 | 1 | Z9 | 1
3SU1050-5PN51-0AA0 |  | Siemens keyswitch, B, 22 mm, round, metal, shiny, lock number S1, with 2 keys, 3 switch positions I-O<II, latching on the left, momentary contact type on the right, actuating angle 2x45Â°, 10:30h/12h/13:30h, key removal O+I | 3410 | 1 | Z9 | 1
3SU1050-5PP01-0AA0 |  | Siemens keyswitch, B, 22 mm, round, metal, shiny, lock number S1, with 2 keys, 3 switch positions I>O<II, momentary contact type on the left, latching on the right, actuating angle 2x45Â°, 10:30h/12h/13:30h, key removal O | 3410 | 1 | Z9 | 1
3SU1050-5QF01-0AA0 |  | Siemens keyswitch, B, 22 mm, round, metal, shiny, lock number E1 (VW), without key, 2 switch positions O-I, latching, actuating angle 90Â°, 10:30h/13:30h, key removal O | 3630 | 1 | Z9 | 1
3SU1050-5QF11-0AA0 |  | Siemens keyswitch, B, 22 mm, round, metal, shiny, lock number E1 (VW), without key, 2 switch positions O-I, latching, actuating angle 90Â°, 10:30h/13:30h, key removal O+I | 3630 | 1 | Z9 | 1
3SU1050-5RF01-0AA0 |  | Siemens keyswitch, B, 22 mm, round, metal, shiny, lock number E2 (VW), without key, 2 switch positions O-I, latching, actuating angle 90Â°, 10:30h/13:30h, key removal O | 3630 | 1 | Z9 | 1
3SU1050-5RF11-0AA0 |  | Siemens keyswitch, B, 22 mm, round, metal, shiny, lock number E2 (VW), without key, 2 switch positions O-I, latching, actuating angle 90Â°, 10:30h/13:30h, key removal O+I | 3630 | 1 | Z9 | 1
3SU1050-5SF01-0AA0 |  | Siemens keyswitch, B, 22 mm, round, metal, shiny, lock number E7 (VW), without key, 2 switch positions O-I, latching, actuating angle 90Â°, 10:30h/13:30h, key removal O | 3630 | 1 | Z9 | 1
3SU1050-5SF11-0AA0 |  | Siemens keyswitch, B, 22 mm, round, metal, shiny, lock number E7 (VW), without key, 2 switch positions O-I, latching, actuating angle 90Â°, 10:30h/13:30h, key removal O+I | 3630 | 1 | Z9 | 1
3SU1050-5TF01-0AA0 |  | Siemens keyswitch, B, 22 mm, round, metal, shiny, lock number E9 (VW), without key, 2 switch positions O-I, latching, actuating angle 90Â°, 10:30h/13:30h, key removal O | 3630 | 1 | Z9 | 1
3SU1050-5TF11-0AA0 |  | Siemens keyswitch, B, 22 mm, round, metal, shiny, lock number E9 (VW), without key, 2 switch positions O-I, latching, actuating angle 90Â°, 10:30h/13:30h, key removal O+I | 3630 | 1 | Z9 | 1
3SU1050-7AA88-0AA0 |  | Coordinate switch, 22 mm, round, metal shiny, black, 2 switch positions, horizontal latching, without mechanical interlocking | 2050 | 1 | Z9 | 1
3SU1050-7AB88-0AA0 |  | Coordinate switch, 22 mm, round, metal shiny, black, 2 switch positions, vertical latching, without mechanical interlocking | 2050 | 1 | Z9 | 1
3SU1050-7AC88-0AA0 |  | Coordinate switch, 22 mm, round, metal shiny, black, 2 switch positions, horizontal momentary contact type, without mechanical interlocking | 2050 | 1 | Z9 | 1
3SU1050-7AD88-0AA0 |  | Coordinate switch, 22 mm, round, metal shiny, black, 2 switch positions, vertical momentary contact type, without mechanical interlocking | 2050 | 1 | Z9 | 1
3SU1050-7AE88-0AA0 |  | Coordinate switch, 22 mm, round, metal shiny, black, 4 switch positions, latching, without mechanical interlocking | 2160 | 1 | Z9 | 1
3SU1050-7AF88-0AA0 |  | Coordinate switch, 22 mm, round, metal shiny, black, 4 switch positions, momentary contact type, without mechanical interlocking | 2160 | 1 | Z9 | 1
3SU1050-7BA88-0AA0 |  | Coordinate switch, 22 mm, round, metal shiny, black, 2 switch positions, horizontal latching, with mechanical interlocking | 2570 | 1 | Z9 | 1
3SU1050-7BB88-0AA0 |  | Coordinate switch, 22 mm, round, metal shiny, black, 2 switch positions, vertical latching, with mechanical interlocking | 2570 | 1 | Z9 | 1
3SU1050-7BC88-0AA0 |  | Coordinate switch, 22 mm, round, metal shiny, black, 2 switch positions, horizontal momentary contact type, with mechanical interlocking | 2570 | 1 | Z9 | 1
3SU1050-7BD88-0AA0 |  | Coordinate switch, 22 mm, round, metal shiny, black, 2 switch positions, vertical momentary contact type, with mechanical interlocking | 2570 | 1 | Z9 | 1
3SU1050-7BE88-0AA0 |  | Coordinate switch, 22 mm, round, metal shiny, black, 4 switch positions, latching, with mechanical interlocking | 2660 | 1 | Z9 | 1
3SU1050-7BF88-0AA0 |  | coordinate switch, 22 mm, round, metal shiny, black, 4 switch positions, momentary contact type, with mechanical interlocking | 2660 | 1 | Z9 | 1
3SU1051-0AA20-0AA0 |  | Illuminated pushbutton, 22 mm, round, metal, shiny, red, pushbutton, flat, latching, Push-to-release mechanism | 454 | 1 | Z9 | 1
3SU1051-0AA30-0AA0 |  | Illuminated pushbutton, 22 mm, round, metal, shiny, yellow, pushbutton, flat, latching, Push-to-release mechanism | 454 | 1 | Z9 | 1
3SU1051-0AA40-0AA0 |  | Illuminated pushbutton, 22 mm, round, metal, shiny, green, pushbutton, flat, latching, Push-to-release mechanism | 454 | 1 | Z9 | 1
3SU1051-0AA50-0AA0 |  | Illuminated pushbutton, 22 mm, round, metal, shiny, blue, pushbutton, flat, latching, Push-to-release mechanism | 454 | 1 | Z9 | 1
3SU1051-0AA60-0AA0 |  | Illuminated pushbutton, 22 mm, round, metal, shiny, white, pushbutton, flat, latching, Push-to-release mechanism | 454 | 1 | Z9 | 1
3SU1051-0AA70-0AA0 |  | Illuminated pushbutton, 22 mm, round, metal, shiny, clear, pushbutton, flat, latching, Push-to-release mechanism | 454 | 1 | Z9 | 1
3SU1051-0AB00-0AA0 |  | Illuminated pushbutton, 22 mm, round, metal, shiny, amber, pushbutton, flat, momentary contact type | 268 | 1 | Z9 | 1
3SU1051-0AB20-0AA0 |  | Illuminated pushbutton, 22 mm, round, metal, shiny, red, pushbutton, flat, momentary contact type | 268 | 1 | Z9 | 1
3SU1051-0AB30-0AA0 |  | Illuminated pushbutton, 22 mm, round, metal, shiny, yellow, pushbutton, flat, momentary contact type | 268 | 1 | Z9 | 1
3SU1051-0AB40-0AA0 |  | Illuminated pushbutton, 22 mm, round, metal, shiny, green, pushbutton, flat, momentary contact type | 268 | 1 | Z9 | 1
3SU1051-0AB50-0AA0 |  | Illuminated pushbutton, 22 mm, round, metal, shiny, blue, pushbutton, flat, momentary contact type | 268 | 1 | Z9 | 1
3SU1051-0AB60-0AA0 |  | Illuminated pushbutton, 22 mm, round, metal, shiny, white, pushbutton, flat, momentary contact type | 268 | 1 | Z9 | 1
3SU1051-0AB70-0AA0 |  | Illuminated pushbutton, 22 mm, round, metal, shiny, clear, pushbutton, flat, momentary contact type | 268 | 1 | Z9 | 1
3SU1051-0BB00-0AA0 |  | Illuminated pushbutton, 22 mm, round, metal, shiny, amber, pushbutton, raised, momentary contact type | 292 | 1 | Z9 | 1
3SU1051-0BB20-0AA0 |  | Illuminated pushbutton, 22 mm, round, metal, shiny, red, pushbutton, raised, momentary contact type | 292 | 1 | Z9 | 1
3SU1051-0BB30-0AA0 |  | Illuminated pushbutton, 22 mm, round, metal, shiny, yellow, pushbutton, raised, momentary contact type | 292 | 1 | Z9 | 1
3SU1051-0BB40-0AA0 |  | Illuminated pushbutton, 22 mm, round, metal, shiny, green, pushbutton, raised, momentary contact type | 292 | 1 | Z9 | 1
3SU1051-0BB50-0AA0 |  | Illuminated pushbutton, 22 mm, round, metal, shiny, blue, pushbutton, raised, momentary contact type | 292 | 1 | Z9 | 1
3SU1051-0BB60-0AA0 |  | Illuminated pushbutton, 22 mm, round, metal, shiny, white, pushbutton, raised, momentary contact type | 292 | 1 | Z9 | 1
3SU1051-0BB70-0AA0 |  | Illuminated pushbutton, 22 mm, round, metal, shiny, clear, pushbutton, raised, momentary contact type | 292 | 1 | Z9 | 1
3SU1051-0CB40-0AA0 |  | Illuminated pushbutton, 22 mm, round, metal, shiny, green, Front ring, raised, momentary contact type | 278 | 1 | Z9 | 20
3SU1051-1AA00-0AA0 |  | Illuminated mushroom pushbutton, 22 mm, round, metal, shiny, amber, 30 mm, latching, Pull-to-unlatch mechanism | 817 | 1 | Z9 | 1
3SU1051-1AA20-0AA0 |  | Illuminated mushroom pushbutton, 22 mm, round, metal, shiny, red, 30 mm, latching, Pull-to-unlatch mechanism | 817 | 1 | Z9 | 1
3SU1051-1AA30-0AA0 |  | Illuminated mushroom pushbutton, 22 mm, round, metal, shiny, yellow, 30 mm, latching, Pull-to-unlatch mechanism | 817 | 1 | Z9 | 1
3SU1051-1AA40-0AA0 |  | Illuminated mushroom pushbutton, 22 mm, round, metal, shiny, green, 30 mm, latching, Pull-to-unlatch mechanism | 817 | 1 | Z9 | 1
3SU1051-1AA50-0AA0 |  | Illuminated mushroom pushbutton, 22 mm, round, metal, shiny, blue, 30 mm, latching, Pull-to-unlatch mechanism | 817 | 1 | Z9 | 1
3SU1051-1AA70-0AA0 |  | Illuminated mushroom pushbutton, 22 mm, round, metal, shiny, clear, 30 mm, latching, Pull-to-unlatch mechanism | 817 | 1 | Z9 | 1
3SU1051-1AD30-0AA0 |  | Illuminated mushroom pushbutton, 22 mm, round, metal, shiny, yellow, 30 mm, momentary contact type | 435 | 1 | Z9 | 1
3SU1051-1AD40-0AA0 |  | Illuminated mushroom pushbutton, 22 mm, round, metal, shiny, green, 30 mm, momentary contact type | 435 | 1 | Z9 | 1
3SU1051-1AD50-0AA0 |  | Illuminated mushroom pushbutton, 22 mm, round, metal, shiny, blue, 30 mm, momentary contact type | 435 | 1 | Z9 | 1
3SU1051-1AD60-0AA0 |  | Illuminated mushroom pushbutton, 22 mm, round, metal, shiny, white, 30 mm, momentary contact type | 435 | 1 | Z9 | 1
3SU1051-1BA00-0AA0 |  | Illuminated mushroom pushbutton, 22 mm, round, metal, shiny, amber, 40 mm, latching, Pull-to-unlatch mechanism | 817 | 1 | Z9 | 1
3SU1051-1BA20-0AA0 |  | Illuminated mushroom pushbutton, 22 mm, round, metal, shiny, red, 40 mm, latching, Pull-to-unlatch mechanism | 817 | 1 | Z9 | 1
3SU1051-1BA30-0AA0 |  | Illuminated mushroom pushbutton, 22 mm, round, metal, shiny, yellow, 40 mm, latching, Pull-to-unlatch mechanism | 817 | 1 | Z9 | 1
3SU1051-1BA40-0AA0 |  | Illuminated mushroom pushbutton, 22 mm, round, metal, shiny, green, 40 mm, latching, Pull-to-unlatch mechanism | 817 | 1 | Z9 | 1
3SU1051-1BA50-0AA0 |  | Illuminated mushroom pushbutton, 22 mm, round, metal, shiny, blue, 40 mm, latching, Pull-to-unlatch mechanism | 817 | 1 | Z9 | 1
3SU1051-1BA70-0AA0 |  | Illuminated mushroom pushbutton, 22 mm, round, metal, shiny, clear, 40 mm, latching, Pull-to-unlatch mechanism | 817 | 1 | Z9 | 1
3SU1051-1BD00-0AA0 |  | Illuminated mushroom pushbutton, 22 mm, round, metal, shiny, amber, 40 mm, momentary contact type | 435 | 1 | Z9 | 1
3SU1051-1BD30-0AA0 |  | Illuminated mushroom pushbutton, 22 mm, round, metal, shiny, yellow, 40 mm, momentary contact type | 435 | 1 | Z9 | 1
3SU1051-1BD40-0AA0 |  | Illuminated mushroom pushbutton, 22 mm, round, metal, shiny, green, 40 mm, momentary contact type | 435 | 1 | Z9 | 1
3SU1051-1BD60-0AA0 |  | Illuminated mushroom pushbutton, 22 mm, round, metal, shiny, white, 40 mm, momentary contact type | 435 | 1 | Z9 | 1
3SU1051-1CA20-0AA0 |  | Illuminated mushroom pushbutton, 22 mm, round, metal, shiny, red, 60 mm, latching, Pull-to-unlatch mechanism | 817 | 1 | Z9 | 1
3SU1051-1CA30-0AA0 |  | Illuminated mushroom pushbutton, 22 mm, round, metal, shiny, yellow, 60 mm, latching, Pull-to-unlatch mechanism | 817 | 1 | Z9 | 1
3SU1051-1CA40-0AA0 |  | Illuminated mushroom pushbutton, 22 mm, round, metal, shiny, green, 60 mm, latching, Pull-to-unlatch mechanism | 817 | 1 | Z9 | 1
3SU1051-1CA50-0AA0 |  | Illuminated mushroom pushbutton, 22 mm, round, metal, shiny, blue, 60 mm, latching, Pull-to-unlatch mechanism | 817 | 1 | Z9 | 1
3SU1051-1CA70-0AA0 |  | Illuminated mushroom pushbutton, 22 mm, round, metal, shiny, clear, 60 mm, latching, Pull-to-unlatch mechanism | 817 | 1 | Z9 | 1
3SU1051-1CD00-0AA0 |  | Illuminated mushroom pushbutton, 22 mm, round, metal, shiny, amber, 60 mm, momentary contact type | 431 | 1 | Z9 | 1
3SU1051-1CD30-0AA0 |  | Illuminated mushroom pushbutton, 22 mm, round, metal, shiny, yellow, 60 mm, momentary contact type | 431 | 1 | Z9 | 1
3SU1051-1CD40-0AA0 |  | Illuminated mushroom pushbutton, 22 mm, round, metal, shiny, green, 60 mm, momentary contact type | 431 | 1 | Z9 | 1
3SU1051-1CD60-0AA0 |  | Illuminated mushroom pushbutton, 22 mm, round, metal, shiny, white, 60 mm, momentary contact type | 431 | 1 | Z9 | 1
3SU1051-1EA20-0AA0 |  | Illuminated mushroom pushbutton, 22 mm, round, metal, shiny, red, 40 mm, 3 switch positions, latches after pushing in, unlatches by pull-to-unlatch mechanism to center position, after pulling out the button Retraction to center position | 1570 | 1 | Z9 | 1
3SU1051-1EA40-0AA0 |  | Illuminated mushroom pushbutton, 22 mm, round, metal, shiny, green, 40 mm, 3 switch positions, latches after pushing in, unlatches by pull-to-unlatch mechanism to center position, after pulling out the button Retraction to center position | 1570 | 1 | Z9 | 1
3SU1051-1ED20-0AA0 |  | Illuminated mushroom pushbutton, 22 mm, round, metal, shiny, red, 40 mm, 3 switch positions, after pushing in Retraction to center position, after pulling out the button Retraction to center position | 1420 | 1 | Z9 | 1
3SU1051-1ED60-0AA0 |  | Illuminated mushroom pushbutton, 22 mm, round, metal, shiny, white, 40 mm, 3 switch positions, after pushing in Retraction to center position, after pulling out the button Retraction to center position | 1420 | 1 | Z9 | 1
3SU1051-1GB20-0AA0 |  | EMERGENCY STOP mushroom pushbutton, illuminable, 22 mm, round, metal, shiny, red, 30 mm, positive latching, acc. to EN ISO 13850, rotate-to-unlatch | 782 | 1 | Z9 | 1
3SU1051-1HB20-0AA0 |  | EMERGENCY STOP mushroom pushbutton, illuminable, 22 mm, round, metal, shiny, red, 40 mm, positive latching, acc. to EN ISO 13850, rotate-to-unlatch | 782 | 1 | Z9 | 1
3SU1051-1JB20-0AA0 |  | EMERGENCY STOP mushroom pushbutton, illuminable, 22 mm, round, metal, shiny, red, 60 mm, positive latching, acc. to EN ISO 13850, rotate-to-unlatch | 866 | 1 | Z9 | 1
3SU1051-3AB42-0AA0 |  | Illuminated twin pushbutton, 22 mm, round, metal, shiny, green, red, pushbuttons, flat | 523 | 1 | Z9 | 1
3SU1051-3AB42-0AK0 |  | Illuminated twin pushbutton, 22 mm, round, metal, shiny, green: I, red: O, pushbuttons, flat | 567 | 1 | Z9 | 1
3SU1051-3AB42-0AN0 |  | Illuminated twin pushbutton, 22 mm, round, metal, shiny, red: arrow pointing up, green: arrow pointing down, pushbuttons, flat | 567 | 1 | Z9 | 1
3SU1051-3AB61-0AA0 |  | Illuminated twin pushbutton, 22 mm, round, metal, shiny, white, black, pushbuttons, flat | 523 | 1 | Z9 | 1
3SU1051-3AB61-0AK0 |  | Illuminated twin pushbutton, 22 mm, round, metal, shiny, white: I, Black: O, pushbuttons, flat | 567 | 1 | Z9 | 1
3SU1051-3BB42-0AA0 |  | Illuminated twin pushbutton, 22 mm, round, metal, shiny, green, red, pushbuttons, flat and raised | 523 | 1 | Z9 | 1
3SU1051-3BB42-0AK0 |  | Illuminated twin pushbutton, 22 mm, round, metal, shiny, green: I, red: O, pushbuttons, flat and raised | 567 | 1 | Z9 | 1
3SU1051-3BB61-0AA0 |  | Illuminated twin pushbutton, 22 mm, round, metal, shiny, white, black, pushbuttons, flat and raised | 523 | 1 | Z9 | 1
3SU1051-3BB61-0AK0 |  | Illuminated twin pushbutton, 22 mm, round, metal, shiny, white: I, Black: O, pushbuttons, flat and raised | 567 | 1 | Z9 | 1
3SU1051-6AA00-0AA0 |  | Indicator lights, 22 mm, round, metal, shiny, amber, lens, smooth | 161 | 1 | Z9 | 5
3SU1051-6AA20-0AA0 |  | Indicator lights, 22 mm, round, metal, shiny, red, lens, smooth | 161 | 1 | Z9 | 5
3SU1051-6AA30-0AA0 |  | Indicator lights, 22 mm, round, metal, shiny, yellow, lens, smooth | 161 | 1 | Z9 | 5
3SU1051-6AA40-0AA0 |  | Indicator lights, 22 mm, round, metal, shiny, green, lens, smooth | 161 | 1 | Z9 | 5
3SU1051-6AA50-0AA0 |  | Indicator lights, 22 mm, round, metal, shiny, blue, lens, smooth | 161 | 1 | Z9 | 5
3SU1051-6AA60-0AA0 |  | Indicator lights, 22 mm, round, metal, shiny, white, lens, smooth | 161 | 1 | Z9 | 5
3SU1051-6AA70-0AA0 |  | Indicator lights, 22 mm, round, metal, shiny, clear, lens, smooth | 161 | 1 | Z9 | 5
3SU1052-2BC10-0AA0 |  | Illuminable selector switch, 22 mm, round, metal shiny, black, Selector switch short, 2 switch positions O<I, momentary contact type, Actuating angle 45Â°, 10:30h/12h | 410 | 1 | Z9 | 1
3SU1052-2BC20-0AA0 |  | Selector switch, illuminable, 22 mm, round, metal, shiny, red, selector switch, short, 2 switch positions O<I, momentary contact type, Actuating angle 45Â°, 10:30h/12h | 410 | 1 | Z9 | 1
3SU1052-2BC30-0AA0 |  | Selector switch, illuminable, 22 mm, round, metal, shiny, yellow, selector switch, short, 2 switch positions O<I, momentary contact type, Actuating angle 45Â°, 10:30h/12h | 410 | 1 | Z9 | 1
3SU1052-2BC40-0AA0 |  | Selector switch, illuminable, 22 mm, round, metal, shiny, green, selector switch, short, 2 switch positions O<I, momentary contact type, Actuating angle 45Â°, 10:30h/12h | 410 | 1 | Z9 | 1
3SU1052-2BC50-0AA0 |  | Selector switch, illuminable, 22 mm, round, metal, shiny, blue, selector switch, short, 2 switch positions O<I, momentary contact type, Actuating angle 45Â°, 10:30h/12h | 410 | 1 | Z9 | 1
3SU1052-2BC60-0AA0 |  | Selector switch, illuminable, 22 mm, round, metal, shiny, white, selector switch, short, 2 switch positions O<I, momentary contact type, Actuating angle 45Â°, 10:30h/12h | 410 | 1 | Z9 | 1
3SU1052-2BF00-0AA0 |  | Selector switch, illuminable, 22 mm, round, metal, shiny, amber, selector switch, short, 2 switch positions O-I, latching, actuating angle 90Â°, 10:30h/13:30h | 410 | 1 | Z9 | 1
3SU1052-2BF10-0AA0 |  | Illuminable selector switch, 22 mm, round, metal shiny, black, Selector switch short, 2 switch positions O-I, latching, actuating angle 90Â°, 10:30h/13:30h | 410 | 1 | Z9 | 1
3SU1052-2BF20-0AA0 |  | Selector switch, illuminable, 22 mm, round, metal, shiny, red, selector switch, short, 2 switch positions O-I, latching, actuating angle 90Â°, 10:30h/13:30h | 410 | 1 | Z9 | 1
3SU1052-2BF30-0AA0 |  | Illuminable selector switch, 22 mm, round, metal shiny, yellow, Selector switch short, 2 switch positions O-I, latching, actuating angle 90Â°, 10:30h/13:30h | 410 | 1 | Z9 | 1
3SU1052-2BF40-0AA0 |  | Selector switch, illuminable, 22 mm, round, metal, shiny, green, selector switch, short, 2 switch positions O-I, latching, actuating angle 90Â°, 10:30h/13:30h | 410 | 1 | Z9 | 1
3SU1052-2BF50-0AA0 |  | Illuminable selector switch, 22 mm, round, metal shiny, blue, Selector switch short, 2 switch positions O-I, latching, actuating angle 90Â°, 10:30h/13:30h | 410 | 1 | Z9 | 1
3SU1052-2BF60-0AA0 |  | Selector switch, illuminable, 22 mm, round, metal, shiny, white, selector switch, short, 2 switch positions O-I, latching, actuating angle 90Â°, 10:30h/13:30h | 410 | 1 | Z9 | 1
3SU1052-2BL00-0AA0 |  | Illuminable selector switch, 22 mm, round, metal shiny, amber, Selector switch short, 3 switch positions I-O-II, latching, actuating angle 2x45Â°, 10:30h/12h/13:30h | 410 | 1 | Z9 | 1
3SU1052-2BL10-0AA0 |  | Illuminable selector switch, 22 mm, round, metal shiny, black, Selector switch short, 3 switch positions I-O-II, latching, actuating angle 2x45Â°, 10:30h/12h/13:30h | 410 | 1 | Z9 | 1
3SU1052-2BL20-0AA0 |  | Selector switch, illuminable, 22 mm, round, metal, shiny, red, selector switch, short, 3 switch positions I-O-II, latching, actuating angle 2x45Â°, 10:30h/12h/13:30h | 410 | 1 | Z9 | 1
3SU1052-2BL30-0AA0 |  | Selector switch, illuminable, 22 mm, round, metal, shiny, yellow, selector switch, short, 3 switch positions I-O-II, latching, actuating angle 2x45Â°, 10:30h/12h/13:30h | 410 | 1 | Z9 | 1
3SU1052-2BL40-0AA0 |  | Selector switch, illuminable, 22 mm, round, metal, shiny, green, selector switch, short, 3 switch positions I-O-II, latching, actuating angle 2x45Â°, 10:30h/12h/13:30h | 410 | 1 | Z9 | 1
3SU1052-2BL60-0AA0 |  | Selector switch, illuminable, 22 mm, round, metal, shiny, white, selector switch, short, 3 switch positions I-O-II, latching, actuating angle 2x45Â°, 10:30h/12h/13:30h | 410 | 1 | Z9 | 1
3SU1052-2BM00-0AA0 |  | Selector switch, illuminable, 22 mm, round, metal, shiny, amber, selector switch, short, 3 switch positions I>O<II, momentary contact type, actuating angle 2x45Â°, 10:30h/12h/13:30h | 410 | 1 | Z9 | 1
3SU1052-2BM10-0AA0 |  | Illuminable selector switch, 22 mm, round, metal shiny, black, Selector switch short, 3 switch positions I>O<II, momentary contact type, actuating angle 2x45Â°, 10:30h/12h/13:30h | 410 | 1 | Z9 | 1
3SU1052-2BM20-0AA0 |  | Selector switch, illuminable, 22 mm, round, metal, shiny, red, selector switch, short, 3 switch positions I>O<II, momentary contact type, actuating angle 2x45Â°, 10:30h/12h/13:30h | 410 | 1 | Z9 | 1
3SU1052-2BM30-0AA0 |  | Selector switch, illuminable, 22 mm, round, metal, shiny, yellow, selector switch, short, 3 switch positions I>O<II, momentary contact type, actuating angle 2x45Â°, 10:30h/12h/13:30h | 410 | 1 | Z9 | 1
3SU1052-2BM40-0AA0 |  | Selector switch, illuminable, 22 mm, round, metal, shiny, green, selector switch, short, 3 switch positions I>O<II, momentary contact type, actuating angle 2x45Â°, 10:30h/12h/13:30h | 410 | 1 | Z9 | 1
3SU1052-2BM50-0AA0 |  | Selector switch, illuminable, 22 mm, round, metal, shiny, blue, selector switch, short, 3 switch positions I>O<II, momentary contact type, actuating angle 2x45Â°, 10:30h/12h/13:30h | 410 | 1 | Z9 | 1
3SU1052-2BM60-0AA0 |  | Selector switch, illuminable, 22 mm, round, metal, shiny, white, selector switch, short, 3 switch positions I>O<II, momentary contact type, actuating angle 2x45Â°, 10:30h/12h/13:30h | 410 | 1 | Z9 | 1
3SU1052-2BN10-0AA0 |  | Illuminable selector switch, 22 mm, round, metal shiny, black, Selector switch short, 3 switch positions I-O<II, left latching, right momentary contact type, actuating angle 2x45Â°, 10:30h/12h/13:30h | 417 | 1 | Z9 | 1
3SU1052-2BN20-0AA0 |  | Selector switch, illuminable, 22 mm, round, metal, shiny, red, selector switch, short, 3 switch positions I-O<II, left latching, right momentary contact type, actuating angle 2x45Â°, 10:30h/12h/13:30h | 417 | 1 | Z9 | 1
3SU1052-2BN40-0AA0 |  | Selector switch, illuminable, 22 mm, round, metal, shiny, green, selector switch, short, 3 switch positions I-O<II, left latching, right momentary contact type, actuating angle 2x45Â°, 10:30h/12h/13:30h | 417 | 1 | Z9 | 1
3SU1052-2BN60-0AA0 |  | Selector switch, illuminable, 22 mm, round, metal, shiny, white, selector switch, short, 3 switch positions I-O<II, left latching, right momentary contact type, actuating angle 2x45Â°, 10:30h/12h/13:30h | 417 | 1 | Z9 | 1
3SU1052-2BP10-0AA0 |  | Illuminable selector switch, 22 mm, round, metal shiny, black, Selector switch short, 3 switch positions I>O<II, momentary contact on the left, latching on the right, actuating angle 2x45Â°, 10:30h/12h/13:30h | 417 | 1 | Z9 | 1
3SU1052-2BP20-0AA0 |  | Selector switch, illuminable, 22 mm, round, metal, shiny, red, selector switch, short, 3 switch positions I>O<II, momentary contact on the left, latching on the right, actuating angle 2x45Â°, 10:30h/12h/13:30h | 417 | 1 | Z9 | 1
3SU1052-2BP40-0AA0 |  | Selector switch, illuminable, 22 mm, round, metal, shiny, green, selector switch, short, 3 switch positions I>O<II, momentary contact on the left, latching on the right, actuating angle 2x45Â°, 10:30h/12h/13:30h | 417 | 1 | Z9 | 1
3SU1052-2BP60-0AA0 |  | Selector switch, illuminable, 22 mm, round, metal, shiny, white, selector switch, short, 3 switch positions I>O<II, momentary contact on the left, latching on the right, actuating angle 2x45Â°, 10:30h/12h/13:30h | 417 | 1 | Z9 | 1
3SU1052-2CC10-0AA0 |  | Illuminable selector switch, 22 mm, round, metal shiny, black, Selector switch long, 2 switch positions O<I, momentary contact type, Actuating angle 45Â°, 10:30h/12h | 631 | 1 | Z9 | 1
3SU1052-2CC30-0AA0 |  | Selector switch, illuminable, 22 mm, round, metal, shiny, yellow, selector switch, long, 2 switch positions O<I, momentary contact type, Actuating angle 45Â°, 10:30h/12h | 631 | 1 | Z9 | 1
3SU1052-2CC40-0AA0 |  | Selector switch, illuminable, 22 mm, round, metal, shiny, green, selector switch, long, 2 switch positions O<I, momentary contact type, Actuating angle 45Â°, 10:30h/12h | 631 | 1 | Z9 | 1
3SU1052-2CC50-0AA0 |  | Selector switch, illuminable, 22 mm, round, metal, shiny, blue, selector switch, long, 2 switch positions O<I, momentary contact type, Actuating angle 45Â°, 10:30h/12h | 631 | 1 | Z9 | 1
3SU1052-2CC60-0AA0 |  | Selector switch, illuminable, 22 mm, round, metal, shiny, white, selector switch, long, 2 switch positions O<I, momentary contact type, Actuating angle 45Â°, 10:30h/12h | 631 | 1 | Z9 | 1
3SU1052-2CF10-0AA0 |  | Illuminable selector switch, 22 mm, round, metal shiny, black, Selector switch long, 2 switch positions O-I, latching, actuating angle 90Â°, 10:30h/13:30h | 567 | 1 | Z9 | 1
3SU1052-2CF20-0AA0 |  | Selector switch, illuminable, 22 mm, round, metal, shiny, red, selector switch, long, 2 switch positions O-I, latching, actuating angle 90Â°, 10:30h/13:30h | 567 | 1 | Z9 | 1
3SU1052-2CF30-0AA0 |  | Selector switch, illuminable, 22 mm, round, metal, shiny, yellow, selector switch, long, 2 switch positions O-I, latching, actuating angle 90Â°, 10:30h/13:30h | 567 | 1 | Z9 | 1
3SU1052-2CF40-0AA0 |  | Selector switch, illuminable, 22 mm, round, metal, shiny, green, selector switch, long, 2 switch positions O-I, latching, actuating angle 90Â°, 10:30h/13:30h | 567 | 1 | Z9 | 1
3SU1052-2CF50-0AA0 |  | Selector switch, illuminable, 22 mm, round, metal, shiny, blue, selector switch, long, 2 switch positions O-I, latching, actuating angle 90Â°, 10:30h/13:30h | 567 | 1 | Z9 | 1
3SU1052-2CF60-0AA0 |  | Selector switch, illuminable, 22 mm, round, metal, shiny, white, selector switch, long, 2 switch positions O-I, latching, actuating angle 90Â°, 10:30h/13:30h | 567 | 1 | Z9 | 1
3SU1052-2CL10-0AA0 |  | Illuminable selector switch, 22 mm, round, metal shiny, black, Selector switch long, 3 switch positions I-O-II, latching, actuating angle 2x45Â°, 10:30h/12h/13:30h | 567 | 1 | Z9 | 1
3SU1052-2CL20-0AA0 |  | Selector switch, illuminable, 22 mm, round, metal, shiny, red, selector switch, long, 3 switch positions I-O-II, latching, actuating angle 2x45Â°, 10:30h/12h/13:30h | 567 | 1 | Z9 | 1
3SU1052-2CL40-0AA0 |  | Selector switch, illuminable, 22 mm, round, metal, shiny, green, selector switch, long, 3 switch positions I-O-II, latching, actuating angle 2x45Â°, 10:30h/12h/13:30h | 567 | 1 | Z9 | 1
3SU1052-2CL60-0AA0 |  | Selector switch, illuminable, 22 mm, round, metal, shiny, white, selector switch, long, 3 switch positions I-O-II, latching, actuating angle 2x45Â°, 10:30h/12h/13:30h | 567 | 1 | Z9 | 1
3SU1052-2CM10-0AA0 |  | Illuminable selector switch, 22 mm, round, metal shiny, black, Selector switch long, 3 switch positions I>O<II, momentary contact type, actuating angle 2x45Â°, 10:30h/12h/13:30h | 567 | 1 | Z9 | 1
3SU1052-2CM20-0AA0 |  | Selector switch, illuminable, 22 mm, round, metal, shiny, red, selector switch, long, 3 switch positions I>O<II, momentary contact type, actuating angle 2x45Â°, 10:30h/12h/13:30h | 567 | 1 | Z9 | 1
3SU1052-2CM40-0AA0 |  | Selector switch, illuminable, 22 mm, round, metal, shiny, green, selector switch, long, 3 switch positions I>O<II, momentary contact type, actuating angle 2x45Â°, 10:30h/12h/13:30h | 567 | 1 | Z9 | 1
3SU1052-2CM60-0AA0 |  | Selector switch, illuminable, 22 mm, round, metal, shiny, white, selector switch, long, 3 switch positions I>O<II, momentary contact type, actuating angle 2x45Â°, 10:30h/12h/13:30h | 567 | 1 | Z9 | 1
3SU1052-2CN10-0AA0 |  | Illuminable selector switch, 22 mm, round, metal shiny, black, Selector switch long, 3 switch positions I-O<II, left latching, right momentary contact type, actuating angle 2x45Â°, 10:30h/12h/13:30h | 570 | 1 | Z9 | 1
3SU1052-2CN20-0AA0 |  | Selector switch, illuminable, 22 mm, round, metal, shiny, red, selector switch, long, 3 switch positions I-O<II, left latching, right momentary contact type, actuating angle 2x45Â°, 10:30h/12h/13:30h | 570 | 1 | Z9 | 1
3SU1052-2CN60-0AA0 |  | Selector switch, illuminable, 22 mm, round, metal, shiny, white, selector switch, long, 3 switch positions I-O<II, left latching, right momentary contact type, actuating angle 2x45Â°, 10:30h/12h/13:30h | 570 | 1 | Z9 | 1
3SU1052-2CP10-0AA0 |  | Illuminable selector switch, 22 mm, round, metal shiny, black, Selector switch long, 3 switch positions I>O<II, momentary contact on the left, latching on the right, actuating angle 2x45Â°, 10:30h/12h/13:30h | 570 | 1 | Z9 | 1
3SU1052-2CP20-0AA0 |  | Selector switch, illuminable, 22 mm, round, metal, shiny, red, selector switch, long, 3 switch positions I>O<II, momentary contact on the left, latching on the right, actuating angle 2x45Â°, 10:30h/12h/13:30h | 570 | 1 | Z9 | 1
3SU1052-2CP60-0AA0 |  | Selector switch, illuminable, 22 mm, round, metal, shiny, white, selector switch, long, 3 switch positions I>O<II, momentary contact on the left, latching on the right, actuating angle 2x45Â°, 10:30h/12h/13:30h | 570 | 1 | Z9 | 1
3SU1052-2FC60-0AA0 |  | Illuminable selector switch, 22 mm, round, metal shiny, white, Selector switch short, 2 switch positions O<I, momentary contact type, Actuating angle 45Â°, 13:30h/15h | 556 | 1 | Z9 | 1
3SU1052-2FF60-0AA0 |  | Illuminable selector switch, 22 mm, round, metal shiny, white, Selector switch short, 2 switch positions O-I, latching, actuating angle 90Â°, 13:30h/16:30h | 556 | 1 | Z9 | 1
3SU1052-2FL60-0AA0 |  | Illuminable selector switch, 22 mm, round, metal shiny, white, Selector switch short, 3 switch positions I-O-II, latching, actuating angle 2x45Â°, 13:30h/15h/16:30h | 556 | 1 | Z9 | 1
3SU1052-2FM60-0AA0 |  | Illuminable selector switch, 22 mm, round, metal shiny, white, Selector switch short, 3 switch positions I>O<II, momentary contact type, actuating angle 2x45Â°, 13:30h/15h/16:30h | 556 | 1 | Z9 | 1
3SU1060-0JA10-0AA0 |  | Pushbutton, 30 mm, round, metal, matte, black, front ring for flush installation, latching, Push-to-release mechanism | 1270 | 1 | Z9 | 1
3SU1060-0JA20-0AA0 |  | Pushbutton, 30 mm, round, metal, matte, red, front ring for flush installation, latching, Push-to-release mechanism | 1270 | 1 | Z9 | 1
3SU1060-0JA30-0AA0 |  | Pushbutton, 30 mm, round, metal, matte, yellow, front ring for flush installation, latching, Push-to-release mechanism | 1270 | 1 | Z9 | 1
3SU1060-0JA40-0AA0 |  | Pushbutton, 30 mm, round, metal, matte, green, front ring for flush installation, latching, Push-to-release mechanism | 1270 | 1 | Z9 | 1
3SU1060-0JA50-0AA0 |  | Pushbutton, 30 mm, round, metal, matte, blue, front ring for flush installation, latching, Push-to-release mechanism | 1270 | 1 | Z9 | 1
3SU1060-0JA60-0AA0 |  | Pushbutton, 30 mm, round, metal, matte, white, front ring for flush installation, latching, Push-to-release mechanism | 1270 | 1 | Z9 | 1
3SU1060-0JB10-0AA0 |  | Pushbutton, 30 mm, round, metal, matte, black, front ring for flush installation, momentary contact type | 897 | 1 | Z9 | 1
3SU1060-0JB20-0AA0 |  | Pushbutton, 30 mm, round, metal, matte, red, front ring for flush installation, momentary contact type | 897 | 1 | Z9 | 1
3SU1060-0JB30-0AA0 |  | Pushbutton, 30 mm, round, metal, matte, yellow, front ring for flush installation, momentary contact type | 897 | 1 | Z9 | 1
3SU1060-0JB40-0AA0 |  | Pushbutton, 30 mm, round, metal, matte, green, front ring for flush installation, momentary contact type | 897 | 1 | Z9 | 1
3SU1060-0JB50-0AA0 |  | Pushbutton, 30 mm, round, metal, matte, blue, front ring for flush installation, momentary contact type | 897 | 1 | Z9 | 1
3SU1060-0JB60-0AA0 |  | Pushbutton, 30 mm, round, metal, matte, white, front ring for flush installation, momentary contact type | 897 | 1 | Z9 | 1
3SU1060-0JB80-0AA0 |  | Pushbutton, 30 mm, round, metal, matte, gray, front ring for flush installation, momentary contact type | 897 | 1 | Z9 | 10
3SU1060-4LC01-0AA0 |  | RONIS key-operated switch, 30 mm, round, metal, matte, front ring for flush installation, lock number SB30, with 2 keys, 2 switch positions O<I, momentary contact type, Actuating angle 45Â°, 10:30h/12h, key removal O, possible special locks: SB31, 421, 455 | 2230 | 1 | Z9 | 1
3SU1060-4LF11-0AA0 |  | RONIS key-operated switch, 30 mm, round, metal, matte, front ring for flush installation, lock number SB30, with 2 keys, 2 switch positions O-I, latching, actuating angle 90Â°, 10:30h/13:30h, key removal O+I, possible special locks: SB31, 421, 455 | 2230 | 1 | Z9 | 1
3SU1060-4LF21-0AA0 |  | RONIS key-operated switch, 30 mm, round, metal, matte, front ring for flush installation, lock number SB30, with 2 keys, 2 switch positions O-I, latching, actuating angle 90Â°, 10:30h/13:30h, key removal I, possible special locks: SB31, 421, 455 | 2230 | 1 | Z9 | 1
3SU1060-4LL11-0AA0 |  | RONIS key-operated switch, 30 mm, round, metal, matte, front ring for flush installation, lock number SB30, with 2 keys, 3 switch positions I-O-II, latching, actuating angle 2x45Â°, 10:30h/12h/13:30h, Key removal I+O+II, possible special locks: SB31, 421, 455 | 2340 | 1 | Z9 | 1
3SU1060-4LM01-0AA0 |  | RONIS key-operated switch, 30 mm, round, metal, matte, front ring for flush installation, lock number SB30, with 2 keys, 3 switch positions I>O<II, momentary contact type, actuating angle 2x45Â°, 10:30h/12h/13:30h, key removal O, possible special locks: SB31, 421, 455 | 2250 | 1 | Z9 | 1
3SU1061-0JA20-0AA0 |  | Illuminated pushbutton, 30 mm, round, metal, matte, red, front ring for flush installation, latching, Push-to-release mechanism | 1420 | 1 | Z9 | 1
3SU1061-0JA30-0AA0 |  | Illuminated pushbutton, 30 mm, round, metal, matte, yellow, front ring for flush installation, latching, Push-to-release mechanism | 1420 | 1 | Z9 | 1
3SU1061-0JA40-0AA0 |  | Illuminated pushbutton, 30 mm, round, metal, matte, green, front ring for flush installation, latching, Push-to-release mechanism | 1420 | 1 | Z9 | 1
3SU1061-0JA50-0AA0 |  | Illuminated pushbutton, 30 mm, round, metal, matte, blue, front ring for flush installation, latching, Push-to-release mechanism | 1420 | 1 | Z9 | 1
3SU1061-0JA70-0AA0 |  | Illuminated pushbutton, 30 mm, round, metal, matte, clear, front ring for flush installation, latching, Push-to-release mechanism | 1420 | 1 | Z9 | 1
3SU1061-0JB20-0AA0 |  | Illuminated pushbutton, 30 mm, round, metal, matte, red, front ring for flush installation, momentary contact type | 1080 | 1 | Z9 | 1
3SU1061-0JB30-0AA0 |  | Illuminated pushbutton, 30 mm, round, metal, matte, yellow, front ring for flush installation, momentary contact type | 1080 | 1 | Z9 | 1
3SU1061-0JB40-0AA0 |  | Illuminated pushbutton, 30 mm, round, metal, matte, green, front ring for flush installation, momentary contact type | 1080 | 1 | Z9 | 1
3SU1061-0JB50-0AA0 |  | Illuminated pushbutton, 30 mm, round, metal, matte, blue, front ring for flush installation, momentary contact type | 1080 | 1 | Z9 | 1
3SU1061-0JB70-0AA0 |  | Illuminated pushbutton, 30 mm, round, metal, matte, clear, front ring for flush installation, momentary contact type | 1080 | 1 | Z9 | 1
3SU1061-0JD20-0AA0 |  | Indicator lights, 30 mm, round, metal, matte, red, front ring for flush installation, | 1080 | 1 | Z9 | 1
3SU1061-0JD30-0AA0 |  | Indicator lights, 30 mm, round, metal, matte, yellow, front ring for flush installation, | 1080 | 1 | Z9 | 1
3SU1061-0JD40-0AA0 |  | Indicator light in illuminated pushbutton design, 30 mm, round, metal, matte, green, Front ring for flush installation | 1080 | 1 | Z9 | 1
3SU1061-0JD50-0AA0 |  | Indicator lights, 30 mm, round, metal, matte, blue, front ring for flush installation, | 1080 | 1 | Z9 | 1
3SU1061-0JD70-0AA0 |  | Indicator lights, 30 mm, round, metal, matte, clear, front ring for flush installation, | 1080 | 1 | Z9 | 1
3SU1062-2DC10-0AA0 |  | Illuminable selector switch, 30 mm, round, Metal matte, black, Selector switch short, front ring for flush installation, momentary contact type, Actuating angle 45Â°, 10:30h/12h | 1230 | 1 | Z9 | 1
3SU1062-2DC20-0AA0 |  | Selector switch, illuminable, 30 mm, round, metal, matte, red, selector switch, short, front ring for flush installation, 2 switch positions O<I, momentary contact type, Actuating angle 45Â°, 10:30h/12h | 1230 | 1 | Z9 | 1
3SU1062-2DC40-0AA0 |  | Selector switch, illuminable, 30 mm, round, metal, matte, green, selector switch, short, front ring for flush installation, 2 switch positions O<I, momentary contact type, Actuating angle 45Â°, 10:30h/12h | 1230 | 1 | Z9 | 1
3SU1062-2DC60-0AA0 |  | Selector switch, illuminable, 30 mm, round, metal, matte, white, selector switch, short, front ring for flush installation, 2 switch positions O<I, momentary contact type, Actuating angle 45Â°, 10:30h/12h | 1230 | 1 | Z9 | 1
3SU1062-2DF10-0AA0 |  | Illuminable selector switch, 30 mm, round, Metal matte, black, Selector switch short, front ring for flush installation, latching, actuating angle 90Â°, 10:30h/13:30h | 1230 | 1 | Z9 | 1
3SU1062-2DF20-0AA0 |  | Selector switch, illuminable, 30 mm, round, metal, matte, red, selector switch, short, front ring for flush installation, 2 switch positions O-I, latching, actuating angle 90Â°, 10:30h/13:30h | 1230 | 1 | Z9 | 1
3SU1062-2DF40-0AA0 |  | Selector switch, illuminable, 30 mm, round, metal, matte, green, selector switch, short, front ring for flush installation, 2 switch positions O-I, latching, actuating angle 90Â°, 10:30h/13:30h | 1230 | 1 | Z9 | 1
3SU1062-2DF50-0AA0 |  | Illuminable selector switch, 30 mm, round, Metal matte, blue, Selector switch short, front ring for flush installation, 2 switch positions O-I, latching, actuating angle 90Â°, 10:30h/13:30h | 1230 | 1 | Z9 | 1
3SU1062-2DF60-0AA0 |  | Selector switch, illuminable, 30 mm, round, metal, matte, white, selector switch, short, front ring for flush installation, 2 switch positions O-I, latching, actuating angle 90Â°, 10:30h/13:30h | 1230 | 1 | Z9 | 1
3SU1062-2DL10-0AA0 |  | Illuminable selector switch, 30 mm, round, Metal matte, black, Selector switch short, front ring for flush installation, latching, actuating angle 2x45Â°, 10:30h/12h/13:30h | 1230 | 1 | Z9 | 1
3SU1062-2DL20-0AA0 |  | Selector switch, illuminable, 30 mm, round, metal, matte, red, selector switch, short, front ring for flush installation, 3 switch positions I-O-II, latching, actuating angle 2x45Â°, 10:30h/12h/13:30h | 1230 | 1 | Z9 | 1
3SU1062-2DL30-0AA0 |  | Selector switch, illuminable, 30 mm, round, metal, matte, yellow, selector switch, short, front ring for flush installation, 3 switch positions I-O-II, latching, actuating angle 2x45Â°, 10:30h/12h/13:30h | 1230 | 1 | Z9 | 1
3SU1062-2DL40-0AA0 |  | Selector switch, illuminable, 30 mm, round, metal, matte, green, selector switch, short, front ring for flush installation, 3 switch positions I-O-II, latching, actuating angle 2x45Â°, 10:30h/12h/13:30h | 1230 | 1 | Z9 | 1
3SU1062-2DL60-0AA0 |  | Selector switch, illuminable, 30 mm, round, metal, matte, white, selector switch, short, front ring for flush installation, 3 switch positions I-O-II, latching, actuating angle 2x45Â°, 10:30h/12h/13:30h | 1230 | 1 | Z9 | 1
3SU1062-2DM10-0AA0 |  | Illuminable selector switch, 30 mm, round, Metal matte, black, Selector switch short, front ring for flush installation, momentary contact type, actuating angle 2x45Â°, 10:30h/12h/13:30h | 1230 | 1 | Z9 | 1
3SU1062-2DM20-0AA0 |  | Selector switch, illuminable, 30 mm, round, metal, matte, red, selector switch, short, front ring for flush installation, 3 switch positions I>O<II, momentary contact type, actuating angle 2x45Â°, 10:30h/12h/13:30h | 1230 | 1 | Z9 | 1
3SU1062-2DM40-0AA0 |  | Selector switch, illuminable, 30 mm, round, metal, matte, green, selector switch, short, front ring for flush installation, 3 switch positions I>O<II, momentary contact type, actuating angle 2x45Â°, 10:30h/12h/13:30h | 1230 | 1 | Z9 | 1
3SU1062-2DM60-0AA0 |  | Selector switch, illuminable, 30 mm, round, metal, matte, white, selector switch, short, front ring for flush installation, 3 switch positions I>O<II, momentary contact type, actuating angle 2x45Â°, 10:30h/12h/13:30h | 1230 | 1 | Z9 | 1
3SU1062-2DN60-0AA0 |  | Selector switch, illuminable, 30 mm, round, Metal, matte, white, selector switch, short, front ring for flush installation, 3 switch positions I-O<II, left latching, right momentary contact type, actuating angle 2x45Â°, 10:30h/12h/13:30h | 1230 | 1 | Z9 | 1
3SU1062-2EC10-0AA0 |  | Illuminable selector switch, 30 mm, round, Metal matte, black, Selector switch long, front ring for flush installation, momentary contact type, Actuating angle 45Â°, 10:30h/12h | 1230 | 1 | Z9 | 1
3SU1062-2EC20-0AA0 |  | Selector switch, illuminable, 30 mm, round, metal, matte, red, selector switch, long, front ring for flush installation, 2 switch positions O<I, momentary contact type, Actuating angle 45Â°, 10:30h/12h | 1230 | 1 | Z9 | 1
3SU1062-2EC40-0AA0 |  | Selector switch, illuminable, 30 mm, round, metal, matte, green, selector switch, long, front ring for flush installation, 2 switch positions O<I, momentary contact type, Actuating angle 45Â°, 10:30h/12h | 1230 | 1 | Z9 | 1
3SU1062-2EC60-0AA0 |  | Selector switch, illuminable, 30 mm, round, metal, matte, white, selector switch, long, front ring for flush installation, 2 switch positions O<I, momentary contact type, Actuating angle 45Â°, 10:30h/12h | 1230 | 1 | Z9 | 1
3SU1062-2EF10-0AA0 |  | Illuminable selector switch, 30 mm, round, Metal matte, black, Selector switch long, front ring for flush installation, latching, actuating angle 90Â°, 10:30h/13:30h | 1230 | 1 | Z9 | 1
3SU1062-2EF20-0AA0 |  | Selector switch, illuminable, 30 mm, round, metal, matte, red, selector switch, long, front ring for flush installation, 2 switch positions O-I, latching, actuating angle 90Â°, 10:30h/13:30h | 1230 | 1 | Z9 | 1
3SU1062-2EF40-0AA0 |  | Selector switch, illuminable, 30 mm, round, metal, matte, green, selector switch, long, front ring for flush installation, 2 switch positions O-I, latching, actuating angle 90Â°, 10:30h/13:30h | 1230 | 1 | Z9 | 1
3SU1062-2EF60-0AA0 |  | Selector switch, illuminable, 30 mm, round, metal, matte, white, selector switch, long, front ring for flush installation, 2 switch positions O-I, latching, actuating angle 90Â°, 10:30h/13:30h | 1230 | 1 | Z9 | 1
3SU1062-2EL10-0AA0 |  | Illuminable selector switch, 30 mm, round, Metal matte, black, Selector switch long, front ring for flush installation, latching, actuating angle 2x45Â°, 10:30h/12h/13:30h | 1230 | 1 | Z9 | 1
3SU1062-2EL20-0AA0 |  | Selector switch, illuminable, 30 mm, round, metal, matte, red, selector switch, long, front ring for flush installation, 3 switch positions I-O-II, latching, actuating angle 2x45Â°, 10:30h/12h/13:30h | 1230 | 1 | Z9 | 1
3SU1062-2EL40-0AA0 |  | Selector switch, illuminable, 30 mm, round, metal, matte, green, selector switch, long, front ring for flush installation, 3 switch positions I-O-II, latching, actuating angle 2x45Â°, 10:30h/12h/13:30h | 1230 | 1 | Z9 | 1
3SU1062-2EL60-0AA0 |  | Selector switch, illuminable, 30 mm, round, metal, matte, white, selector switch, long, front ring for flush installation, 3 switch positions I-O-II, latching, actuating angle 2x45Â°, 10:30h/12h/13:30h | 1230 | 1 | Z9 | 1
3SU1062-2EM10-0AA0 |  | Illuminable selector switch, 30 mm, round, Metal matte, black, Selector switch long, front ring for flush installation, momentary contact type, actuating angle 2x45Â°, 10:30h/12h/13:30h | 1230 | 1 | Z9 | 1
3SU1062-2EM20-0AA0 |  | Selector switch, illuminable, 30 mm, round, metal, matte, red, selector switch, long, front ring for flush installation, 3 switch positions I>O<II, momentary contact type, actuating angle 2x45Â°, 10:30h/12h/13:30h | 1230 | 1 | Z9 | 1
3SU1062-2EM40-0AA0 |  | selector switch, illuminable, 30 mm, round, metal, matt, green, knob, long, front ring for flush installation, 3 switch positions I>O<II, momentary contact type, actuating angle 2x45Â°, 10:30h/12h/13:30h | 1230 | 1 | Z9 | 1
3SU1062-2EM60-0AA0 |  | Selector switch, illuminable, 30 mm, round, metal, matte, white, selector switch, long, front ring for flush installation, 3 switch positions I>O<II, momentary contact type, actuating angle 2x45Â°, 10:30h/12h/13:30h | 1230 | 1 | Z9 | 1
3SU1100-0AB10-1BA0 |  | Pushbutton, 22 mm, round, plastic, black, pushbutton, flat, momentary contact type, with holder, 1 NO, screw terminal | 485 | 1 | Z9 | 1
3SU1100-0AB10-1CA0 |  | Pushbutton, 22 mm, round, plastic, black, pushbutton, flat, momentary contact type, with holder 1 NC, screw terminal | 485 | 1 | Z9 | 1
3SU1100-0AB10-1FA0 |  | Pushbutton, 22 mm, round, plastic, black, pushbutton, flat, momentary contact type, with holder 1 NO+1 NC, screw terminal, | 596 | 1 | Z9 | 1
3SU1100-0AB10-3BA0 |  | Pushbutton, 22 mm, round, plastic, black, pushbutton, flat, momentary contact type, with holder 1 NO, Spring-type terminal | 492 | 1 | Z9 | 1
3SU1100-0AB10-3CA0 |  | Pushbutton, 22 mm, round, plastic, black, pushbutton, flat, momentary contact type, with holder 1 NC, Spring-type terminal | 492 | 1 | Z9 | 1
3SU1100-0AB10-3FA0 |  | Pushbutton, 22 mm, round, plastic, black, pushbutton, flat, momentary contact type, with holder 1 NO+1 NC, spring-type terminal, | 617 | 1 | Z9 | 1
3SU1100-0AB20-1BA0 |  | Pushbutton, 22 mm, round, plastic, red, pushbutton, flat, momentary contact type, with holder 1 NO, screw terminal | 485 | 1 | Z9 | 1
3SU1100-0AB20-1CA0 |  | Pushbutton, 22 mm, round, plastic, red, pushbutton, flat, momentary contact type, with holder 1 NC, screw terminal | 485 | 1 | Z9 | 1
3SU1100-0AB20-1FA0 |  | Pushbutton, 22 mm, round, plastic, red, pushbutton, flat, momentary contact type, with holder 1 NO+1 NC, screw terminal, | 596 | 1 | Z9 | 1
3SU1100-0AB20-3CA0 |  | Pushbutton, 22 mm, round, plastic, red, pushbutton, flat, momentary contact type, with holder 1 NC, Spring-type terminal | 492 | 1 | Z9 | 1
3SU1100-0AB20-3FA0 |  | Pushbutton, 22 mm, round, plastic, red, pushbutton, flat, momentary contact type, with holder 1 NO+1 NC, spring-type terminal, | 617 | 1 | Z9 | 1
3SU1100-0AB30-1BA0 |  | Pushbutton, 22 mm, round, plastic, yellow, pushbutton, flat, momentary contact type, with holder 1 NO, screw terminal | 485 | 1 | Z9 | 1
3SU1100-0AB30-1FA0 |  | Pushbutton, 22 mm, round, plastic, yellow, pushbutton, flat, momentary contact type, with holder 1 NO+1 NC, screw terminal, | 596 | 1 | Z9 | 1
3SU1100-0AB30-3BA0 |  | Pushbutton, 22 mm, round, plastic, yellow, pushbutton, flat, momentary contact type, with holder 1 NO, Spring-type terminal | 492 | 1 | Z9 | 1
3SU1100-0AB30-3FA0 |  | Pushbutton, 22 mm, round, plastic, yellow, pushbutton, flat, momentary contact type, with holder 1 NO+1 NC, spring-type terminal, | 617 | 1 | Z9 | 1
3SU1100-0AB40-1BA0 |  | Pushbutton, 22 mm, round, plastic, green, pushbutton, flat, momentary contact type, with holder 1 NO, screw terminal | 485 | 1 | Z9 | 1
3SU1100-0AB40-1FA0 |  | Pushbutton, 22 mm, round, plastic, green, pushbutton, flat, momentary contact type, with holder 1 NO+1 NC, screw terminal, | 596 | 1 | Z9 | 1
3SU1100-0AB40-3BA0 |  | Pushbutton, 22 mm, round, plastic, green, pushbutton, flat, momentary contact type, with holder 1 NO, Spring-type terminal | 492 | 1 | Z9 | 1
3SU1100-0AB40-3FA0 |  | Pushbutton, 22 mm, round, plastic, green, pushbutton, flat, momentary contact type, with holder 1 NO+1 NC, spring-type terminal, | 617 | 1 | Z9 | 1
3SU1100-0AB50-1BA0 |  | Pushbutton, 22 mm, round, plastic, blue, pushbutton, flat, momentary contact type, with holder 1 NO, screw terminal | 485 | 1 | Z9 | 1
3SU1100-0AB50-1FA0 |  | Pushbutton, 22 mm, round, plastic, blue, pushbutton, flat, momentary contact type, with holder 1 NO+1 NC, screw terminal, | 596 | 1 | Z9 | 1
3SU1100-0AB50-3BA0 |  | Pushbutton, 22 mm, round, plastic, blue, pushbutton, flat, momentary contact type, with holder 1 NO, Spring-type terminal | 492 | 1 | Z9 | 1
3SU1100-0AB50-3FA0 |  | Pushbutton, 22 mm, round, plastic, blue, pushbutton, flat, momentary contact type, with holder 1 NO+1 NC, spring-type terminal, | 617 | 1 | Z9 | 1
3SU1100-0AB60-1BA0 |  | Pushbutton, 22 mm, round, plastic, white, pushbutton, flat, momentary contact type, with holder 1 NO, screw terminal | 485 | 1 | Z9 | 1
3SU1100-0AB60-1FA0 |  | Pushbutton, 22 mm, round, plastic, white, pushbutton, flat, momentary contact type, with holder 1 NO+1 NC, screw terminal, | 596 | 1 | Z9 | 1
3SU1100-0AB60-3BA0 |  | Pushbutton, 22 mm, round, plastic, white, pushbutton, flat, momentary contact type, with holder 1 NO, Spring-type terminal | 492 | 1 | Z9 | 1
3SU1100-0AB60-3FA0 |  | Pushbutton, 22 mm, round, plastic, white, pushbutton, flat, momentary contact type, with holder 1 NO+1 NC, spring-type terminal, | 617 | 1 | Z9 | 1
3SU1100-0AB70-1BA0 |  | Pushbutton, 22 mm, round, plastic, clear, pushbutton, flat, momentary contact type, with holder 1 NO, screw terminal | 485 | 1 | Z9 | 1
3SU1100-0AB70-1FA0 |  | Pushbutton, 22 mm, round, plastic, clear, pushbutton, flat, momentary contact type, with holder 1 NO+1 NC, screw terminal, | 596 | 1 | Z9 | 1
3SU1100-0AB80-1FA0 |  | Pushbutton, 22 mm, round, plastic, gray, pushbutton, flat, momentary contact type, with holder 1 NO+1 NC, screw terminal, | 596 | 1 | Z9 | 1
3SU1100-0BB10-1CA0 |  | Pushbutton, 22 mm, round, plastic, black, pushbutton, raised, momentary contact type, with holder 1 NC, screw terminal | 574 | 1 | Z9 | 1
3SU1100-0BB10-1FA0 |  | Pushbutton, 22 mm, round, plastic, black, pushbutton, raised, momentary contact type, with holder 1 NO+1 NC, screw terminal, | 683 | 1 | Z9 | 1
3SU1100-0BB20-1CA0 |  | Pushbutton, 22 mm, round, plastic, red, pushbutton, raised, momentary contact type, with holder 1 NC, screw terminal | 574 | 1 | Z9 | 1
3SU1100-0BB20-1FA0 |  | Pushbutton, 22 mm, round, plastic, red, pushbutton, raised, momentary contact type, with holder 1 NO+1 NC, screw terminal, | 683 | 1 | Z9 | 1
3SU1100-0BB50-1BA0 |  | Pushbutton, 22 mm, round, plastic, blue, pushbutton, raised, momentary contact type, with holder 1 NO, screw terminal | 574 | 1 | Z9 | 1
3SU1100-1BA20-1CA0 |  | Mushroom pushbutton, 22 mm, round, plastic, red, 40 mm, latching, pull-to-unlatch mechanism, with holder, 1 NC, screw terminal | 1020 | 1 | Z9 | 1
3SU1100-1BA20-1FA0 |  | Mushroom pushbutton, 22 mm, round, plastic, red, 40 mm, latching, pull-to-unlatch mechanism, with holder, 1 NO+1 NC, screw terminal | 1130 | 1 | Z9 | 1
3SU1100-1BA20-3CA0 |  | Mushroom pushbutton, 22 mm, round, plastic, red, 40 mm, latching, pull-to-unlatch mechanism, with holder, 1 NC, Spring-type terminal | 1020 | 1 | Z9 | 1
3SU1100-1BA20-3FA0 |  | Mushroom pushbutton, 22 mm, round, plastic, red, 40 mm, latching, pull-to-unlatch mechanism, with holder, 1 NO+1 NC, Spring-type terminal | 1150 | 1 | Z9 | 1
3SU1100-1GB20-1PA0 |  | EMERGENCY STOP mushroom pushbutton, 22 mm, round, plastic, red, 30 mm, positive latching, according to EN ISO 13850, rotate-to-unlatch, without yellow backing plate, with holder, 1 NC, 1 NC, screw terminal | 1220 | 1 | Z9 | 1
3SU1100-1HA20-1CH0 |  | EMERGENCY STOP mushroom-type actuator, 22 mm, round, plastic, red, 40 mm, positive latching, according to EN ISO 13850, pull-to-unlatch mechanism, with yellow backing plate, inscription: NOT-HALT, with holder, 1 NC, screw terminal | 1030 | 1 | Z9 | 1
3SU1100-1HA20-1FG0 |  | EMERGENCY STOP mushroom-type actuator, 22 mm, round, plastic, red, 40 mm, positive latching, according to EN ISO 13850, pull-to-unlatch mechanism, with yellow backing plate, inscription: EMERGENCY STOP, with holder, 1 NO+1 NC, screw terminal | 1120 | 1 | Z9 | 1
3SU1100-1HA20-1FH0 |  | EMERGENCY STOP mushroom-type actuator, 22 mm, round, plastic, red, 40 mm, positive latching, according to EN ISO 13850, pull-to-unlatch mechanism, with yellow backing plate, inscription: NOT-HALT, with holder, 1 NO+1 NC, screw terminal | 1120 | 1 | Z9 | 1
3SU1100-1HB20-1CF0 |  | EMERGENCY STOP mushroom pushbutton, 22 mm, round, plastic, red, 40 mm, positive latching, acc. to EN ISO 13850, rotate-to-unlatch, with yellow backing plate, without inscription, with holder, 1 NC, screw terminal | 1080 | 1 | Z9 | 1
3SU1100-1HB20-1CG0 |  | EMERGENCY STOP mushroom pushbutton, 22 mm, round, plastic, red, 40 mm, positive latching, acc. to EN ISO 13850, rotate-to-unlatch, with yellow backing plate, inscription: EMERGENCY STOP, with holder, 1 NC, screw terminal | 1080 | 1 | Z9 | 1
3SU1100-1HB20-1CH0 |  | EMERGENCY STOP mushroom-type actuator, 22 mm, round, plastic, red, 40 mm, positive latching, according to EN ISO 13850, rotate-to-unlatch, with yellow backing plate, inscription: NOT-HALT, with holder, 1 NC, screw terminal | 1080 | 1 | Z9 | 1
3SU1100-1HB20-1CJ0 |  | EMERGENCY STOP mushroom pushbutton, 22 mm, round, plastic, red, 40 mm, positive latching, acc. to EN ISO 13850, rotate-to-unlatch, with yellow backing plate, inscription: ArrÃªt d'urgence, with holder, 1 NC, screw terminal | 1080 | 1 | Z9 | 1
3SU1100-1HB20-1FG0 |  | EMERGENCY STOP mushroom pushbutton, 22 mm, round, plastic, red, 40 mm, positive latching, acc. to EN ISO 13850, rotate-to-unlatch, with yellow backing plate, inscription: EMERGENCY STOP, with holder, 1 NO+1 NC, screw terminal | 1170 | 1 | Z9 | 1
3SU1100-1HB20-1FH0 |  | EMERGENCY STOP mushroom-type actuator, 22 mm, round, plastic, red, 40 mm, positive latching, according to EN ISO 13850, rotate-to-unlatch, with yellow backing plate, inscription: NOT-HALT, with holder, 1 NO+1 NC, screw terminal | 1170 | 1 | Z9 | 1
3SU1100-1HB20-1FJ0 |  | EMERGENCY STOP mushroom pushbutton, 22 mm, round, plastic, red, 40 mm, positive latching, acc. to EN ISO 13850, rotate-to-unlatch, with yellow backing plate, inscription: ArrÃªt d'urgence, with holder, 1 NO+1 NC, screw terminal | 1170 | 1 | Z9 | 1
3SU1100-1HB20-1PA0 |  | EMERGENCY STOP mushroom pushbutton, 22 mm, round, plastic, red, 40 mm, positive latching, acc. to EN ISO 13850, rotate-to-unlatch, without yellow backing plate, with holder, 1 NC, 1 NC, screw terminal | 1220 | 1 | Z9 | 1
3SU1100-1HB20-1PG0 |  | EMERGENCY STOP mushroom pushbutton, 22 mm, round, plastic, red, 40 mm, positive latching, acc. to EN ISO 13850, rotate-to-unlatch, with yellow backing plate, inscription: EMERGENCY STOP, with holder, 1 NC, 1 NC, screw terminal | 1220 | 1 | Z9 | 1
3SU1100-1HB20-3CH0 |  | EMERGENCY STOP mushroom-type actuator, 22 mm, round, plastic, red, 40 mm, positive latching, according to EN ISO 13850, rotate-to-unlatch, with yellow backing plate, inscription: NOT-HALT, with holder, 1 NC, spring-type terminal | 1090 | 1 | Z9 | 1
3SU1100-1HB20-3FH0 |  | EMERGENCY STOP mushroom-type actuator, 22 mm, round, plastic, red, 40 mm, positive latching, according to EN ISO 13850, rotate-to-unlatch, with yellow backing plate, inscription: NOT-HALT, with holder, 1 NO+1 NC, spring-type terminal | 1190 | 1 | Z9 | 1
3SU1100-2BF60-1BA0 |  | Selector switch, illuminable, 22 mm, round, plastic, white, selector switch, short, 2 switch positions O-I, latching, 10:30h/13:30h, with holder, 1 NO, screw terminal | 680 | 1 | Z9 | 1
3SU1100-2BF60-1MA0 |  | Selector switch, illuminable, 22 mm, round, plastic, white, selector switch, short, 2 switch positions O-I, latching, 10:30h/13:30h, with holder, 1 NO, 1 NC, screw terminal | 857 | 1 | Z9 | 1
3SU1100-2BF60-3BA0 |  | Selector switch, illuminable, 22 mm, round, plastic, white, selector switch, short, 2 switch positions O-I, latching, 10:30h/13:30h, with holder, 1 NO, Spring-type terminal | 685 | 1 | Z9 | 1
3SU1100-2BF60-3MA0 |  | Selector switch, illuminable, 22 mm, round, plastic, white, selector switch, short, 2 switch positions O-I, latching, 10:30h/13:30h, with holder, 1 NO, 1 NC, Spring-type terminal | 864 | 1 | Z9 | 1
3SU1100-2BL10-1NA0 |  | Selector switch, Illuminable 22 mm, round, plastic, black, knob, short 3 switch positions I-O-II, latching, 10:30h/12h/13:30h, with holder, 1 NO, 1 NO, screw terminal | 1080 | 1 | Z9 | 1
3SU1100-2BL60-1LA0 |  | Selector switch, illuminable, 22 mm, round, plastic, white, selector switch, short, 3 switch positions I-O-II, latching, 10:30h/12h/13:30h, with holder, 2x1NO+1NC, screw terminal | 1080 | 1 | Z9 | 1
3SU1100-2BL60-1NA0 |  | Selector switch, illuminable, 22 mm, round, plastic, white, selector switch, short, 3 switch positions I-O-II, latching, 10:30h/12h/13:30h, with holder, 1 NO, 1 NO, screw terminal | 857 | 1 | Z9 | 1
3SU1100-2BL60-3LA0 |  | Selector switch, illuminable, 22 mm, round, plastic, white, selector switch, short, 3 switch positions I-O-II, latching, 10:30h/12h/13:30h, with holder, 2x1NO+1NC, Spring-type terminal | 1120 | 1 | Z9 | 1
3SU1100-2BL60-3NA0 |  | Selector switch, illuminable, 22 mm, round, plastic, white, selector switch, short, 3 switch positions I-O-II, latching, 10:30h/12h/13:30h, with holder, 1 NO, 1 NO, Spring-type terminal | 864 | 1 | Z9 | 1
3SU1100-2BM60-1LA0 |  | Selector switch, illuminable, 22 mm, round, plastic, white, selector switch, short, 3 switch positions I>O<II, momentary contact type, 10:30h/12h/13:30h, with holder, 2x1NO+1NC, screw terminal | 1080 | 1 | Z9 | 1
3SU1100-2BM60-1NA0 |  | Selector switch, illuminable, 22 mm, round, plastic, white, selector switch, short, 3 switch positions I>O<II, momentary contact type, 10:30h/12h/13:30h, with holder, 1 NO, 1 NO, screw terminal | 857 | 1 | Z9 | 1
3SU1100-2BM60-3LA0 |  | Selector switch, illuminable, 22 mm, round, plastic, white, selector switch, short, 3 switch positions I>O<II, momentary contact type, 10:30h/12h/13:30h, with holder, 2x1NO+1NC, Spring-type terminal | 1120 | 1 | Z9 | 1
3SU1100-2BM60-3NA0 |  | Selector switch, illuminable, 22 mm, round, plastic, white, selector switch, short, 3 switch positions I>O<II, momentary contact type, 10:30h/12h/13:30h, with holder, 1 NO, 1 NO, Spring-type terminal | 864 | 1 | Z9 | 1
3SU1100-4BF11-1BA0 |  | RONIS key-operated switch, 22 mm, round, plastic, lock number SB30, with 2 keys, 2 switch positions O-I, latching, 10:30h/13:30h, key removal O+I, with holder, 1 NO, screw terminal, possible special locks: SB31, 421, 455 | 1210 | 1 | Z9 | 1
3SU1100-4BF11-1FA0 |  | RONIS key-operated switch, 22 mm, round, plastic, lock number SB30, with 2 keys, 2 switch positions O-I, latching, 10:30h/13:30h, key removal O+I, with holder, 1 NO+1 NC, screw terminal, possible special locks: SB31, 421, 455 | 1320 | 1 | Z9 | 1
3SU1100-4BF11-3BA0 |  | RONIS key-operated switch, 22 mm, round, plastic, lock number SB30, with 2 keys, 2 switch positions O-I, latching, 10:30h/13:30h, key removal O+I, with holder, 1 NO, spring-type terminal, possible special locks: SB31, 421, 455 | 1220 | 1 | Z9 | 1
3SU1100-4BF11-3FA0 |  | RONIS key-operated switch, 22 mm, round, plastic, lock number SB30, with 2 keys, 2 switch positions O-I, latching, 10:30h/13:30h, key removal O+I, with holder, 1 NO+1 NC, spring-type terminal, possible special locks: SB31, 421, 455 | 1350 | 1 | Z9 | 1
3SU1100-4BF21-3TA0 |  | RONIS key-operated switch, 22 mm, round, plastic, lock number SB30, with 2 keys, 2 switch positions O-I, latching, 10:30h/13:30h, with holder, 2 x 1 NC with mounting monitoring, spring-type terminal, possible special locks: SB31, 421, 455 | 1460 | 1 | Z9 | 1
3SU1100-4BL11-1NA0 |  | RONIS key-operated switch, 22 mm, round, plastic, lock number SB30, with 2 keys, 3 switch positions I-O-II, latching, 10:30h/12h/13:30h, Key removal I+O+II, with holder, 1 NO, 1 NO, screw terminal, possible special locks: SB31, 421, 455 | 1440 | 1 | Z9 | 1
3SU1100-5BF11-3FA0 |  | Siemens keyswitch, C, 22 mm, round, plastic, lock number S-10-CG, with 2 keys, 2 switch positions O-I, latching, 10:30h/13:30h, key removal O+I, with holder, 1 NO+1 NC, spring-loaded terminal | 2660 | 1 | Z9 | 1
3SU1100-7AA10-1NA0 |  | coordinate switch, 22 mm, round, plastic, black, 2 switch positions, horizontal latching, without mechanical interlock in O position, with holder, 1 NO, 1 NO, screw terminal, | 2050 | 1 | Z9 | 1
3SU1100-7AB10-1NA0 |  | coordinate switch, 22 mm, round, plastic, black, 2 switch positions, vertical latching, without mechanical interlock in O position, with holder, 1 NO, 1 NO, screw terminal | 2050 | 1 | Z9 | 1
3SU1100-7AC10-1NA0 |  | Coordinate switch, 22 mm, round, plastic, black, 2 switch positions, horizontal, momentary contact type, without mechanical interlocking in O position, with holder, 1 NO, 1 NO, screw terminal | 2050 | 1 | Z9 | 1
3SU1100-7AD10-1NA0 |  | Coordinate switch, 22 mm, round, plastic, black, 2 switch positions, vertical, momentary contact type, without mechanical interlocking in O position, with holder, 1 NO, 1 NO, screw terminal | 2050 | 1 | Z9 | 1
3SU1100-7AE10-1QA0 |  | coordinate switch, 22 mm, round, plastic, black, 4 switch positions, latching, without mechanical interlock in O position, with holder, 1 NO, 1 NO, 1 NO, 1 NO, screw terminal, | 2800 | 1 | Z9 | 1
3SU1100-7AF10-1QA0 |  | Coordinate switch, 22 mm, round, plastic, black, 4 switch positions, momentary contact type, without mechanical interlocking in O position, with holder, 1 NO, 1 NO, 1 NO, 1 NO, screw terminal | 2800 | 1 | Z9 | 1
3SU1100-7BA10-1NA0 |  | coordinate switch, 22 mm, round, plastic, black, 2 switch positions, horizontal latching, with mechanical interlock in O position, with holder, 1 NO, 1 NO, screw terminal, | 2470 | 1 | Z9 | 1
3SU1100-7BB10-1NA0 |  | coordinate switch, 22 mm, round, plastic, black, 2 switch positions, vertical latching, with mechanical interlock in O position, with holder, 1 NO, 1 NO, screw terminal, | 2470 | 1 | Z9 | 1
3SU1100-7BC10-1NA0 |  | Coordinate switch, 22 mm, round, plastic, black, 2 switch positions, horizontal, momentary contact type, with mechanical interlocking in O position, with holder, 1 NO, 1 NO, screw terminal | 2470 | 1 | Z9 | 1
3SU1100-7BD10-1NA0 |  | Coordinate switch, 22 mm, round, plastic, black, 2 switch positions, vertical, momentary contact type, with mechanical interlocking in O position, with holder, 1 NO, 1 NO, screw terminal | 2470 | 1 | Z9 | 1
3SU1100-7BE10-1QA0 |  | coordinate switch, 22 mm, round, plastic, black, 4 switch positions, latching, with mechanical interlock in O position, with holder, 1 NO, 1 NO, 1 NO, 1 NO, screw terminal, | 3220 | 1 | Z9 | 1
3SU1100-7BF10-1QA0 |  | Coordinate switch, 22 mm, round, plastic, black, 4 switch positions, momentary contact type, with mechanical interlocking in O position, with holder, 1 NO, 1 NO, 1 NO, 1 NO, screw terminal | 3220 | 1 | Z9 | 1
3SU1102-0AB20-1BA0 |  | Illuminated pushbutton, 22 mm, round, plastic, red, pushbutton, flat, momentary contact type, with holder, 1 NO, LED module with integrated LED 24 V AC/DC, screw terminal | 833 | 1 | Z9 | 1
3SU1102-0AB20-1CA0 |  | Illuminated pushbutton, 22 mm, round, plastic, red, pushbutton, flat, momentary contact type, with holder, 1 NC, LED module with integrated LED 24 V AC/DC, screw terminal | 833 | 1 | Z9 | 1
3SU1102-0AB20-1FA0 |  | Illuminated pushbutton, 22 mm, round, plastic, red, pushbutton, flat, momentary contact type, with holder, 1 NO+1 NC, LED module with integrated LED 24 V AC/DC, screw terminal | 946 | 1 | Z9 | 1
3SU1102-0AB20-3CA0 |  | Illuminated pushbutton, 22 mm, round, plastic, red, pushbutton, flat, momentary contact type, with holder, 1 NC, LED module with integrated LED 24 V AC/DC, Spring-type terminal | 850 | 1 | Z9 | 1
3SU1102-0AB20-3FA0 |  | Illuminated pushbutton, 22 mm, round, plastic, red, pushbutton, flat, momentary contact type, with holder, 1 NO+1 NC, LED module with integrated LED 24 V AC/DC, Spring-type terminal | 977 | 1 | Z9 | 1
3SU1102-0AB30-1BA0 |  | Illuminated pushbutton, 22 mm, round, plastic, yellow, pushbutton, flat, momentary contact type, with holder, 1 NO, LED module with integrated LED 24 V AC/DC, screw terminal | 833 | 1 | Z9 | 1
3SU1102-0AB30-1FA0 |  | Illuminated pushbutton, 22 mm, round, plastic, yellow, pushbutton, flat, momentary contact type, with holder, 1 NO+1 NC, LED module with integrated LED 24 V AC/DC, screw terminal | 946 | 1 | Z9 | 1
3SU1102-0AB30-3BA0 |  | Illuminated pushbutton, 22 mm, round, plastic, yellow, pushbutton, flat, momentary contact type, with holder, 1 NO, LED module with integrated LED 24 V AC/DC, Spring-type terminal | 850 | 1 | Z9 | 1
3SU1102-0AB30-3FA0 |  | Illuminated pushbutton, 22 mm, round, plastic, yellow, pushbutton, flat, momentary contact type, with holder, 1 NO+1 NC, LED module with integrated LED 24 V AC/DC, Spring-type terminal | 977 | 1 | Z9 | 1
3SU1102-0AB40-1BA0 |  | Illuminated pushbutton, 22 mm, round, plastic, green, pushbutton, flat, momentary contact type, with holder, 1 NO, LED module with integrated LED 24 V AC/DC, screw terminal | 833 | 1 | Z9 | 1
3SU1102-0AB40-1FA0 |  | Illuminated pushbutton, 22 mm, round, plastic, green, pushbutton, flat, momentary contact type, with holder, 1 NO+1 NC, LED module with integrated LED 24 V AC/DC, screw terminal | 946 | 1 | Z9 | 1
3SU1102-0AB40-3BA0 |  | Illuminated pushbutton, 22 mm, round, plastic, green, pushbutton, flat, momentary contact type, with holder, 1 NO, LED module with integrated LED 24 V AC/DC, Spring-type terminal | 850 | 1 | Z9 | 1
3SU1102-0AB40-3FA0 |  | Illuminated pushbutton, 22 mm, round, plastic, green, pushbutton, flat, momentary contact type, with holder, 1 NO+1 NC, LED module with integrated LED 24 V AC/DC, Spring-type terminal | 977 | 1 | Z9 | 1
3SU1102-0AB50-1BA0 |  | Illuminated pushbutton, 22 mm, round, plastic, blue, pushbutton, flat, momentary contact type, with holder, 1 NO, LED module with integrated LED 24 V AC/DC, screw terminal | 833 | 1 | Z9 | 1
3SU1102-0AB50-1FA0 |  | Illuminated pushbutton, 22 mm, round, plastic, blue, pushbutton, flat, momentary contact type, with holder, 1 NO+1 NC, LED module with integrated LED 24 V AC/DC, screw terminal | 946 | 1 | Z9 | 1
3SU1102-0AB50-3BA0 |  | Illuminated pushbutton, 22 mm, round, plastic, blue, pushbutton, flat, momentary contact type, with holder, 1 NO, LED module with integrated LED 24 V AC/DC, Spring-type terminal | 850 | 1 | Z9 | 1
3SU1102-0AB50-3FA0 |  | Illuminated pushbutton, 22 mm, round, plastic, blue, pushbutton, flat, momentary contact type, with holder, 1 NO+1 NC, LED module with integrated LED 24 V AC/DC, Spring-type terminal | 977 | 1 | Z9 | 1
3SU1102-0AB60-1BA0 |  | Illuminated pushbutton, 22 mm, round, plastic, white, pushbutton, flat, momentary contact type, with holder, 1 NO, LED module with integrated LED 24 V AC/DC, screw terminal | 833 | 1 | Z9 | 1
3SU1102-0AB60-1FA0 |  | Illuminated pushbutton, 22 mm, round, plastic, white, pushbutton, flat, momentary contact type, with holder, 1 NO+1 NC, LED module with integrated LED 24 V AC/DC, screw terminal | 946 | 1 | Z9 | 1
3SU1102-0AB60-3BA0 |  | Illuminated pushbutton, 22 mm, round, plastic, white, pushbutton, flat, momentary contact type, with holder, 1 NO, LED module with integrated LED 24 V AC/DC, Spring-type terminal | 850 | 1 | Z9 | 1
3SU1102-0AB60-3FA0 |  | Illuminated pushbutton, 22 mm, round, plastic, white, pushbutton, flat, momentary contact type, with holder, 1 NO+1 NC, LED module with integrated LED 24 V AC/DC, Spring-type terminal | 977 | 1 | Z9 | 1
3SU1102-0AB70-1BA0 |  | Illuminated pushbutton, 22 mm, round, plastic, clear, pushbutton, flat, momentary contact type, with holder, 1 NO, LED module with integrated LED 24 V AC/DC, screw terminal | 833 | 1 | Z9 | 1
3SU1102-0AB70-1FA0 |  | Illuminated pushbutton, 22 mm, round, plastic, clear, pushbutton, flat, momentary contact type, with holder, 1 NO+1 NC, LED module with integrated LED 24 V AC/DC, screw terminal | 946 | 1 | Z9 | 1
3SU1102-0AB70-3BA0 |  | Illuminated pushbutton, 22 mm, round, plastic, clear, pushbutton, flat, momentary contact type, with holder, 1 NO, LED module with integrated LED 24 V AC/DC, Spring-type terminal | 850 | 1 | Z9 | 1
3SU1102-0AB70-3FA0 |  | Illuminated pushbutton, 22 mm, round, plastic, clear, pushbutton, flat, momentary contact type, with holder, 1 NO+1 NC, LED module with integrated LED 24 V AC/DC, Spring-type terminal | 977 | 1 | Z9 | 1
3SU1102-6AA20-1AA0 |  | indicator light, 22 mm, round, plastic, red, lens, smooth, with holder, LED module, with integrated LED 24 V AC/DC, screw terminal | 560 | 1 | Z9 | 1
3SU1102-6AA20-3AA0 |  | indicator light, 22 mm, round, plastic, red, lens, smooth, with holder, LED module, with integrated LED 24 V AC/DC, spring-loaded terminal | 570 | 1 | Z9 | 1
3SU1102-6AA30-1AA0 |  | indicator light, 22 mm, round, plastic, yellow, lens, smooth, with holder, LED module, with integrated LED 24 V AC/DC, screw terminal | 560 | 1 | Z9 | 1
3SU1102-6AA30-3AA0 |  | indicator light, 22 mm, round, plastic, yellow, lens, smooth, with holder, LED module, with integrated LED 24 V AC/DC, spring-loaded terminal | 570 | 1 | Z9 | 1
3SU1102-6AA40-1AA0 |  | indicator light, 22 mm, round, plastic, green, lens, smooth, with holder, LED module, with integrated LED 24 V AC/DC, screw terminal | 560 | 1 | Z9 | 1
3SU1102-6AA40-3AA0 |  | indicator light, 22 mm, round, plastic, green, lens, smooth, with holder, LED module, with integrated LED 24 V AC/DC, spring-loaded terminal | 570 | 1 | Z9 | 1
3SU1102-6AA50-1AA0 |  | indicator light, 22 mm, round, plastic, blue, lens, smooth, with holder, LED module, with integrated LED 24 V AC/DC, screw terminal | 560 | 1 | Z9 | 1
3SU1102-6AA50-3AA0 |  | indicator light, 22 mm, round, plastic, blue, lens, smooth, with holder, LED module, with integrated LED 24 V AC/DC, spring-loaded terminal | 570 | 1 | Z9 | 1
3SU1102-6AA60-1AA0 |  | indicator light, 22 mm, round, plastic, white, lens, smooth, with holder, LED module, with integrated LED 24 V AC/DC, screw terminal | 560 | 1 | Z9 | 1
3SU1102-6AA60-3AA0 |  | indicator light, 22 mm, round, plastic, white, lens, smooth, with holder, LED module, with integrated LED 24 V AC/DC, spring-loaded terminal | 570 | 1 | Z9 | 1
3SU1102-6AA70-1AA0 |  | indicator light, 22 mm, round, plastic, clear, lens, smooth, with holder, LED module, with integrated LED 24 V AC/DC, screw terminal | 560 | 1 | Z9 | 1
3SU1102-6AA70-3AA0 |  | indicator light, 22 mm, round, plastic, clear, lens, smooth, with holder, LED module, with integrated LED 24 V AC/DC, spring-loaded terminal | 570 | 1 | Z9 | 1
3SU1103-0AB20-1CA0 |  | Illuminated pushbutton, 22 mm, round, plastic, red, pushbutton, flat, momentary contact type, with holder, 1 NC, LED module with integrated LED 110 V AC, screw terminal | 1020 | 1 | Z9 | 1
3SU1103-0AB20-1FA0 |  | Illuminated pushbutton, 22 mm, round, plastic, red, pushbutton, flat, momentary contact type, with holder, 1 NO+1 NC, LED module with integrated LED 110 V AC, screw terminal | 1130 | 1 | Z9 | 1
3SU1103-0AB20-3CA0 |  | Illuminated pushbutton, 22 mm, round, plastic, red, pushbutton, flat, momentary contact type, with holder, 1 NC, LED module with integrated LED 110 V AC, Spring-type terminal | 1080 | 1 | Z9 | 1
3SU1103-0AB20-3FA0 |  | Illuminated pushbutton, 22 mm, round, plastic, red, pushbutton, flat, momentary contact type, with holder, 1 NO+1 NC, LED module with integrated LED 110 V AC, Spring-type terminal | 1200 | 1 | Z9 | 1
3SU1103-0AB30-1BA0 |  | Illuminated pushbutton, 22 mm, round, plastic, yellow, pushbutton, flat, momentary contact type, with holder, 1 NO, LED module with integrated LED 110 V AC, screw terminal | 1020 | 1 | Z9 | 1
3SU1103-0AB30-1FA0 |  | Illuminated pushbutton, 22 mm, round, plastic, yellow, pushbutton, flat, momentary contact type, with holder, 1 NO+1 NC, LED module with integrated LED 110 V AC, screw terminal | 1130 | 1 | Z9 | 1
3SU1103-0AB30-3FA0 |  | Illuminated pushbutton, 22 mm, round, plastic, yellow, pushbutton, flat, momentary contact type, with holder, 1 NO+1 NC, LED module with integrated LED 110 V AC, Spring-type terminal | 1200 | 1 | Z9 | 1
3SU1103-0AB40-1BA0 |  | Illuminated pushbutton, 22 mm, round, plastic, green, pushbutton, flat, momentary contact type, with holder, 1 NO, LED module with integrated LED 110 V AC, screw terminal | 1020 | 1 | Z9 | 1
3SU1103-0AB40-1FA0 |  | Illuminated pushbutton, 22 mm, round, plastic, green, pushbutton, flat, momentary contact type, with holder, 1 NO+1 NC, LED module with integrated LED 110 V AC, screw terminal | 1130 | 1 | Z9 | 1
3SU1103-0AB40-3BA0 |  | Illuminated pushbutton, 22 mm, round, plastic, green, pushbutton, flat, momentary contact type, with holder, 1 NO, LED module with integrated LED 110 V AC, Spring-type terminal | 1080 | 1 | Z9 | 1
3SU1103-0AB40-3FA0 |  | Illuminated pushbutton, 22 mm, round, plastic, green, pushbutton, flat, momentary contact type, with holder, 1 NO+1 NC, LED module with integrated LED 110 V AC, Spring-type terminal | 1200 | 1 | Z9 | 1
3SU1103-0AB50-1BA0 |  | Illuminated pushbutton, 22 mm, round, plastic, blue, pushbutton, flat, momentary contact type, with holder, 1 NO, LED module with integrated LED 110 V AC, screw terminal | 1020 | 1 | Z9 | 1
3SU1103-0AB50-1FA0 |  | Illuminated pushbutton, 22 mm, round, plastic, blue, pushbutton, flat, momentary contact type, with holder, 1 NO+1 NC, LED module with integrated LED 110 V AC, screw terminal | 1130 | 1 | Z9 | 1
3SU1103-0AB50-3FA0 |  | Illuminated pushbutton, 22 mm, round, plastic, blue, pushbutton, flat, momentary contact type, with holder, 1 NO+1 NC, LED module with integrated LED 110 V AC, Spring-type terminal | 1200 | 1 | Z9 | 1
3SU1103-0AB60-1BA0 |  | Illuminated pushbutton, 22 mm, round, plastic, white, pushbutton, flat, momentary contact type, with holder, 1 NO, LED module with integrated LED 110 V AC, screw terminal | 1020 | 1 | Z9 | 1
3SU1103-0AB60-1FA0 |  | Illuminated pushbutton, 22 mm, round, plastic, white, pushbutton, flat, momentary contact type, with holder, 1 NO+1 NC, LED module with integrated LED 110 V AC, screw terminal | 1130 | 1 | Z9 | 1
3SU1103-0AB60-3BA0 |  | Illuminated pushbutton, 22 mm, round, plastic, white, pushbutton, flat, momentary contact type, with holder, 1 NO, LED module with integrated LED 110 V AC, Spring-type terminal | 1080 | 1 | Z9 | 1
3SU1103-0AB60-3FA0 |  | Illuminated pushbutton, 22 mm, round, plastic, white, pushbutton, flat, momentary contact type, with holder, 1 NO+1 NC, LED module with integrated LED 110 V AC, Spring-type terminal | 1200 | 1 | Z9 | 1
3SU1103-0AB70-1BA0 |  | Illuminated pushbutton, 22 mm, round, plastic, clear, pushbutton, flat, momentary contact type, with holder, 1 NO, LED module with integrated LED 110 V AC, screw terminal | 1020 | 1 | Z9 | 1
3SU1103-0AB70-1FA0 |  | Illuminated pushbutton, 22 mm, round, plastic, clear, pushbutton, flat, momentary contact type, with holder, 1 NO+1 NC, LED module with integrated LED 110 V AC, screw terminal | 1130 | 1 | Z9 | 1
3SU1103-0AB70-3BA0 |  | Illuminated pushbutton, 22 mm, round, plastic, clear, pushbutton, flat, momentary contact type, with holder, 1 NO, LED module with integrated LED 110 V AC, Spring-type terminal | 1080 | 1 | Z9 | 1
3SU1103-0AB70-3FA0 |  | Illuminated pushbutton, 22 mm, round, plastic, clear, pushbutton, flat, momentary contact type, with holder, 1 NO+1 NC, LED module with integrated LED 110 V AC, Spring-type terminal | 1200 | 1 | Z9 | 1
3SU1103-2BF60-1BA0 |  | Selector switch, illuminable, 22 mm, round, plastic, white, selector switch, short, 2 switch positions O-I, latching, 10:30h/13:30h, with holder, with LED module, with integrated LED 110 V AC, 1 NO, screw terminal | 1150 | 1 | Z9 | 1
3SU1103-6AA00-1AA0 |  | Indicator lights, 22 mm, round, plastic, amber, lens, smooth, with holder, LED module with integrated LED 110 V AC, screw terminal | 749 | 1 | Z9 | 1
3SU1103-6AA20-1AA0 |  | Indicator lights, 22 mm, round, plastic, red, lens, smooth, with holder, LED module with integrated LED 110 V AC, screw terminal | 749 | 1 | Z9 | 1
3SU1103-6AA20-3AA0 |  | Indicator lights, 22 mm, round, plastic, red, lens, smooth, with holder, LED module with integrated LED 110 V AC, Spring-type terminal | 796 | 1 | Z9 | 1
3SU1103-6AA30-1AA0 |  | Indicator lights, 22 mm, round, plastic, yellow, lens, smooth, with holder, LED module with integrated LED 110 V AC, screw terminal | 749 | 1 | Z9 | 1
3SU1103-6AA30-3AA0 |  | Indicator lights, 22 mm, round, plastic, yellow, lens, smooth, with holder, LED module with integrated LED 110 V AC, Spring-type terminal | 796 | 1 | Z9 | 1
3SU1103-6AA40-1AA0 |  | Indicator lights, 22 mm, round, plastic, green, lens, smooth, with holder, LED module with integrated LED 110 V AC, screw terminal | 749 | 1 | Z9 | 1
3SU1103-6AA40-3AA0 |  | Indicator lights, 22 mm, round, plastic, green, lens, smooth, with holder, LED module, with integrated LED 110 V AC, Spring-type terminal | 796 | 1 | Z9 | 1
3SU1103-6AA50-1AA0 |  | Indicator lights, 22 mm, round, plastic, blue, lens, smooth, with holder, LED module with integrated LED 110 V AC, screw terminal | 749 | 1 | Z9 | 1
3SU1103-6AA50-3AA0 |  | Indicator lights, 22 mm, round, plastic, blue, lens, smooth, with holder, LED module, with integrated LED 110 V AC, Spring-type terminal | 796 | 1 | Z9 | 1
3SU1103-6AA60-1AA0 |  | Indicator lights, 22 mm, round, plastic, white, lens, smooth, with holder, LED module with integrated LED 110 V AC, screw terminal | 749 | 1 | Z9 | 1
3SU1103-6AA60-3AA0 |  | Indicator lights, 22 mm, round, plastic, white, lens, smooth, with holder, LED module, with integrated LED 110 V AC, Spring-type terminal | 796 | 1 | Z9 | 1
3SU1103-6AA70-1AA0 |  | Indicator lights, 22 mm, round, plastic, clear, lens, smooth, with holder, LED module with integrated LED 110 V AC, screw terminal | 749 | 1 | Z9 | 1
3SU1103-6AA70-3AA0 |  | Indicator lights, 22 mm, round, plastic, clear, lens, smooth, with holder, LED module, with integrated LED 110 V AC, Spring-type terminal | 796 | 1 | Z9 | 1
3SU1106-0AB20-1CA0 |  | Illuminated pushbutton, 22 mm, round, plastic, red, pushbutton, flat, momentary contact type, with holder, 1 NC, LED module with integrated LED 230 V AC, screw terminal | 1020 | 1 | Z9 | 1
3SU1106-0AB20-1FA0 |  | Illuminated pushbutton, 22 mm, round, plastic, red, pushbutton, flat, momentary contact type, with holder, 1 NO+1 NC, LED module with integrated LED 230 V AC, screw terminal | 1130 | 1 | Z9 | 1
3SU1106-0AB20-3CA0 |  | Illuminated pushbutton, 22 mm, round, plastic, red, pushbutton, flat, momentary contact type, with holder, 1 NC, LED module with integrated LED 230 V AC, Spring-type terminal | 1080 | 1 | Z9 | 1
3SU1106-0AB20-3FA0 |  | Illuminated pushbutton, 22 mm, round, plastic, red, pushbutton, flat, momentary contact type, with holder, 1 NO+1 NC, LED module with integrated LED 230 V AC, Spring-type terminal | 1200 | 1 | Z9 | 1
3SU1106-0AB30-1BA0 |  | Illuminated pushbutton, 22 mm, round, plastic, yellow, pushbutton, flat, momentary contact type, with holder, 1 NO, LED module with integrated LED 230 V AC, screw terminal | 1020 | 1 | Z9 | 1
3SU1106-0AB30-1FA0 |  | Illuminated pushbutton, 22 mm, round, plastic, yellow, pushbutton, flat, momentary contact type, with holder, 1 NO+1 NC, LED module with integrated LED 230 V AC, screw terminal | 1130 | 1 | Z9 | 1
3SU1106-0AB30-3FA0 |  | Illuminated pushbutton, 22 mm, round, plastic, yellow, pushbutton, flat, momentary contact type, with holder, 1 NO+1 NC, LED module with integrated LED 230 V AC, Spring-type terminal | 1200 | 1 | Z9 | 1
3SU1106-0AB40-1BA0 |  | Illuminated pushbutton, 22 mm, round, plastic, green, pushbutton, flat, momentary contact type, with holder, 1 NO, LED module with integrated LED 230 V AC, screw terminal | 1020 | 1 | Z9 | 1
3SU1106-0AB40-1FA0 |  | Illuminated pushbutton, 22 mm, round, plastic, green, pushbutton, flat, momentary contact type, with holder, 1 NO+1 NC, LED module with integrated LED 230 V AC, screw terminal | 1130 | 1 | Z9 | 1
3SU1106-0AB40-3BA0 |  | Illuminated pushbutton, 22 mm, round, plastic, green, pushbutton, flat, momentary contact type, with holder, 1 NO, LED module with integrated LED 230 V AC, Spring-type terminal | 1080 | 1 | Z9 | 1
3SU1106-0AB40-3FA0 |  | Illuminated pushbutton, 22 mm, round, plastic, green, pushbutton, flat, momentary contact type, with holder, 1 NO+1 NC, LED module with integrated LED 230 V AC, Spring-type terminal | 1200 | 1 | Z9 | 1
3SU1106-0AB50-1BA0 |  | Illuminated pushbutton, 22 mm, round, plastic, blue, pushbutton, flat, momentary contact type, with holder, 1 NO, LED module with integrated LED 230 V AC, screw terminal | 1020 | 1 | Z9 | 1
3SU1106-0AB50-1FA0 |  | Illuminated pushbutton, 22 mm, round, plastic, blue, pushbutton, flat, momentary contact type, with holder, 1 NO+1 NC, LED module with integrated LED 230 V AC, screw terminal | 1130 | 1 | Z9 | 1
3SU1106-0AB50-3FA0 |  | Illuminated pushbutton, 22 mm, round, plastic, blue, pushbutton, flat, momentary contact type, with holder, 1 NO+1 NC, LED module with integrated LED 230 V AC, Spring-type terminal | 1200 | 1 | Z9 | 1
3SU1106-0AB60-1BA0 |  | Illuminated pushbutton, 22 mm, round, plastic, white, pushbutton, flat, momentary contact type, with holder, 1 NO, LED module with integrated LED 230 V AC, screw terminal | 1020 | 1 | Z9 | 1
3SU1106-0AB60-1FA0 |  | Illuminated pushbutton, 22 mm, round, plastic, white, pushbutton, flat, momentary contact type, with holder, 1 NO+1 NC, LED module with integrated LED 230 V AC, screw terminal | 1130 | 1 | Z9 | 1
3SU1106-0AB60-3BA0 |  | Illuminated pushbutton, 22 mm, round, plastic, white, pushbutton, flat, momentary contact type, with holder, 1 NO, LED module with integrated LED 230 V AC, Spring-type terminal | 1080 | 1 | Z9 | 1
3SU1106-0AB60-3FA0 |  | Illuminated pushbutton, 22 mm, round, plastic, white, pushbutton, flat, momentary contact type, with holder, 1 NO+1 NC, LED module with integrated LED 230 V AC, Spring-type terminal | 1200 | 1 | Z9 | 1
3SU1106-0AB70-1BA0 |  | Illuminated pushbutton, 22 mm, round, plastic, clear, pushbutton, flat, momentary contact type, with holder, 1 NO, LED module with integrated LED 230 V AC, screw terminal | 1020 | 1 | Z9 | 1
3SU1106-0AB70-1FA0 |  | Illuminated pushbutton, 22 mm, round, plastic, clear, pushbutton, flat, momentary contact type, with holder, 1 NO+1 NC, LED module with integrated LED 230 V AC, screw terminal | 1130 | 1 | Z9 | 1
3SU1106-0AB70-3BA0 |  | Illuminated pushbutton, 22 mm, round, plastic, clear, pushbutton, flat, momentary contact type, with holder, 1 NO, LED module with integrated LED 230 V AC, Spring-type terminal | 1080 | 1 | Z9 | 1
3SU1106-0AB70-3FA0 |  | Illuminated pushbutton, 22 mm, round, plastic, clear, pushbutton, flat, momentary contact type, with holder, 1 NO+1 NC, LED module with integrated LED 230 V AC, Spring-type terminal | 1200 | 1 | Z9 | 1
3SU1106-6AA00-1AA0 |  | Indicator lights, 22 mm, round, plastic, amber, lens, smooth, with holder, LED module, with integrated LED 230 V AC, screw terminal | 749 | 1 | Z9 | 1
3SU1106-6AA20-1AA0 |  | Indicator lights, 22 mm, round, plastic, red, lens, smooth, with holder, LED module, with integrated LED 230 V AC, screw terminal | 749 | 1 | Z9 | 1
3SU1106-6AA20-3AA0 |  | Indicator lights, 22 mm, round, plastic, red, lens, smooth, with holder, LED module, with integrated LED 230 V AC, Spring-type terminal | 796 | 1 | Z9 | 1
3SU1106-6AA30-1AA0 |  | Indicator lights, 22 mm, round, plastic, yellow, lens, smooth, with holder, LED module, with integrated LED 230 V AC, screw terminal | 749 | 1 | Z9 | 1
3SU1106-6AA30-3AA0 |  | Indicator lights, 22 mm, round, plastic, yellow, lens, smooth, with holder, LED module, with integrated LED 230 V AC, Spring-type terminal | 796 | 1 | Z9 | 1
3SU1106-6AA40-1AA0 |  | Indicator lights, 22 mm, round, plastic, green, lens, smooth, with holder, LED module, with integrated LED 230 V AC, screw terminal | 749 | 1 | Z9 | 1
3SU1106-6AA40-3AA0 |  | Indicator lights, 22 mm, round, plastic, green, lens, smooth, with holder, LED module, with integrated LED 230 V AC, Spring-type terminal | 796 | 1 | Z9 | 1
3SU1106-6AA50-1AA0 |  | Indicator lights, 22 mm, round, plastic, blue, lens, smooth, with holder, LED module, with integrated LED 230 V AC, screw terminal | 749 | 1 | Z9 | 1
3SU1106-6AA50-3AA0 |  | Indicator lights, 22 mm, round, plastic, blue, lens, smooth, with holder, LED module, with integrated LED 230 V AC, Spring-type terminal | 796 | 1 | Z9 | 1
3SU1106-6AA60-1AA0 |  | Indicator lights, 22 mm, round, plastic, white, lens, smooth, with holder, LED module, with integrated LED 230 V AC, screw terminal | 749 | 1 | Z9 | 1
3SU1106-6AA60-3AA0 |  | Indicator lights, 22 mm, round, plastic, white, lens, smooth, with holder, LED module, with integrated LED 230 V AC, Spring-type terminal | 796 | 1 | Z9 | 1
3SU1106-6AA70-1AA0 |  | Indicator lights, 22 mm, round, plastic, clear, lens, smooth, with holder, LED module, with integrated LED 230 V AC, screw terminal | 749 | 1 | Z9 | 1
3SU1106-6AA70-3AA0 |  | Indicator lights, 22 mm, round, plastic, clear, lens, smooth, with holder, LED module, with integrated LED 230 V AC, Spring-type terminal | 796 | 1 | Z9 | 1
3SU1150-0AB10-1BA0 |  | Pushbutton, 22 mm, round, metal, shiny, black, pushbutton, flat, momentary contact type, with holder, 1 NO, screw terminal | 574 | 1 | Z9 | 1
3SU1150-0AB10-1CA0 |  | Pushbutton, 22 mm, round, metal, shiny, black, pushbutton, flat, momentary contact type, with holder, 1 NC, screw terminal | 574 | 1 | Z9 | 1
3SU1150-0AB10-1FA0 |  | Pushbutton, 22 mm, round, metal, shiny, black, pushbutton, flat, momentary contact type, with holder, 1 NO+1 NC, screw terminal | 683 | 1 | Z9 | 1
3SU1150-0AB10-3BA0 |  | Pushbutton, 22 mm, round, metal, shiny, black, pushbutton, flat, momentary contact type, 1 NO, Spring-type terminal | 577 | 1 | Z9 | 1
3SU1150-0AB10-3CA0 |  | Pushbutton, 22 mm, round, metal, shiny, black, pushbutton, flat, momentary contact type, 1 NC, Spring-type terminal | 577 | 1 | Z9 | 1
3SU1150-0AB10-3FA0 |  | Pushbutton, 22 mm, round, metal, shiny, black, pushbutton, flat, momentary contact type, 1 NO+1 NC, Spring-type terminal | 704 | 1 | Z9 | 1
3SU1150-0AB20-1BA0 |  | Pushbutton, 22 mm, round, metal, shiny, red, pushbutton, flat, momentary contact type, with holder, 1 NO, screw terminal | 574 | 1 | Z9 | 1
3SU1150-0AB20-1CA0 |  | Pushbutton, 22 mm, round, metal, shiny, red, pushbutton, flat, momentary contact type, with holder, 1 NC, screw terminal | 574 | 1 | Z9 | 1
3SU1150-0AB20-1FA0 |  | Pushbutton, 22 mm, round, metal, shiny, red, pushbutton, flat, momentary contact type, with holder, 1 NO+1 NC, screw terminal | 683 | 1 | Z9 | 1
3SU1150-0AB20-3CA0 |  | Pushbutton, 22 mm, round, metal, shiny, red, pushbutton, flat, momentary contact type, with holder, 1 NC, Spring-type terminal | 577 | 1 | Z9 | 1
3SU1150-0AB20-3FA0 |  | Pushbutton, 22 mm, round, metal, shiny, red, pushbutton, flat, momentary contact type, with holder, 1 NO+1 NC, Spring-type terminal | 704 | 1 | Z9 | 1
3SU1150-0AB30-1BA0 |  | Pushbutton, 22 mm, round, metal, shiny, yellow, pushbutton, flat, momentary contact type, with holder, 1 NO, screw terminal | 574 | 1 | Z9 | 1
3SU1150-0AB30-1FA0 |  | Pushbutton, 22 mm, round, metal, shiny, yellow, pushbutton, flat, momentary contact type, with holder, 1 NO+1 NC, screw terminal | 683 | 1 | Z9 | 1
3SU1150-0AB30-3BA0 |  | Pushbutton, 22 mm, round, metal, shiny, yellow, pushbutton, flat, momentary contact type, 1 NO, Spring-type terminal | 577 | 1 | Z9 | 1
3SU1150-0AB30-3FA0 |  | Pushbutton, 22 mm, round, metal, shiny, yellow, pushbutton, flat, momentary contact type, 1 NO+1 NC, Spring-type terminal | 704 | 1 | Z9 | 1
3SU1150-0AB40-1BA0 |  | Pushbutton, 22 mm, round, metal, shiny, green, pushbutton, flat, momentary contact type, 1 NO, screw terminal | 574 | 1 | Z9 | 1
3SU1150-0AB40-1FA0 |  | Pushbutton, 22 mm, round, metal, shiny, green, pushbutton, flat, momentary contact type, 1 NO+1 NC, screw terminal | 683 | 1 | Z9 | 1
3SU1150-0AB40-3BA0 |  | Pushbutton, 22 mm, round, metal, shiny, green, pushbutton, flat, momentary contact type, 1 NO, Spring-type terminal | 577 | 1 | Z9 | 1
3SU1150-0AB40-3FA0 |  | Pushbutton, 22 mm, round, metal, shiny, green, pushbutton, flat, momentary contact type, 1 NO+1 NC, Spring-type terminal | 704 | 1 | Z9 | 1
3SU1150-0AB50-1BA0 |  | Pushbutton, 22 mm, round, metal, shiny, blue, pushbutton, flat, momentary contact type, 1 NO, screw terminal | 574 | 1 | Z9 | 1
3SU1150-0AB50-1FA0 |  | Pushbutton, 22 mm, round, metal, shiny, blue, pushbutton, flat, momentary contact type, 1 NO+1 NC, screw terminal | 683 | 1 | Z9 | 1
3SU1150-0AB50-3BA0 |  | Pushbutton, 22 mm, round, metal, shiny, blue, pushbutton, flat, momentary contact type, 1 NO, Spring-type terminal | 577 | 1 | Z9 | 1
3SU1150-0AB50-3FA0 |  | Pushbutton, 22 mm, round, metal, shiny, blue, pushbutton, flat, momentary contact type, 1 NO+1 NC, Spring-type terminal | 704 | 1 | Z9 | 1
3SU1150-0AB60-1BA0 |  | Pushbutton, 22 mm, round, metal, shiny, white, pushbutton, flat, momentary contact type, 1 NO, screw terminal | 574 | 1 | Z9 | 1
3SU1150-0AB60-1FA0 |  | Pushbutton, 22 mm, round, metal, shiny, white, pushbutton, flat, momentary contact type, with holder, 1 NO+1 NC, screw terminal | 683 | 1 | Z9 | 1
3SU1150-0AB60-3BA0 |  | Pushbutton, 22 mm, round, metal, shiny, white, pushbutton, flat, momentary contact type, with holder, 1 NO, Spring-type terminal | 577 | 1 | Z9 | 1
3SU1150-0AB60-3FA0 |  | Pushbutton, 22 mm, round, metal, shiny, white, pushbutton, flat, momentary contact type, with holder, 1 NO+1 NC, Spring-type terminal | 704 | 1 | Z9 | 1
3SU1150-0AB70-1BA0 |  | Pushbutton, 22 mm, round, metal, shiny, clear, pushbutton, flat, momentary contact type, with holder, 1 NO, screw terminal | 574 | 1 | Z9 | 1
3SU1150-0AB70-1FA0 |  | Pushbutton, 22 mm, round, metal, shiny, clear, pushbutton, flat, momentary contact type, with holder, 1 NO+1 NC, screw terminal | 683 | 1 | Z9 | 1
3SU1150-0BB10-1BA0 |  | Pushbutton, 22 mm, round, metal, shiny, black, pushbutton, raised, momentary contact type, with holder, 1 NO, screw terminal | 645 | 1 | Z9 | 1
3SU1150-0BB10-1CA0 |  | Pushbutton, 22 mm, round, metal, shiny, black, pushbutton, raised, momentary contact type, with holder, 1 NC, screw terminal | 645 | 1 | Z9 | 1
3SU1150-0BB10-1FA0 |  | Pushbutton, 22 mm, round, metal, shiny, black, pushbutton, raised, momentary contact type, with holder, 1 NO+1 NC, screw terminal | 753 | 1 | Z9 | 1
3SU1150-0BB20-1CA0 |  | Pushbutton, 22 mm, round, metal, shiny, red, pushbutton, raised, momentary contact type, with holder, 1 NC, screw terminal | 645 | 1 | Z9 | 1
3SU1150-0BB20-1FA0 |  | Pushbutton, 22 mm, round, metal, shiny, red, pushbutton, raised, momentary contact type, with holder, 1 NO+1 NC, screw terminal | 753 | 1 | Z9 | 1
3SU1150-0BB20-3CA0 |  | Pushbutton, 22 mm, round, metal, shiny, red, pushbutton, raised, momentary contact type, with holder, 1 NC, Spring-type terminal | 650 | 1 | Z9 | 1
3SU1150-0BB40-1FA0 |  | Pushbutton, 22 mm, round, metal, shiny, green, pushbutton, raised, momentary contact type, with holder, 1 NO+1 NC, screw terminal | 753 | 1 | Z9 | 1
3SU1150-0BB50-1BA0 |  | Pushbutton, 22 mm, round, metal, shiny, blue, pushbutton, raised, momentary contact type, with holder, 1 NO, screw terminal | 645 | 1 | Z9 | 1
3SU1150-0BB50-1FA0 |  | Pushbutton, 22 mm, round, metal, shiny, blue, pushbutton, raised, momentary contact type, with holder, 1 NO+1 NC, screw terminal | 753 | 1 | Z9 | 1
3SU1150-1BA20-1CA0 |  | Mushroom pushbutton, 22 mm, round, metal, shiny, red, 40 mm, latching, pull-to-unlatch mechanism, with holder, 1 NC, screw terminal | 1150 | 1 | Z9 | 1
3SU1150-1BA20-1FA0 |  | Mushroom pushbutton, 22 mm, round, metal, shiny, red, 40 mm, latching, pull-to-unlatch mechanism, with holder, 1 NO+1 NC, screw terminal | 1260 | 1 | Z9 | 1
3SU1150-1BA20-3CA0 |  | Mushroom pushbutton, 22 mm, round, metal, shiny, red, 40 mm, latching, pull-to-unlatch mechanism, with holder, 1 NC, Spring-type terminal | 1160 | 1 | Z9 | 1
3SU1150-1BA20-3FA0 |  | Mushroom pushbutton, 22 mm, round, metal, shiny, red, 40 mm, latching, pull-to-unlatch mechanism, with holder, 1 NO+1 NC, Spring-type terminal | 1280 | 1 | Z9 | 1
3SU1150-1HA20-1CG0 |  | EMERGENCY STOP mushroom pushbutton, 22 mm, round, metal, shiny, red, 40 mm, positive latching, acc. to EN ISO 13850, pull-to-unlatch mechanism, with yellow backing plate, inscription: EMERGENCY STOP, with holder, 1 NC, screw terminal | 1120 | 1 | Z9 | 1
3SU1150-1HA20-1CH0 |  | EMERGENCY STOP mushroom-type actuator, 22 mm, round, metal, shiny, red, 40 mm, positive latching, according to EN ISO 13850, pull-to-unlatch mechanism, with yellow backing plate, inscription: NOT-HALT, with holder, 1 NC, screw terminal | 1120 | 1 | Z9 | 1
3SU1150-1HA20-1FG0 |  | EMERGENCY STOP mushroom pushbutton, 22 mm, round, metal, shiny, red, 40 mm, positive latching, acc. to EN ISO 13850, pull-to-unlatch mechanism, with yellow backing plate, inscription: EMERGENCY STOP, with holder, 1 NO+1 NC, screw terminal | 1210 | 1 | Z9 | 1
3SU1150-1HA20-1FH0 |  | EMERGENCY STOP mushroom-type actuator, 22 mm, round, metal, shiny, red, 40 mm, positive latching, according to EN ISO 13850, pull-to-unlatch mechanism, with yellow backing plate, inscription: NOT-HALT, with holder, 1 NO+1 NC, screw terminal | 1210 | 1 | Z9 | 1
3SU1150-1HA20-1FJ0 |  | EMERGENCY STOP mushroom pushbutton, 22 mm, round, metal, shiny, red, 40 mm, positive latching, acc. to EN ISO 13850, pull-to-unlatch mechanism, with yellow backing plate, inscription: ArrÃªt d'urgence, with holder, 1 NO+1 NC, screw terminal | 1210 | 1 | Z9 | 1
3SU1150-1HA20-3CH0 |  | EMERGENCY STOP mushroom-type actuator, 22 mm, round, metal, shiny, red, 40 mm, positive latching, according to EN ISO 13850, pull-to-unlatch mechanism, with yellow backing plate, inscription: NOT-HALT, with holder, 1 NC, spring-type terminal | 1120 | 1 | Z9 | 1
3SU1150-1HA20-3FH0 |  | EMERGENCY STOP mushroom-type actuator, 22 mm, round, metal, shiny, red, 40 mm, positive latching, according to EN ISO 13850, pull-to-unlatch mechanism, with yellow backing plate, inscription: NOT-HALT, with holder, 1 NO+1 NC, spring-type terminal | 1220 | 1 | Z9 | 1
3SU1150-1HA20-3PH0 |  | EMERGENCY STOP mushroom-type actuator, 22 mm, round, metal, shiny, red, 40 mm, positive latching, according to EN ISO 13850, pull-to-unlatch mechanism, with yellow backing plate, inscription: NOT-HALT, with holder, 1 NC, 1 NC, spring-type terminal | 1260 | 1 | Z9 | 1
3SU1150-1HB20-1CG0 |  | EMERGENCY STOP mushroom pushbutton, 22 mm, round, metal, shiny, red, 40 mm, positive latching, acc. to EN ISO 13850, rotate-to-unlatch, with yellow backing plate, inscription: EMERGENCY STOP, with holder, 1 NC, screw terminal | 1120 | 1 | Z9 | 1
3SU1150-1HB20-1CH0 |  | EMERGENCY STOP mushroom-type actuator, 22 mm, round, metal, shiny, red, 40 mm, positive latching, according to EN ISO 13850, rotate-to-unlatch, with yellow backing plate, inscription: NOT-HALT, with holder, 1 NC, screw terminal | 1120 | 1 | Z9 | 1
3SU1150-1HB20-1CJ0 |  | EMERGENCY STOP mushroom pushbutton, 22 mm, round, metal, shiny, red, 40 mm, positive latching, acc. to EN ISO 13850, rotate-to-unlatch, with yellow backing plate, inscription: ArrÃªt d'urgence, with holder, 1 NC, screw terminal | 1120 | 1 | Z9 | 1
3SU1150-1HB20-1FG0 |  | EMERGENCY STOP mushroom pushbutton, 22 mm, round, metal, shiny, red, 40 mm, positive latching, acc. to EN ISO 13850, rotate-to-unlatch, with yellow backing plate, inscription: EMERGENCY STOP, with holder, 1 NO+1 NC, screw terminal | 1210 | 1 | Z9 | 1
3SU1150-1HB20-1FH0 |  | EMERGENCY STOP mushroom-type actuator, 22 mm, round, metal, shiny, red, 40 mm, positive latching, according to EN ISO 13850, rotate-to-unlatch, with yellow backing plate, inscription: NOT-HALT, with holder, 1 NO+1 NC, screw terminal | 1210 | 1 | Z9 | 1
3SU1150-1HB20-1FJ0 |  | EMERGENCY STOP mushroom pushbutton, 22 mm, round, metal, shiny, red, 40 mm, positive latching, acc. to EN ISO 13850, rotate-to-unlatch, with yellow backing plate, inscription: ArrÃªt d'urgence, with holder, 1 NO+1 NC, screw terminal | 1210 | 1 | Z9 | 1
3SU1150-1HB20-1PA0 |  | EMERGENCY STOP mushroom pushbutton, 22 mm, round, metal, shiny, red, 40 mm, positive latching, according to EN ISO 13850, rotate-to-unlatch, without yellow backing plate, with holder, 1 NC, 1 NC, screw terminal | 1260 | 1 | Z9 | 1
3SU1150-1HB20-3CH0 |  | EMERGENCY STOP mushroom-type actuator, 22 mm, round, metal, shiny, red, 40 mm, positive latching, according to EN ISO 13850, rotate-to-unlatch, with yellow backing plate, inscription: NOT-HALT, with holder, 1 NC, spring-type terminal | 1120 | 1 | Z9 | 1
3SU1150-1HB20-3FH0 |  | EMERGENCY STOP mushroom-type actuator, 22 mm, round, metal, shiny, red, 40 mm, positive latching, according to EN ISO 13850, rotate-to-unlatch, with yellow backing plate, inscription: NOT-HALT, with holder, 1 NO+1 NC, spring-type terminal | 1220 | 1 | Z9 | 1
3SU1150-1HB20-3PH0 |  | EMERGENCY STOP mushroom-type actuator, 22 mm, round, metal, shiny, red, 40 mm, positive latching, according to EN ISO 13850, rotate-to-unlatch, with yellow backing plate, inscription: NOT-HALT, with holder, 1 NC, 1 NC, spring-type terminal | 1260 | 1 | Z9 | 1
3SU1150-2BF60-1BA0 |  | Selector switch, illuminable, 22 mm, round, metal, shiny, white, selector switch, short, 2 switch positions O-I, latching, actuating angle 90Â°, 10:30h/13:30h, with holder, 1 NO, screw terminal | 760 | 1 | Z9 | 1
3SU1150-2BF60-1FA0 |  | Selector switch, illuminable, 22 mm, round, metal, shiny, white, selector switch, short, 2 switch positions O-I, latching, actuating angle 90Â°, 10:30h/13:30h, with holder, 1 NO+1 NC, screw terminal | 871 | 1 | Z9 | 1
3SU1150-2BF60-1MA0 |  | Selector switch, illuminable, 22 mm, round, metal, shiny, white, selector switch, short, 2 switch positions O-I, latching, actuating angle 90Â°, 10:30h/13:30h, with holder, 1 NO, 1 NC, screw terminal | 937 | 1 | Z9 | 1
3SU1150-2BF60-3BA0 |  | Selector switch, illuminable, 22 mm, round, metal, shiny, white, selector switch, short, 2 switch positions O-I, latching, actuating angle 90Â°, 10:30h/13:30h, with holder, 1 NO, Spring-type terminal | 765 | 1 | Z9 | 1
3SU1150-2BF60-3MA0 |  | Selector switch, illuminable, 22 mm, round, metal, shiny, white, selector switch, short, 2 switch positions O-I, latching, actuating angle 90Â°, 10:30h/13:30h, with holder, 1 NO, 1 NC, Spring-type terminal | 946 | 1 | Z9 | 1
3SU1150-2BL60-1LA0 |  | Selector switch, illuminable, 22 mm, round, metal, shiny, white, selector switch, short, 3 switch positions I-O-II, latching, actuating angle 2x45Â°, 10:30h/12h/13:30h, with holder, 2x1NO+1NC, screw terminal | 1160 | 1 | Z9 | 1
3SU1150-2BL60-1NA0 |  | Selector switch, illuminable, 22 mm, round, metal, shiny, white, selector switch, short, 3 switch positions I-O-II, latching, actuating angle 2x45Â°, 10:30h/12h/13:30h, with holder, 1 NO, 1 NO, screw terminal | 937 | 1 | Z9 | 1
3SU1150-2BL60-3LA0 |  | Selector switch, illuminable, 22 mm, round, metal, shiny, white, selector switch, short, 3 switch positions I-O-II, latching, actuating angle 2x45Â°, 10:30h/12h/13:30h, with holder, 2x1NO+1NC, Spring-type terminal | 1200 | 1 | Z9 | 1
3SU1150-2BL60-3NA0 |  | Selector switch, illuminable, 22 mm, round, metal, shiny, white, selector switch, short, 3 switch positions I-O-II, latching, actuating angle 2x45Â°, 10:30h/12h/13:30h, with holder, 1 NO, 1 NO, Spring-type terminal | 946 | 1 | Z9 | 1
3SU1150-2BM60-1LA0 |  | Selector switch, illuminable, 22 mm, round, metal, shiny, white, selector switch, short, 3 switch positions I>O<II, momentary contact type, actuating angle 2x45Â°, 10:30h/12h/13:30h, with holder, 2x1NO+1NC, screw terminal | 1160 | 1 | Z9 | 1
3SU1150-2BM60-1NA0 |  | Selector switch, illuminable, 22 mm, round, metal, shiny, white, selector switch, short, 3 switch positions I>O<II, momentary contact type, actuating angle 2x45Â°, 10:30h/12h/13:30h, with holder, 1 NO, 1 NO, screw terminal | 937 | 1 | Z9 | 1
3SU1150-2BM60-3LA0 |  | Selector switch, illuminable, 22 mm, round, metal, shiny, white, selector switch, short, 3 switch positions I>O<II, momentary contact type, actuating angle 2x45Â°, 10:30h/12h/13:30h, with holder, 2x1NO+1NC, Spring-type terminal | 1200 | 1 | Z9 | 1
3SU1150-2BM60-3NA0 |  | Selector switch, illuminable, 22 mm, round, metal, shiny, white, selector switch, short, 3 switch positions I>O<II, momentary contact type, actuating angle 2x45Â°, 10:30h/12h/13:30h, with holder, 1 NO, 1 NO, Spring-type terminal | 946 | 1 | Z9 | 1
3SU1150-4BF01-3PA0 |  | RONIS key-operated switch, 22 mm, round, metal, shiny, lock number SB30, with 2 keys, 2 switch positions O-I, latching, actuating angle 90Â°, 10:30h/13:30h, key removal O, with holder, 1 NC, 1 NC, spring-type terminal, possible special locks: SB31, 421, 455 | 1520 | 1 | Z9 | 1
3SU1150-4BF11-1BA0 |  | RONIS key-operated switch, 22 mm, round, metal, shiny, lock number SB30, with 2 keys, 2 switch positions O-I, latching, actuating angle 90Â°, 10:30h/13:30h, key removal O+I, with holder, 1 NO, screw terminal, possible special locks: SB31, 421, 455 | 1340 | 1 | Z9 | 1
3SU1150-4BF11-1FA0 |  | RONIS key-operated switch, 22 mm, round, metal, shiny, lock number SB30, with 2 keys, 2 switch positions O-I, latching, actuating angle 90Â°, 10:30h/13:30h, key removal O+I, with holder, 1 NO+1 NC, screw terminal, possible special locks: SB31, 421, 455 | 1450 | 1 | Z9 | 1
3SU1150-4BF11-3BA0 |  | RONIS key-operated switch, 22 mm, round, metal, shiny, lock number SB30, with 2 keys, 2 switch positions O-I, latching, actuating angle 90Â°, 10:30h/13:30h, key removal O+I, with holder, 1 NO, spring-type terminal, possible special locks: SB31, 421, 455 | 1340 | 1 | Z9 | 1
3SU1150-4BF11-3FA0 |  | RONIS key-operated switch, 22 mm, round, metal, shiny, lock number SB30, with 2 keys, 2 switch positions O-I, latching, actuating angle 90Â°, 10:30h/13:30h, key removal O+I, with holder, 1 NO+1 NC, spring-type terminal, possible special locks: SB31, 421, 455 | 1470 | 1 | Z9 | 1
3SU1150-7AA88-1NA0 |  | coordinate switch, 22 mm, round, metal shiny, black, 2 switch positions, horizontal latching, without mechanical interlock in O position, with holder, 1 NO, 1 NO, screw terminal, | 2640 | 1 | Z9 | 1
3SU1150-7AB88-1NA0 |  | coordinate switch, 22 mm, round, metal shiny, black, 2 switch positions, vertical latching, without mechanical interlock in O position, with holder, 1 NO, 1 NO, screw terminal, | 2640 | 1 | Z9 | 1
3SU1150-7AC88-1NA0 |  | coordinate switch, 22 mm, round, metal shiny, black, 2 switch positions, horizontal momentary contact type, without mechanical interlock in O position, with holder, 1 NO, 1 NO, screw terminal, | 2640 | 1 | Z9 | 1
3SU1150-7AD88-1NA0 |  | coordinate switch, 22 mm, round, metal shiny, black, 2 switch positions, vertical momentary contact type, without mechanical interlock in O position, with holder, 1 NO, 1 NO, screw terminal, | 2640 | 1 | Z9 | 1
3SU1150-7AE88-1QA0 |  | coordinate switch, 22 mm, round, metal shiny, black, 4 switch positions, latching, without mechanical interlock in O position, with holder, 1 NO, 1 NO, 1 NO, 1 NO, screw terminal, | 3060 | 1 | Z9 | 1
3SU1150-7AF88-1QA0 |  | coordinate switch, 22 mm, round, metal shiny, black, 4 switch positions, momentary contact type, without mechanical interlock in O position, with holder, 1 NO, 1 NO, 1 NO, 1 NO, screw terminal, | 3060 | 1 | Z9 | 1
3SU1150-7BA88-1NA0 |  | coordinate switch, 22 mm, round, metal shiny, black, 2 switch positions, horizontal latching, with mechanical interlock in O position, with holder, 1 NO, 1 NO, screw terminal, | 3110 | 1 | Z9 | 1
3SU1150-7BB88-1NA0 |  | coordinate switch, 22 mm, round, metal shiny, black, 2 switch positions, vertical latching, with mechanical interlock in O position, with holder, 1 NO, 1 NO, screw terminal, | 3110 | 1 | Z9 | 1
3SU1150-7BC88-1NA0 |  | coordinate switch, 22 mm, round, metal shiny, black, 2 switch positions, horizontal momentary contact type, with mechanical interlock in O position, with holder, 1 NO, 1 NO, screw terminal, | 3110 | 1 | Z9 | 1
3SU1150-7BD88-1NA0 |  | coordinate switch, 22 mm, round, metal shiny, black, 2 switch positions, vertical momentary contact type, with mechanical interlock in O position, with holder, 1 NO, 1 NO, screw terminal, | 3110 | 1 | Z9 | 1
3SU1150-7BE88-1QA0 |  | coordinate switch, 22 mm, round, metal shiny, black, 4 switch positions, latching, with mechanical interlock in O position, with holder, 1 NO, 1 NO, 1 NO, 1 NO, screw terminal, | 3600 | 1 | Z9 | 1
3SU1150-7BF88-1QA0 |  | coordinate switch, 22 mm, round, metal shiny, black, 4 switch positions, momentary contact type, with mechanical interlock in O position, with holder, 1 NO, 1 NO, 1 NO, 1 NO, screw terminal, | 3600 | 1 | Z9 | 1
3SU1152-0AB00-1BA0 |  | Illuminated pushbutton, 22 mm, round, metal, shiny, amber, pushbutton, flat, momentary contact type, with holder, 1 NO, LED module with integrated LED 24 V AC/DC, screw terminal | 899 | 1 | Z9 | 1
3SU1152-0AB00-1FA0 |  | Illuminated pushbutton, 22 mm, round, metal, shiny, amber, pushbutton, flat, momentary contact type, with holder, 1 NO+1 NC, LED module with integrated LED 24 V AC/DC, screw terminal | 1010 | 1 | Z9 | 1
3SU1152-0AB20-1CA0 |  | Illuminated pushbutton, 22 mm, round, metal, shiny, red, pushbutton, flat, momentary contact type, with holder, 1 NC, LED module with integrated LED 24 V AC/DC, screw terminal | 899 | 1 | Z9 | 1
3SU1152-0AB20-1FA0 |  | Illuminated pushbutton, 22 mm, round, metal, shiny, red, pushbutton, flat, momentary contact type, with holder, 1 NO+1 NC, LED module with integrated LED 24 V AC/DC, screw terminal | 1010 | 1 | Z9 | 1
3SU1152-0AB20-3CA0 |  | Illuminated pushbutton, 22 mm, round, metal, shiny, red, pushbutton, flat, momentary contact type, with holder, 1 NC, LED module with integrated LED 24 V AC/DC, Spring-type terminal | 920 | 1 | Z9 | 1
3SU1152-0AB20-3FA0 |  | Illuminated pushbutton, 22 mm, round, metal, shiny, red, pushbutton, flat, momentary contact type, with holder, 1 NO+1 NC, LED module with integrated LED 24 V AC/DC, Spring-type terminal | 1050 | 1 | Z9 | 1
3SU1152-0AB30-1BA0 |  | Illuminated pushbutton, 22 mm, round, metal, shiny, yellow, pushbutton, flat, momentary contact type, with holder, 1 NO, LED module with integrated LED 24 V AC/DC, screw terminal | 899 | 1 | Z9 | 1
3SU1152-0AB30-1FA0 |  | Illuminated pushbutton, 22 mm, round, metal, shiny, yellow, pushbutton, flat, momentary contact type, with holder, 1 NO+1 NC, LED module with integrated LED 24 V AC/DC, screw terminal | 1010 | 1 | Z9 | 1
3SU1152-0AB30-3BA0 |  | Illuminated pushbutton, 22 mm, round, metal, shiny, yellow, pushbutton, flat, momentary contact type, with holder, 1 NO, LED module with integrated LED 24 V AC/DC, Spring-type terminal | 920 | 1 | Z9 | 1
3SU1152-0AB30-3FA0 |  | Illuminated pushbutton, 22 mm, round, metal, shiny, yellow, pushbutton, flat, momentary contact type, with holder, 1 NO+1 NC, LED module with integrated LED 24 V AC/DC, Spring-type terminal | 1050 | 1 | Z9 | 1
3SU1152-0AB40-1BA0 |  | Illuminated pushbutton, 22 mm, round, metal, shiny, green, pushbutton, flat, momentary contact type, with holder, 1 NO, LED module with integrated LED 24 V AC/DC, screw terminal | 899 | 1 | Z9 | 1
3SU1152-0AB40-1FA0 |  | Illuminated pushbutton, 22 mm, round, metal, shiny, green, pushbutton, flat, momentary contact type, with holder, 1 NO+1 NC, LED module with integrated LED 24 V AC/DC, screw terminal | 1010 | 1 | Z9 | 1
3SU1152-0AB40-3BA0 |  | Illuminated pushbutton, 22 mm, round, metal, shiny, green, pushbutton, flat, momentary contact type, with holder, 1 NO, LED module with integrated LED 24 V AC/DC, Spring-type terminal | 920 | 1 | Z9 | 1
3SU1152-0AB40-3FA0 |  | Illuminated pushbutton, 22 mm, round, metal, shiny, green, pushbutton, flat, momentary contact type, with holder, 1 NO+1 NC, LED module with integrated LED 24 V AC/DC, Spring-type terminal | 1050 | 1 | Z9 | 1
3SU1152-0AB50-1BA0 |  | Illuminated pushbutton, 22 mm, round, metal, shiny, blue, pushbutton, flat, momentary contact type, with holder, 1 NO, LED module with integrated LED 24 V AC/DC, screw terminal | 899 | 1 | Z9 | 1
3SU1152-0AB50-1FA0 |  | Illuminated pushbutton, 22 mm, round, metal, shiny, blue, pushbutton, flat, momentary contact type, with holder, 1 NO+1 NC, LED module with integrated LED 24 V AC/DC, screw terminal | 1010 | 1 | Z9 | 1
3SU1152-0AB50-3BA0 |  | Illuminated pushbutton, 22 mm, round, metal, shiny, blue, pushbutton, flat, momentary contact type, with holder, 1 NO, LED module with integrated LED 24 V AC/DC, Spring-type terminal | 920 | 1 | Z9 | 1
3SU1152-0AB50-3FA0 |  | Illuminated pushbutton, 22 mm, round, metal, shiny, blue, pushbutton, flat, momentary contact type, with holder, 1 NO+1 NC, LED module with integrated LED 24 V AC/DC, Spring-type terminal | 1050 | 1 | Z9 | 1
3SU1152-0AB60-1BA0 |  | Illuminated pushbutton, 22 mm, round, metal, shiny, white, pushbutton, flat, momentary contact type, with holder, 1 NO, LED module with integrated LED 24 V AC/DC, screw terminal | 899 | 1 | Z9 | 1
3SU1152-0AB60-1FA0 |  | Illuminated pushbutton, 22 mm, round, metal, shiny, white, pushbutton, flat, momentary contact type, with holder, 1 NO+1 NC, LED module with integrated LED 24 V AC/DC, screw terminal | 1010 | 1 | Z9 | 1
3SU1152-0AB60-3BA0 |  | Illuminated pushbutton, 22 mm, round, metal, shiny, white, pushbutton, flat, momentary contact type, with holder, 1 NO, LED module with integrated LED 24 V AC/DC, Spring-type terminal | 920 | 1 | Z9 | 1
3SU1152-0AB60-3FA0 |  | Illuminated pushbutton, 22 mm, round, metal, shiny, white, pushbutton, flat, momentary contact type, with holder, 1 NO+1 NC, LED module with integrated LED 24 V AC/DC, Spring-type terminal | 1050 | 1 | Z9 | 1
3SU1152-0AB70-1BA0 |  | Illuminated pushbutton, 22 mm, round, metal, shiny, clear, pushbutton, flat, momentary contact type, with holder, 1 NO, LED module with integrated LED 24 V AC/DC, screw terminal | 899 | 1 | Z9 | 1
3SU1152-0AB70-1FA0 |  | Illuminated pushbutton, 22 mm, round, metal, shiny, clear, pushbutton, flat, momentary contact type, with holder, 1 NO+1 NC, LED module with integrated LED 24 V AC/DC, screw terminal | 1010 | 1 | Z9 | 1
3SU1152-0AB70-3BA0 |  | Illuminated pushbutton, 22 mm, round, metal, shiny, clear, pushbutton, flat, momentary contact type, with holder, 1 NO, LED module with integrated LED 24 V AC/DC, Spring-type terminal | 920 | 1 | Z9 | 1
3SU1152-0AB70-3FA0 |  | Illuminated pushbutton, 22 mm, round, metal, shiny, clear, pushbutton, flat, momentary contact type, with holder, 1 NO+1 NC, LED module with integrated LED 24 V AC/DC, Spring-type terminal | 1050 | 1 | Z9 | 1
3SU1152-6AA00-1AA0 |  | indicator light, 22 mm, round, metal, shiny, amber, lens, smooth, with holder, LED module with integrated LED 24 V AC/DC, screw terminal | 617 | 1 | Z9 | 1
3SU1152-6AA20-1AA0 |  | indicator light, 22 mm, round, metal, shiny, red, lens, smooth, with holder, LED module with integrated LED 24 V AC/DC, screw terminal | 617 | 1 | Z9 | 1
3SU1152-6AA20-3AA0 |  | indicator light, 22 mm, round, metal, shiny, red, lens, smooth, with holder, LED module with integrated LED 24 V AC/DC, spring-loaded terminal | 631 | 1 | Z9 | 1
3SU1152-6AA30-1AA0 |  | indicator light, 22 mm, round, metal, shiny, yellow, lens, smooth, with holder, LED module with integrated LED 24 V AC/DC, screw terminal | 617 | 1 | Z9 | 1
3SU1152-6AA30-3AA0 |  | indicator light, 22 mm, round, metal, shiny, yellow, lens, smooth, with holder, LED module with integrated LED 24 V AC/DC, spring-loaded terminal | 631 | 1 | Z9 | 1
3SU1152-6AA40-1AA0 |  | indicator light, 22 mm, round, metal, shiny, green, lens, smooth, with holder, LED module with integrated LED 24 V AC/DC, screw terminal | 617 | 1 | Z9 | 1
3SU1152-6AA40-3AA0 |  | indicator light, 22 mm, round, metal, shiny, green, lens, smooth, with holder, LED module with integrated LED 24 V AC/DC, spring-loaded terminal | 631 | 1 | Z9 | 1
3SU1152-6AA50-1AA0 |  | indicator light, 22 mm, round, metal, shiny, blue, lens, smooth, with holder, LED module with integrated LED 24 V AC/DC, screw terminal | 617 | 1 | Z9 | 1
3SU1152-6AA50-3AA0 |  | indicator light, 22 mm, round, metal, shiny, blue, lens, smooth, with holder, LED module with integrated LED 24 V AC/DC, spring-loaded terminal | 631 | 1 | Z9 | 1
3SU1152-6AA60-1AA0 |  | indicator light, 22 mm, round, metal, shiny, white, lens, smooth, with holder, LED module with integrated LED 24 V AC/DC, screw terminal | 617 | 1 | Z9 | 1
3SU1152-6AA60-3AA0 |  | indicator light, 22 mm, round, metal, shiny, white, lens, smooth, with holder, LED module with integrated LED 24 V AC/DC, spring-loaded terminal | 631 | 1 | Z9 | 1
3SU1152-6AA70-1AA0 |  | indicator light, 22 mm, round, metal, shiny, clear, lens, smooth, with holder, LED module with integrated LED 24 V AC/DC, screw terminal | 617 | 1 | Z9 | 1
3SU1152-6AA70-3AA0 |  | indicator light, 22 mm, round, metal, shiny, clear, lens, smooth, with holder, LED module with integrated LED 24 V AC/DC, spring-loaded terminal | 631 | 1 | Z9 | 1
3SU1153-0AB00-1BA0 |  | Illuminated pushbutton, 22 mm, round, metal, shiny, amber, pushbutton, flat, momentary contact type, with holder, 1 NO, LED module with integrated LED 110 V AC, screw terminal | 1090 | 1 | Z9 | 1
3SU1153-0AB00-1FA0 |  | Illuminated pushbutton, 22 mm, round, metal, shiny, amber, pushbutton, flat, momentary contact type, with holder, 1 NO+1 NC, LED module with integrated LED 110 V AC, screw terminal | 1200 | 1 | Z9 | 1
3SU1153-0AB20-1CA0 |  | Illuminated pushbutton, 22 mm, round, metal, shiny, red, pushbutton, flat, momentary contact type, with holder, 1 NC, LED module with integrated LED 110 V AC, screw terminal | 1090 | 1 | Z9 | 1
3SU1153-0AB20-1FA0 |  | Illuminated pushbutton, 22 mm, round, metal, shiny, red, pushbutton, flat, momentary contact type, with holder, 1 NO+1 NC, LED module with integrated LED 110 V AC, screw terminal | 1200 | 1 | Z9 | 1
3SU1153-0AB20-3CA0 |  | Illuminated pushbutton, 22 mm, round, metal, shiny, red, pushbutton, flat, momentary contact type, with holder, 1 NC, LED module with integrated LED 110 V AC, Spring-type terminal | 1140 | 1 | Z9 | 1
3SU1153-0AB20-3FA0 |  | Illuminated pushbutton, 22 mm, round, metal, shiny, red, pushbutton, flat, momentary contact type, with holder, 1 NO+1 NC, LED module with integrated LED 110 V AC, Spring-type terminal | 1270 | 1 | Z9 | 1
3SU1153-0AB30-1BA0 |  | Illuminated pushbutton, 22 mm, round, metal, shiny, yellow, pushbutton, flat, momentary contact type, with holder, 1 NO, LED module with integrated LED 110 V AC, screw terminal | 1090 | 1 | Z9 | 1
3SU1153-0AB30-1FA0 |  | Illuminated pushbutton, 22 mm, round, metal, shiny, yellow, pushbutton, flat, momentary contact type, with holder, 1 NO+1 NC, LED module with integrated LED 110 V AC, screw terminal | 1200 | 1 | Z9 | 1
3SU1153-0AB30-3BA0 |  | Illuminated pushbutton, 22 mm, round, metal, shiny, yellow, pushbutton, flat, momentary contact type, with holder, 1 NO, LED module with integrated LED 110 V AC, Spring-type terminal | 1140 | 1 | Z9 | 1
3SU1153-0AB30-3FA0 |  | Illuminated pushbutton, 22 mm, round, metal, shiny, yellow, pushbutton, flat, momentary contact type, with holder, 1 NO+1 NC, LED module with integrated LED 110 V AC, Spring-type terminal | 1270 | 1 | Z9 | 1
3SU1153-0AB40-1BA0 |  | Illuminated pushbutton, 22 mm, round, metal, shiny, green, pushbutton, flat, momentary contact type, with holder, 1 NO, LED module with integrated LED 110 V AC, screw terminal | 1090 | 1 | Z9 | 1
3SU1153-0AB40-1FA0 |  | Illuminated pushbutton, 22 mm, round, metal, shiny, green, pushbutton, flat, momentary contact type, with holder, 1 NO+1 NC, LED module with integrated LED 110 V AC, screw terminal | 1200 | 1 | Z9 | 1
3SU1153-0AB40-3BA0 |  | Illuminated pushbutton, 22 mm, round, metal, shiny, green, pushbutton, flat, momentary contact type, with holder, 1 NO, LED module with integrated LED 110 V AC, Spring-type terminal | 1140 | 1 | Z9 | 1
3SU1153-0AB40-3FA0 |  | Illuminated pushbutton, 22 mm, round, metal, shiny, green, pushbutton, flat, momentary contact type, with holder, 1 NO+1 NC, LED module with integrated LED 110 V AC, Spring-type terminal | 1270 | 1 | Z9 | 1
3SU1153-0AB50-1BA0 |  | Illuminated pushbutton, 22 mm, round, metal, shiny, blue, pushbutton, flat, momentary contact type, with holder, 1 NO, LED module with integrated LED 110 V AC, screw terminal | 1090 | 1 | Z9 | 1
3SU1153-0AB50-1FA0 |  | Illuminated pushbutton, 22 mm, round, metal, shiny, blue, pushbutton, flat, momentary contact type, with holder, 1 NO+1 NC, LED module with integrated LED 110 V AC, screw terminal | 1200 | 1 | Z9 | 1
3SU1153-0AB50-3BA0 |  | Illuminated pushbutton, 22 mm, round, metal, shiny, blue, pushbutton, flat, momentary contact type, with holder, 1 NO, LED module with integrated LED 110 V AC, Spring-type terminal | 1140 | 1 | Z9 | 1
3SU1153-0AB50-3FA0 |  | Illuminated pushbutton, 22 mm, round, metal, shiny, blue, pushbutton, flat, momentary contact type, with holder, 1 NO+1 NC, LED module with integrated LED 110 V AC, Spring-type terminal | 1270 | 1 | Z9 | 1
3SU1153-0AB60-1BA0 |  | Illuminated pushbutton, 22 mm, round, metal, shiny, white, pushbutton, flat, momentary contact type, with holder, 1 NO, LED module with integrated LED 110 V AC, screw terminal | 1090 | 1 | Z9 | 1
3SU1153-0AB60-1FA0 |  | Illuminated pushbutton, 22 mm, round, metal, shiny, white, pushbutton, flat, momentary contact type, with holder, 1 NO+1 NC, LED module with integrated LED 110 V AC, screw terminal | 1200 | 1 | Z9 | 1
3SU1153-0AB60-3BA0 |  | Illuminated pushbutton, 22 mm, round, metal, shiny, white, pushbutton, flat, momentary contact type, with holder, 1 NO, LED module with integrated LED 110 V AC, Spring-type terminal | 1140 | 1 | Z9 | 1
3SU1153-0AB60-3FA0 |  | Illuminated pushbutton, 22 mm, round, metal, shiny, white, pushbutton, flat, momentary contact type, with holder, 1 NO+1 NC, LED module with integrated LED 110 V AC, Spring-type terminal | 1270 | 1 | Z9 | 1
3SU1153-0AB70-1BA0 |  | Illuminated pushbutton, 22 mm, round, metal, shiny, clear, pushbutton, flat, momentary contact type, with holder, 1 NO, LED module with integrated LED 110 V AC, screw terminal | 1090 | 1 | Z9 | 1
3SU1153-0AB70-1FA0 |  | Illuminated pushbutton, 22 mm, round, metal, shiny, clear, pushbutton, flat, momentary contact type, with holder, 1 NO+1 NC, LED module with integrated LED 110 V AC, screw terminal | 1200 | 1 | Z9 | 1
3SU1153-0AB70-3BA0 |  | Illuminated pushbutton, 22 mm, round, metal, shiny, clear, pushbutton, flat, momentary contact type, with holder, 1 NO, LED module with integrated LED 110 V AC, Spring-type terminal | 1140 | 1 | Z9 | 1
3SU1153-0AB70-3FA0 |  | Illuminated pushbutton, 22 mm, round, metal, shiny, clear, pushbutton, flat, momentary contact type, with holder, 1 NO+1 NC, LED module with integrated LED 110 V AC, Spring-type terminal | 1270 | 1 | Z9 | 1
3SU1153-6AA00-1AA0 |  | Indicator lights, 22 mm, round, metal, shiny, amber, lens, smooth, with holder, LED module with integrated LED 110 V AC, screw terminal | 807 | 1 | Z9 | 1
3SU1153-6AA20-1AA0 |  | Indicator lights, 22 mm, round, metal, shiny, red, lens, smooth, with holder, LED module with integrated LED 110 V AC, screw terminal | 807 | 1 | Z9 | 1
3SU1153-6AA20-3AA0 |  | Indicator lights, 22 mm, round, metal, shiny, red, lens, smooth, with holder, LED module with integrated LED 110 V AC, Spring-type terminal | 857 | 1 | Z9 | 1
3SU1153-6AA30-1AA0 |  | Indicator lights, 22 mm, round, metal, shiny, yellow, lens, smooth, with holder, LED module with integrated LED 110 V AC, screw terminal | 807 | 1 | Z9 | 1
3SU1153-6AA30-3AA0 |  | Indicator lights, 22 mm, round, metal, shiny, yellow, lens, smooth, with holder, LED module with integrated LED 110 V AC, Spring-type terminal | 857 | 1 | Z9 | 1
3SU1153-6AA40-1AA0 |  | Indicator lights, 22 mm, round, metal, shiny, green, lens, smooth, with holder, LED module with integrated LED 110 V AC, screw terminal | 807 | 1 | Z9 | 1
3SU1153-6AA40-3AA0 |  | Indicator lights, 22 mm, round, metal, shiny, green, lens, smooth, with holder, LED module with integrated LED 110 V AC, Spring-type terminal | 857 | 1 | Z9 | 1
3SU1153-6AA50-1AA0 |  | Indicator lights, 22 mm, round, metal, shiny, blue, lens, smooth, with holder, LED module with integrated LED 110 V AC, screw terminal | 807 | 1 | Z9 | 1
3SU1153-6AA50-3AA0 |  | Indicator lights, 22 mm, round, metal, shiny, blue, lens, smooth, with holder, LED module with integrated LED 110 V AC, Spring-type terminal | 857 | 1 | Z9 | 1
3SU1153-6AA60-1AA0 |  | Indicator lights, 22 mm, round, metal, shiny, white, lens, smooth, with holder, LED module with integrated LED 110 V AC, screw terminal | 807 | 1 | Z9 | 1
3SU1153-6AA60-3AA0 |  | Indicator lights, 22 mm, round, metal, shiny, white, lens, smooth, with holder, LED module with integrated LED 110 V AC, Spring-type terminal | 857 | 1 | Z9 | 1
3SU1153-6AA70-1AA0 |  | Indicator lights, 22 mm, round, metal, shiny, clear, lens, smooth, with holder, LED module with integrated LED 110 V AC, screw terminal | 807 | 1 | Z9 | 1
3SU1153-6AA70-3AA0 |  | Indicator lights, 22 mm, round, metal, shiny, clear, lens, smooth, with holder, LED module with integrated LED 110 V AC, Spring-type terminal | 857 | 1 | Z9 | 1
3SU1156-0AB00-1BA0 |  | Illuminated pushbutton, 22 mm, round, metal, shiny, amber, pushbutton, flat, momentary contact type, with holder, 1 NO, LED module with integrated LED 230 V AC, screw terminal | 1090 | 1 | Z9 | 1
3SU1156-0AB00-1FA0 |  | Illuminated pushbutton, 22 mm, round, metal, shiny, amber, pushbutton, flat, momentary contact type, with holder, 1 NO+1 NC, LED module with integrated LED 230 V AC, screw terminal | 1200 | 1 | Z9 | 1
3SU1156-0AB20-1CA0 |  | Illuminated pushbutton, 22 mm, round, metal, shiny, red, pushbutton, flat, momentary contact type, with holder, 1 NC, LED module with integrated LED 230 V AC, screw terminal | 1090 | 1 | Z9 | 1
3SU1156-0AB20-1FA0 |  | Illuminated pushbutton, 22 mm, round, metal, shiny, red, pushbutton, flat, momentary contact type, with holder, 1 NO+1 NC, LED module with integrated LED 230 V AC, screw terminal | 1200 | 1 | Z9 | 1
3SU1156-0AB20-3CA0 |  | Illuminated pushbutton, 22 mm, round, metal, shiny, red, pushbutton, flat, momentary contact type, with holder, 1 NC, LED module with integrated LED 230 V AC, Spring-type terminal | 1140 | 1 | Z9 | 1
3SU1156-0AB20-3FA0 |  | Illuminated pushbutton, 22 mm, round, metal, shiny, red, pushbutton, flat, momentary contact type, with holder, 1 NO+1 NC, LED module with integrated LED 230 V AC, Spring-type terminal | 1270 | 1 | Z9 | 1
3SU1156-0AB30-1BA0 |  | Illuminated pushbutton, 22 mm, round, metal, shiny, yellow, pushbutton, flat, momentary contact type, with holder, 1 NO, LED module with integrated LED 230 V AC, screw terminal | 1090 | 1 | Z9 | 1
3SU1156-0AB30-1FA0 |  | Illuminated pushbutton, 22 mm, round, metal, shiny, yellow, pushbutton, flat, momentary contact type, with holder, 1 NO+1 NC, LED module with integrated LED 230 V AC, screw terminal | 1200 | 1 | Z9 | 1
3SU1156-0AB30-3BA0 |  | Illuminated pushbutton, 22 mm, round, metal, shiny, yellow, pushbutton, flat, momentary contact type, with holder, 1 NO, LED module with integrated LED 230 V AC, Spring-type terminal | 1140 | 1 | Z9 | 1
3SU1156-0AB30-3FA0 |  | Illuminated pushbutton, 22 mm, round, metal, shiny, yellow, pushbutton, flat, momentary contact type, with holder, 1 NO+1 NC, LED module with integrated LED 230 V AC, Spring-type terminal | 1270 | 1 | Z9 | 1
3SU1156-0AB40-1BA0 |  | Illuminated pushbutton, 22 mm, round, metal, shiny, green, pushbutton, flat, momentary contact type, with holder, 1 NO, LED module with integrated LED 230 V AC, screw terminal | 1090 | 1 | Z9 | 1
3SU1156-0AB40-1FA0 |  | Illuminated pushbutton, 22 mm, round, metal, shiny, green, pushbutton, flat, momentary contact type, with holder, 1 NO+1 NC, LED module with integrated LED 230 V AC, screw terminal | 1200 | 1 | Z9 | 1
3SU1156-0AB40-3BA0 |  | Illuminated pushbutton, 22 mm, round, metal, shiny, green, pushbutton, flat, momentary contact type, with holder, 1 NO, LED module with integrated LED 230 V AC, Spring-type terminal | 1140 | 1 | Z9 | 1
3SU1156-0AB40-3FA0 |  | Illuminated pushbutton, 22 mm, round, metal, shiny, green, pushbutton, flat, momentary contact type, with holder, 1 NO+1 NC, LED module with integrated LED 230 V AC, Spring-type terminal | 1270 | 1 | Z9 | 1
3SU1156-0AB50-1BA0 |  | Illuminated pushbutton, 22 mm, round, metal, shiny, blue, pushbutton, flat, momentary contact type, with holder, 1 NO, LED module with integrated LED 230 V AC, screw terminal | 1090 | 1 | Z9 | 1
3SU1156-0AB50-1FA0 |  | Illuminated pushbutton, 22 mm, round, metal, shiny, blue, pushbutton, flat, momentary contact type, with holder, 1 NO+1 NC, LED module with integrated LED 230 V AC, screw terminal | 1200 | 1 | Z9 | 1
3SU1156-0AB50-3BA0 |  | Illuminated pushbutton, 22 mm, round, metal, shiny, blue, pushbutton, flat, momentary contact type, with holder, 1 NO, LED module with integrated LED 230 V AC, Spring-type terminal | 1140 | 1 | Z9 | 1
3SU1156-0AB50-3FA0 |  | Illuminated pushbutton, 22 mm, round, metal, shiny, blue, pushbutton, flat, momentary contact type, with holder, 1 NO+1 NC, LED module with integrated LED 230 V AC, Spring-type terminal | 1270 | 1 | Z9 | 1
3SU1156-0AB60-1BA0 |  | Illuminated pushbutton, 22 mm, round, metal, shiny, white, pushbutton, flat, momentary contact type, with holder, 1 NO, LED module with integrated LED 230 V AC, screw terminal | 1090 | 1 | Z9 | 1
3SU1156-0AB60-1FA0 |  | Illuminated pushbutton, 22 mm, round, metal, shiny, white, pushbutton, flat, momentary contact type, with holder, 1 NO+1 NC, LED module with integrated LED 230 V AC, screw terminal | 1200 | 1 | Z9 | 1
3SU1156-0AB60-3BA0 |  | Illuminated pushbutton, 22 mm, round, metal, shiny, white, pushbutton, flat, momentary contact type, with holder, 1 NO, LED module with integrated LED 230 V AC, Spring-type terminal | 1140 | 1 | Z9 | 1
3SU1156-0AB60-3FA0 |  | Illuminated pushbutton, 22 mm, round, metal, shiny, white, pushbutton, flat, momentary contact type, with holder, 1 NO+1 NC, LED module with integrated LED 230 V AC, Spring-type terminal | 1270 | 1 | Z9 | 1
3SU1156-0AB70-1BA0 |  | Illuminated pushbutton, 22 mm, round, metal, shiny, transparent, pushbutton, flat, momentary contact type, with holder, 1 NO, LED module with integrated LED 230 V AC, screw terminal | 1090 | 1 | Z9 | 1
3SU1156-0AB70-1FA0 |  | Illuminated pushbutton, 22 mm, round, metal, shiny, clear, pushbutton, flat, momentary contact type, with holder, 1 NO+1 NC, LED module with integrated LED 230 V AC, screw terminal | 1200 | 1 | Z9 | 1
3SU1156-0AB70-3BA0 |  | Illuminated pushbutton, 22 mm, round, metal, shiny, transparent, pushbutton, flat, momentary contact type, with holder, 1 NO, LED module with integrated LED 230 V AC, Spring-type terminal | 1140 | 1 | Z9 | 1
3SU1156-0AB70-3FA0 |  | Illuminated pushbutton, 22 mm, round, metal, shiny, transparent, pushbutton, flat, momentary contact type, with holder, 1 NO+1 NC, LED module with integrated LED 230 V AC, Spring-type terminal | 1270 | 1 | Z9 | 1
3SU1156-6AA20-1AA0 |  | Indicator lights, 22 mm, round, metal, shiny, red, lens, smooth, with holder, LED module with integrated LED 230 V AC, screw terminal | 807 | 1 | Z9 | 1
3SU1156-6AA20-3AA0 |  | Indicator lights, 22 mm, round, metal, shiny, red, lens, smooth, with holder, LED module with integrated LED 230 V AC, Spring-type terminal | 857 | 1 | Z9 | 1
3SU1156-6AA30-1AA0 |  | Indicator lights, 22 mm, round, metal, shiny, yellow, lens, smooth, with holder, LED module with integrated LED 230 V AC, screw terminal | 807 | 1 | Z9 | 1
3SU1156-6AA30-3AA0 |  | Indicator lights, 22 mm, round, metal, shiny, yellow, lens, smooth, with holder, LED module with integrated LED 230 V AC, Spring-type terminal | 857 | 1 | Z9 | 1
3SU1156-6AA40-1AA0 |  | Indicator lights, 22 mm, round, metal, shiny, green, lens, smooth, with holder, LED module with integrated LED 230 V AC, screw terminal | 807 | 1 | Z9 | 1
3SU1156-6AA40-3AA0 |  | Indicator lights, 22 mm, round, metal, shiny, green, lens, smooth, with holder, LED module with integrated LED 230 V AC, Spring-type terminal | 857 | 1 | Z9 | 1
3SU1156-6AA50-1AA0 |  | Indicator lights, 22 mm, round, metal, shiny, blue, lens, smooth, with holder, LED module with integrated LED 230 V AC, screw terminal | 807 | 1 | Z9 | 1
3SU1156-6AA50-3AA0 |  | Indicator lights, 22 mm, round, metal, shiny, blue, lens, smooth, with holder, LED module with integrated LED 230 V AC, Spring-type terminal | 857 | 1 | Z9 | 1
3SU1156-6AA60-1AA0 |  | Indicator lights, 22 mm, round, metal, shiny, white, lens, smooth, with holder, LED module with integrated LED 230 V AC, screw terminal | 807 | 1 | Z9 | 1
3SU1156-6AA60-3AA0 |  | Indicator lights, 22 mm, round, metal, shiny, white, lens, smooth, with holder, LED module with integrated LED 230 V AC, Spring-type terminal | 857 | 1 | Z9 | 1
3SU1156-6AA70-1AA0 |  | Indicator lights, 22 mm, round, metal, shiny, clear, lens, smooth, with holder, LED module with integrated LED 230 V AC, screw terminal | 807 | 1 | Z9 | 1
3SU1156-6AA70-3AA0 |  | Indicator lights, 22 mm, round, metal, shiny, clear, lens, smooth, with holder, LED module with integrated LED 230 V AC, Spring-type terminal | 857 | 1 | Z9 | 1
3SU1158-1HB20-1PT0 |  | EMERGENCY STOP mushroom pushbutton, illuminable, 22 mm, round, metal, shiny, red, 40 mm, positive latching, acc. to EN ISO 13850, rotate-to-unlatch, with yellow washer, inscription: EMERGENCY STOP, with holder, 1 NC, 1 NC, LED module with integrated LED, 24-240 V AC/DC, red, screw terminal | 1660 | 1 | Z9 | 1
3SU1158-3AB42-1MA0 |  | Illuminated twin pushbutton, 22 mm, round, metal, shiny, green, red, pushbuttons, flat momentary contact type, with holder, 1 NO, 1 NC, LED module, with integrated LED 230 V AC, white, screw terminal | 1520 | 1 | Z9 | 1
3SU1200-0EB20-0AA0 |  | Pushbutton, compact, with extended stroke (12 mm), 22 mm, round, plastic, red, pushbutton, flat, momentary contact type, with holder | 617 | 1 | Z9 | 1
3SU1200-0EB40-0AA0 |  | Pushbutton, compact, with extended stroke (12 mm), 22 mm, round, plastic, green, pushbutton, flat, momentary contact type, with holder | 617 | 1 | Z9 | 1
3SU1200-0FB10-0AA0 |  | Pushbutton, compact, with extended stroke (12 mm), 22 mm, round, plastic, black, pushbutton, raised, momentary contact type, with holder | 617 | 1 | Z9 | 1
3SU1200-0FB20-0AA0 |  | Pushbutton, compact, with extended stroke (12 mm), 22 mm, round, plastic, red, pushbutton, raised, momentary contact type, with holder | 617 | 1 | Z9 | 1
3SU1200-0KB10-0AA0 |  | Pushbutton, compact, with extended stroke (12 mm), 22 mm, round, plastic, black, pushbutton, raised, momentary contact type, with holder, with extension plunger, with label holder, Frame bottom square, with labeling plate 12.5 mm x 27 mm, black, with inscription: Reset | 1170 | 1 | Z9 | 1
3SU1200-2PQ10-1AA0 |  | Potentiometer, compact, 22 mm, round, plastic, black, 1k ohm, with holder, screw terminal | 2570 | 1 | Z9 | 1
3SU1200-2PR10-1AA0 |  | Potentiometer, compact, 22 mm, round, plastic, black, 4.7k ohm, with holder, screw terminal | 2570 | 1 | Z9 | 1
3SU1200-2PS10-1AA0 |  | Potentiometer, compact, 22 mm, round, plastic, black, 10k ohm, with holder, screw terminal | 2570 | 1 | Z9 | 1
3SU1200-2PT10-1AA0 |  | Potentiometer, compact, 22 mm, round, plastic, black, 47k ohm, with holder, screw terminal | 2570 | 1 | Z9 | 1
3SU1200-2PU10-1AA0 |  | Potentiometer, compact, 22 mm, round, plastic, black, 100k ohm, with holder, screw terminal | 2570 | 1 | Z9 | 1
3SU1200-2PV10-1AA0 |  | Potentiometer, compact, 22 mm, round, plastic, black, 470k ohm, with holder, screw terminal | 2750 | 1 | Z9 | 1
3SU1200-2PW10-1AA0 |  | Potentiometer, compact, 22 mm, round, plastic, black, 2.2k ohm, with holder, screw terminal | 2570 | 1 | Z9 | 1
3SU1200-6KB10-1AA0 |  | acoustic signaling device, compact, 22 mm, round, plastic, black, continuous tone 2.4 kHz, IP40, sound pressure min. 80 dB/10 cm, with holder, operating voltage 24 V AC/DC, screw terminal | 1320 | 1 | Z9 | 1
3SU1200-6KC10-1AA0 |  | acoustic signaling device, compact, 22 mm, round, plastic, black, continuous tone 2.4 kHz, IP40, sound pressure min. 80 dB/10 cm, with holder, operating voltage 110 V AC, screw terminal | 1320 | 1 | Z9 | 1
3SU1200-6KF10-1AA0 |  | acoustic signaling device, compact, 22 mm, round, plastic, black, continuous tone 2.4 kHz, IP40, sound pressure min. 80 dB/10 cm, with holder, operating voltage 230 V AC, screw terminal | 1320 | 1 | Z9 | 1
3SU1200-6LC10-1AA0 |  | acoustic signal device, compact, 22 mm, round, plastic, black, continuous tone 4.5 kHz, IP69, sound pressure 75+/-10% dB/10 cm, with holder, operating voltage 110 V AC, screw terminal | 2040 | 1 | Z9 | 1
3SU1250-0EB20-0AA0 |  | Pushbutton, compact, with extended stroke (12 mm), 22 mm, round, metal, red, pushbutton, flat, momentary contact type, with holder | 687 | 1 | Z9 | 1
3SU1250-0EB40-0AA0 |  | Pushbutton, compact, with extended stroke (12 mm), 22 mm, round, metal, green, pushbutton, flat, momentary contact type, with holder | 687 | 1 | Z9 | 1
3SU1250-0EB50-0AA0 |  | Pushbutton, compact, with extended stroke (12 mm), 22 mm, round, metal, blue, pushbutton, flat, momentary contact type, with holder | 687 | 1 | Z9 | 1
3SU1250-0FB10-0AA0 |  | Pushbutton, compact, with extended stroke (12 mm), 22 mm, round, metal, black, pushbutton, raised, momentary contact type, with holder | 687 | 1 | Z9 | 1
3SU1251-0EB20-0AA0 |  | Pushbutton, compact, with extended stroke (12 mm), 22 mm, round, metal, red transparent, pushbutton, flat, momentary contact type, with holder | 687 | 1 | Z9 | 1
3SU1400-1AA10-1BA0 |  | Contact module with 1 contact element, 1 NO, screw terminal, for front plate mounting, Minimum order quantity 5 or a multiple of this | 175 | 1 | Z9 | 5
3SU1400-1AA10-1BA0-Z | X01 | Contact module with 1 contact element, 1 NO, screw-type terminal, for front plate mounting, Z = minimum order quantity 1 or a multiple thereof | 210 | 1 | Z9 | 1
3SU1400-1AA10-1CA0 |  | Contact module with 1 contact element, 1 NC, screw terminal, for front plate mounting, Minimum order quantity 5 or a multiple of this | 175 | 1 | Z9 | 5
3SU1400-1AA10-1CA0-Z | X01 | Contact module with 1 contact element, 1 NC, screw-type terminal, for front plate mounting, Z = minimum order quantity 1 or a multiple thereof | 210 | 1 | Z9 | 1
3SU1400-1AA10-1DA0 |  | Contact module with 2 contact elements, 2 NO, screw terminal, for front plate mounting | 395 | 1 | Z9 | 1
3SU1400-1AA10-1EA0 |  | Contact module with 2 contact elements, 2 NC, screw terminal, for front plate mounting | 395 | 1 | Z9 | 1
3SU1400-1AA10-1FA0 |  | Contact module with 2 contact elements, 1 NO+1 NC, screw terminal, for front plate mounting | 285 | 1 | Z9 | 1
3SU1400-1AA10-1GA0 |  | Contact module with 2 contact elements, 1 NO leading + 1 NC lagging, screw terminal, for front plate mounting | 395 | 1 | Z9 | 1
3SU1400-1AA10-1HA0 |  | Contact module with 1 contact element, 1 NC, Contact for installation monitoring, screw terminal, for front plate mounting | 424 | 1 | Z9 | 1
3SU1400-1AA10-1LA0 |  | Contact module with 1 contact element, 1 NO, gold-plated contacts, screw terminal, for front plate mounting | 287 | 1 | Z9 | 1
3SU1400-1AA10-1MA0 |  | Contact module with 1 contact element, 1 NC, gold-plated contacts, screw terminal, for front plate mounting | 287 | 1 | Z9 | 1
3SU1400-1AA10-1NA0 |  | Contact module with 2 contact elements, 2 NO, gold-plated contacts, screw terminal, for front plate mounting | 584 | 1 | Z9 | 1
3SU1400-1AA10-1PA0 |  | Contact module with 2 contact elements, 2 NC, gold-plated contacts, screw terminal, for front plate mounting | 584 | 1 | Z9 | 1
3SU1400-1AA10-1QA0 |  | Contact module with 2 contact elements, 1 NO+1 NC, gold-plated contacts, screw terminal, for front plate mounting | 468 | 1 | Z9 | 1
3SU1400-1AA10-1RA0 |  | Contact module with 2 contact elements, 1 NO leading + 1 NC lagging, gold-plated contacts, screw terminal, for front plate mounting | 584 | 1 | Z9 | 1
3SU1400-1AA10-3BA0 |  | Contact module with 1 contact element, 1 NO, spring-type terminal, for front plate mounting, Minimum order quantity 5 or a multiple thereof | 180 | 1 | Z9 | 5
3SU1400-1AA10-3BA0-Z | X01 | Contact module with 1 contact element, 1 NO, spring-type terminal, for front plate mounting, Z = minimum order quantity 1 or a multiple thereof | 216 | 1 | Z9 | 1
3SU1400-1AA10-3CA0-Z | X01 | Contact module with 1 contact element, 1 NC, spring-type terminal, for front plate mounting, Z = minimum order quantity 1 or a multiple thereof | 216 | 1 | Z9 | 1
3SU1400-1AA10-3DA0 |  | Contact module with 2 contact elements, 2 NO, spring-type terminal, for front plate mounting | 410 | 1 | Z9 | 1
3SU1400-1AA10-3EA0 |  | Contact module with 2 contact elements, 2 NC, spring-type terminal, for front plate mounting | 410 | 1 | Z9 | 1
3SU1400-1AA10-3FA0 |  | Contact module with 2 contact elements, 1 NO+1 NC, spring-type terminal, for front plate mounting | 308 | 1 | Z9 | 1
3SU1400-1AA10-3GA0 |  | Contact module with 2 contact elements, 1 NO leading + 1 NC lagging, spring-type terminal, for front plate mounting | 410 | 1 | Z9 | 1
3SU1400-1AA10-3HA0 |  | Contact module with 1 contact element, 1 NC, Contact for installation monitoring, spring-type terminal, for front plate mounting | 417 | 1 | Z9 | 1
3SU1400-1AA10-3LA0 |  | Contact module with 1 contact element, 1 NO, gold-plated contacts, spring-type terminal, for front plate mounting | 370 | 1 | Z9 | 1
3SU1400-1AA10-3MA0 |  | Contact module with 1 contact element, 1 NC, gold-plated contacts, spring-type terminal, for front plate mounting | 370 | 1 | Z9 | 1
3SU1400-1AA10-3NA0 |  | Contact module with 2 contact elements, 2 NO, gold-plated contacts, spring-type terminal, for front plate mounting | 734 | 1 | Z9 | 1
3SU1400-1AA10-3PA0 |  | Contact module with 2 contact elements, 2 NC, gold-plated contacts, spring-type terminal, for front plate mounting | 734 | 1 | Z9 | 1
3SU1400-1AA10-3QA0 |  | Contact module with 2 contact elements, 1 NO+1 NC, gold-plated contacts, spring-type terminal, for front plate mounting | 619 | 1 | Z9 | 1
3SU1400-1AA10-3RA0 |  | Contact module with 2 contact elements, 1 NO leading + 1 NC lagging, gold-plated contacts, spring-type terminal, for front plate mounting | 734 | 1 | Z9 | 1
3SU1400-1CK10-1AA0 |  | LED test module 6-240 V AC/DC operating voltage, screw terminal, for front plate mounting, for LED modules (6-24 V AC/DC, 24 V AC/DC, 24-240 V AC/DC), 1x (L-) and 2x (L+) | 435 | 1 | Z9 | 1
3SU1400-1DA10-1AA0 |  | Support terminal, black, screw terminal, for front plate mounting | 230 | 1 | Z9 | 1
3SU1400-1DA10-3AA0 |  | Support terminal, black, spring-type terminal, for front plate mounting | 259 | 1 | Z9 | 1
3SU1400-1DA43-1AA0 |  | Support terminal, green/yellow, screw terminal, for front plate mounting | 230 | 1 | Z9 | 1
3SU1400-1DA43-3AA0 |  | Support terminal, green/yellow, spring-type terminal, for front plate mounting | 259 | 1 | Z9 | 1
3SU1400-1DA50-1AA0 |  | Support terminal, blue, screw terminal, for front plate mounting | 230 | 1 | Z9 | 1
3SU1400-1DA50-3AA0 |  | Support terminal, blue, spring-type terminal, for front plate mounting | 259 | 1 | Z9 | 1
3SU1400-1EA10-2AA0 |  | AS-Interface module, 2 safe inputs, black, 4-pole connector with screw terminal and 4-pole connector with spring-type terminal, for front plate mounting | 8220 | 1 | Z9 | 1
3SU1400-1EA10-4AA0 |  | AS-Interface module, 2 safe inputs, black, insulation displacement system, for front plate mounting | 8220 | 1 | Z9 | 1
3SU1400-1EC10-2AA0 |  | AS-Interface module, 2 safe inputs, 1 output, black, 4-pole connector with screw terminal, 2-pole and 4-pole connector with spring-type terminal, for front plate mounting | 8620 | 1 | Z9 | 1
3SU1400-1EC10-4AA0 |  | AS-Interface module, 2 safe inputs, 1 output, black, insulation displacement system and 2-pole connector with spring-type terminal, for front plate mounting | 8620 | 1 | Z9 | 1
3SU1400-1EJ10-6AA0 |  | AS-Interface module, 4 inputs and 3 outputs, black, spring-loaded terminal (push-in), for input/output, for front plate mounting | 5700 | 1 | Z9 | 1
3SU1400-1EK10-6AA0 |  | AS-Interface module, 4 inputs and 4 outputs, black, spring-loaded terminal (push-in) for input/output, for front plate mounting | 5360 | 1 | Z9 | 1
3SU1400-1GC10-1AA0 |  | Electronics module for ID key-operated switch, black, Operating voltage 24 V DC, group ID, screw terminal, for front plate mounting | 5630 | 1 | Z9 | 1
3SU1400-1GD10-1AA0 |  | Electronics module IO-Link for ID key-operated switch, with 5 pre-programmed electronic switches, controller and RFID authentication of the switching function, black, operating voltage 24 V DC, screw terminal, for front plate mounting, for industrial application in control cabinets and machines | 7490 | 1 | Z9 | 1
3SU1400-1GE10-1AA0 |  | electronic module IO-Link for ID key-operated switch, freely programmable electronic switch, controller and RFID authentication of the switching function, black, operating voltage 24 V DC, screw terminal, for front plate mounting, for industrial application in control cabinets and machines | 7600 | 1 | Z9 | 1
3SU1400-1HL10-6AA0 |  | Electronics module for IO-Link, black, 8 inputs/outputs, user-programmable, default 6 DI/2 DQ, Spring-type terminal (Push-in), for front plate mounting | 4020 | 1 | Z9 | 1
3SU1400-1LK10-1AA1 |  | SIRIUS ACT with PROFINET: standard interface module 24 V DC, screw terminal, front plate mounting 1 to 20 terminal modules connectable | 7910 | 1 | Z9 | 1
3SU1400-1LK10-1BA1 |  | SIRIUS ACT with PROFINET: standard interface module with extended inputs and outputs 24 V DC, screw terminal, front plate mounting, 1 to 20 terminal modules connectable, with additional 1 DQ + 4 DI + 1 AI | 10700 | 1 | Z9 | 1
3SU1400-1LK10-3AA1 |  | SIRIUS ACT with PROFINET: standard interface module 24 V DC, spring-loaded terminal, front plate mounting 1 to 20 terminal modules connectable | 7910 | 1 | Z9 | 1
3SU1400-1LK10-3BA1 |  | SIRIUS ACT with PROFINET: standard interface module with extended inputs and outputs 24 V DC, spring-loaded terminal, front plate mounting, 1 to 20 terminal modules connectable, with additional 1 DQ + 4 DI + 1 AI | 10700 | 1 | Z9 | 1
3SU1400-1LL10-1BA1 |  | SIRIUS ACT with PROFINET: fail-safe interface module with 4 DI, 1 DQ (24 V DC), 1 AI (12-bit A/D resolution), 24 V DC, screw terminal, front plate mounting, 1 to 20 terminal modules connectable | 12300 | 1 | Z9 | 1
3SU1400-1LL10-3BA1 |  | SIRIUS ACT with PROFINET: fail-safe interface module with 4 DI, 1 DQ (24 V DC), 1 AI (12-bit A/D resolution), 24 V DC, spring-loaded terminal, front plate mounting, 1 to 20 terminal modules connectable | 12300 | 1 | Z9 | 1
3SU1400-1MA10-1BA1 |  | SIRIUS ACT: terminal module (command module) for front plate mounting | 1190 | 1 | Z9 | 1
3SU1400-2AA10-1BA0 |  | Contact module with 1 contact element, 1 NO, screw-type terminal, for floor mounting, Minimum order quantity 5 or a multiple thereof | 214 | 1 | Z9 | 5
3SU1400-2AA10-1BA0-Z | X01 | Contact module with 1 contact element, 1 NO, screw-type terminal, for floor mounting, Z = minimum order quantity 1 or a multiple thereof | 257 | 1 | Z9 | 1
3SU1400-2AA10-1CA0 |  | Contact module with 1 contact element, 1 NC, screw-type terminal, for floor mounting, Minimum order quantity 5 or a multiple thereof | 214 | 1 | Z9 | 5
3SU1400-2AA10-1CA0-Z | X01 | Contact module with 1 contact element, 1 NC, screw-type terminal, for floor mounting, Z = minimum order quantity 1 or a multiple thereof | 257 | 1 | Z9 | 1
3SU1400-2AA10-1LA0 |  | Contact module with 1 contact element, 1 NO, gold-plated contacts, screw terminal, for floor mounting | 313 | 1 | Z9 | 1
3SU1400-2AA10-1MA0 |  | Contact module with 1 contact element, 1 NC, gold-plated contacts, screw terminal, for floor mounting | 313 | 1 | Z9 | 1
3SU1400-2AA10-3BA0-Z | X01 | Contact module with 1 contact element, 1 NO, spring-type terminal, for floor mounting, Z = minimum order quantity 1 or a multiple thereof | 259 | 1 | Z9 | 1
3SU1400-2AA10-3CA0-Z | X01 | Contact module with 1 contact element, 1 NC, spring-type terminal, for floor mounting, Z = minimum order quantity 1 or a multiple thereof | 259 | 1 | Z9 | 1
3SU1400-2AA10-3LA0 |  | Contact module with 1 contact element, 1 NO, gold-plated contacts, spring-type terminal, for floor mounting | 410 | 1 | Z9 | 1
3SU1400-2AA10-3MA0 |  | Contact module with 1 contact element, 1 NC, gold-plated contacts, spring-type terminal, for floor mounting | 410 | 1 | Z9 | 1
3SU1400-2CK10-1AA0 |  | LED test module Operating voltage 6-240 V AC/DC, screw terminal, for floor mounting, for LED modules (6-24 V AC/DC, 24 V AC/DC, 24-240 V AC/DC) | 259 | 1 | Z9 | 1
3SU1400-2DA10-1AA0 |  | Support terminal, black, screw terminal, for floor mounting | 202 | 1 | Z9 | 1
3SU1400-2DA10-3AA0 |  | Support terminal, black, spring-type terminal, for floor mounting | 228 | 1 | Z9 | 1
3SU1400-2DA43-1AA0 |  | Support terminal, green/yellow, screw terminal, for floor mounting | 202 | 1 | Z9 | 1
3SU1400-2DA43-3AA0 |  | Support terminal, green/yellow, spring-type terminal, for floor mounting | 228 | 1 | Z9 | 1
3SU1400-2DA50-1AA0 |  | Support terminal, blue, screw terminal, for floor mounting | 202 | 1 | Z9 | 1
3SU1400-2DA50-3AA0 |  | Support terminal, blue, spring-type terminal, for floor mounting | 228 | 1 | Z9 | 1
3SU1400-2EA10-6AA0 |  | AS-Interface module, 2 safe inputs, black, spring-loaded terminal (push-in), for input/output, for base mounting | 3650 | 1 | Z9 | 1
3SU1400-2EJ10-6AA0 |  | AS-Interface module, A/B slave, 4 inputs and 3 outputs, black, Spring-type terminal (Push-in), for input/output, for floor mounting | 5700 | 1 | Z9 | 1
3SU1400-2EK10-6AA0 |  | AS-Interface module, 4 inputs and 4 outputs, black, spring-loaded terminal (push-in), for input/output, for base mounting | 5300 | 1 | Z9 | 1
3SU1400-2HK10-6AA0 |  | Electronics module for IO-Link, black, 8 inputs/outputs, 6 DI/2 DQ, Push-in, for floor mounting | 3980 | 1 | Z9 | 1
3SU1400-2HL10-6AA0 |  | Electronics module for IO-Link, black, 8 inputs/outputs, user-programmable, default 6 DI/2 DQ, Spring-type terminal (Push-in), for floor mounting | 3980 | 1 | Z9 | 1
3SU1400-2HM10-6AA0 |  | Electronics module for IO-Link, black, 8 inputs/outputs, 4DI/4DQ, Push-in, for floor mounting | 3980 | 1 | Z9 | 1
3SU1400-2HN10-6AA0 |  | Electronics module for IO-Link, black, 8 inputs/outputs, 2 DI/6 DQ, Push-in, for floor mounting | 3980 | 1 | Z9 | 1
3SU1400-3AA10-5BA0 |  | Contact module with 1 contact element, 1 NO, soldered connection, for use on printed circuit boards | 579 | 1 | Z9 | 1
3SU1400-3AA10-5CA0 |  | Contact module with 1 contact element, 1 NC, soldered connection, for use on printed circuit boards | 579 | 1 | Z9 | 1
3SU1401-1BB00-1AA0 |  | LED module with integrated LED 24 V AC/DC, amber, screw terminal, for front plate mounting, Minimum order quantity 5 or a multiple thereof | 282 | 1 | Z9 | 1
3SU1401-1BB00-1AA0-Z | X01 | LED module with integrated LED 24 V AC/DC, amber, screw terminal, for front plate mounting, Z = minimum order quantity 1 or a multiple thereof | 339 | 1 | Z9 | 1
3SU1401-1BB00-1AA2 |  | LED module with integrated LED 24 V AC/DC, amber, screw terminal, for front plate mounting, ATEX Zone 1-2: Intrinsic safety | 692 | 1 | Z9 | 1
3SU1401-1BB00-3AA0-Z | X01 | LED module with integrated LED 24 V AC/DC, amber, Spring-loaded terminal, for front plate mounting, Z = minimum order quantity 1 or a multiple thereof | 353 | 1 | Z9 | 1
3SU1401-1BB20-1AA0-Z | X01 | LED module with integrated LED 24 V AC/DC, red, screw terminal, for front plate mounting, Z = minimum order quantity 1 or a multiple thereof | 339 | 1 | Z9 | 1
3SU1401-1BB20-1AA2 |  | LED module with integrated LED 24 V AC/DC, red, screw terminal, for front plate mounting, ATEX Zone 1-2: Intrinsic safety | 692 | 1 | Z9 | 1
3SU1401-1BB20-3AA0-Z | X01 | LED module with integrated LED 24 V AC/DC, red, Spring-loaded terminal, for front plate mounting, Z = minimum order quantity 1 or a multiple thereof | 353 | 1 | Z9 | 1
3SU1401-1BB30-1AA0-Z | X01 | LED module with integrated LED 24 V AC/DC, yellow, screw terminal, for front plate mounting, Z = minimum order quantity 1 or a multiple thereof | 339 | 1 | Z9 | 1
3SU1401-1BB30-1AA2 |  | LED module with integrated LED 24 V AC/DC, yellow, screw terminal, for front plate mounting, ATEX Zone 1-2: Intrinsic safety | 692 | 1 | Z9 | 1
3SU1401-1BB30-3AA0-Z | X01 | LED module with integrated LED 24 V AC/DC, yellow, Spring-loaded terminal, for front plate mounting, Z = minimum order quantity 1 or a multiple thereof | 353 | 1 | Z9 | 1
3SU1401-1BB40-1AA0-Z | X01 | LED module with integrated LED 24 V AC/DC, green, screw terminal, for front plate mounting, Z = minimum order quantity 1 or a multiple thereof | 339 | 1 | Z9 | 1
3SU1401-1BB40-1AA2 |  | LED module with integrated LED 24 V AC/DC, green, screw terminal, for front plate mounting, ATEX Zone 1-2: Intrinsic safety | 692 | 1 | Z9 | 1
3SU1401-1BB40-3AA0-Z | X01 | LED module with integrated LED 24 V AC/DC, green, Spring-loaded terminal, for front plate mounting, Z = minimum order quantity 1 or a multiple thereof | 353 | 1 | Z9 | 1
3SU1401-1BB50-1AA0-Z | X01 | LED module with integrated LED 24 V AC/DC, blue, screw terminal, for front plate mounting, Z = minimum order quantity 1 or a multiple thereof | 339 | 1 | Z9 | 1
3SU1401-1BB50-1AA2 |  | LED module with integrated LED 24 V AC/DC, blue, screw terminal, for front plate mounting, ATEX Zone 1-2: Intrinsic safety | 692 | 1 | Z9 | 1
3SU1401-1BB50-3AA0-Z | X01 | LED module with integrated LED 24 V AC/DC, blue, Spring-loaded terminal, for front plate mounting, Z = minimum order quantity 1 or a multiple thereof | 353 | 1 | Z9 | 1
3SU1401-1BB60-1AA0 |  | LED module with integrated LED 24 V AC/DC, white, screw terminal, for front plate mounting, Minimum order quantity 5 or a multiple thereof | 282 | 1 | Z9 | 5
3SU1401-1BB60-1AA0-Z | X01 | LED module with integrated LED 24 V AC/DC, white, screw terminal, for front plate mounting, Z = minimum order quantity 1 or a multiple thereof | 339 | 1 | Z9 | 1
3SU1401-1BB60-1AA2 |  | LED module with integrated LED 24 V AC/DC, white, screw terminal, for front plate mounting, ATEX Zone 1-2: Intrinsic safety | 692 | 1 | Z9 | 1
3SU1401-1BB60-3AA0-Z | X01 | LED module with integrated LED 24 V AC/DC, white, Spring-loaded terminal, for front plate mounting, Z = minimum order quantity 1 or a multiple thereof | 353 | 1 | Z9 | 1
3SU1401-1BC00-1AA0 |  | LED module with integrated LED 110 V AC, amber, screw terminal, for front plate mounting | 473 | 1 | Z9 | 1
3SU1401-1BC00-3AA0 |  | LED module with integrated LED 110 V AC, amber, spring-type terminal, for front plate mounting | 520 | 1 | Z9 | 1
3SU1401-1BC20-1AA0 |  | LED module with integrated LED 110 V AC, red, screw terminal, for front plate mounting | 473 | 1 | Z9 | 1
3SU1401-1BC20-3AA0 |  | LED module with integrated LED 110 V AC, red, spring-type terminal, for front plate mounting | 520 | 1 | Z9 | 1
3SU1401-1BC24-1AA0 |  | LED module w. indicator lights with integrated LED 110 V AC, red-yellow-green, screw terminal, for front plate mounting | 1270 | 1 | Z9 | 1
3SU1401-1BC30-1AA0 |  | LED module with integrated LED 110 V AC, yellow, screw terminal, for front plate mounting | 473 | 1 | Z9 | 1
3SU1401-1BC30-3AA0 |  | LED module with integrated LED 110 V AC, yellow, spring-type terminal, for front plate mounting | 520 | 1 | Z9 | 1
3SU1401-1BC40-1AA0 |  | LED module with integrated LED 110 V AC, green, screw terminal, for front plate mounting | 473 | 1 | Z9 | 1
3SU1401-1BC40-3AA0 |  | LED module with integrated LED 110 V AC, green, spring-type terminal, for front plate mounting | 520 | 1 | Z9 | 1
3SU1401-1BC50-1AA0 |  | LED module with integrated LED 110 V AC, blue, screw terminal, for front plate mounting | 473 | 1 | Z9 | 1
3SU1401-1BC50-3AA0 |  | LED module with integrated LED 110 V AC, blue, spring-type terminal, for front plate mounting | 520 | 1 | Z9 | 1
3SU1401-1BC60-1AA0 |  | LED module with integrated LED 110 V AC, white, screw terminal, for front plate mounting | 473 | 1 | Z9 | 1
3SU1401-1BC60-3AA0 |  | LED module with integrated LED 110 V AC, white, spring-type terminal, for front plate mounting | 520 | 1 | Z9 | 1
3SU1401-1BF00-1AA0 |  | LED module with integrated LED 230 V AC, amber, screw terminal, for front plate mounting | 473 | 1 | Z9 | 1
3SU1401-1BF00-3AA0 |  | LED module with integrated LED 230 V AC, amber, spring-type terminal, for front plate mounting | 520 | 1 | Z9 | 1
3SU1401-1BF20-1AA0 |  | LED module with integrated LED 230 V AC, red, screw terminal, for front plate mounting | 473 | 1 | Z9 | 1
3SU1401-1BF20-3AA0 |  | LED module with integrated LED 230 V AC, red, spring-type terminal, for front plate mounting | 520 | 1 | Z9 | 1
3SU1401-1BF24-1AA0 |  | LED module w. indicator lights with integrated LED 230 V AC, red-yellow-green, screw terminal, for front plate mounting | 1270 | 1 | Z9 | 1
3SU1401-1BF30-1AA0 |  | LED module with integrated LED 230 V AC, yellow, screw terminal, for front plate mounting | 473 | 1 | Z9 | 1
3SU1401-1BF30-3AA0 |  | LED module with integrated LED 230 V AC, yellow, spring-type terminal, for front plate mounting | 520 | 1 | Z9 | 1
3SU1401-1BF40-1AA0 |  | LED module with integrated LED 230 V AC, green, screw terminal, for front plate mounting | 473 | 1 | Z9 | 1
3SU1401-1BF40-3AA0 |  | LED module with integrated LED 230 V AC, green, spring-type terminal, for front plate mounting | 520 | 1 | Z9 | 1
3SU1401-1BF50-1AA0 |  | LED module with integrated LED 230 V AC, blue, screw terminal, for front plate mounting | 473 | 1 | Z9 | 1
3SU1401-1BF50-3AA0 |  | LED module with integrated LED 230 V AC, blue, spring-type terminal, for front plate mounting | 520 | 1 | Z9 | 1
3SU1401-1BF60-1AA0 |  | LED module with integrated LED 230 V AC, white, screw terminal, for front plate mounting | 473 | 1 | Z9 | 1
3SU1401-1BF60-3AA0 |  | LED module with integrated LED 230 V AC, white, spring-type terminal, for front plate mounting | 520 | 1 | Z9 | 1
3SU1401-1BG00-1AA0 |  | LED module with integrated LED 6-24V AC/DC amber, screw terminal, for front plate mounting | 320 | 1 | Z9 | 1
3SU1401-1BG00-3AA0 |  | LED module with integrated LED 6-24V AC/DC amber, Spring-loaded terminal, for front plate mounting | 341 | 1 | Z9 | 1
3SU1401-1BG20-1AA0 |  | LED module with integrated LED 6-24V AC/DC red, screw terminal, for front plate mounting | 320 | 1 | Z9 | 1
3SU1401-1BG20-3AA0 |  | LED module with integrated LED 6-24V AC/DC red, Spring-loaded terminal, for front plate mounting | 341 | 1 | Z9 | 1
3SU1401-1BG30-1AA0 |  | LED module with integrated LED 6-24V AC/DC yellow, screw terminal, for front plate mounting | 320 | 1 | Z9 | 1
3SU1401-1BG30-3AA0 |  | LED module with integrated LED 6-24V AC/DC yellow, Spring-loaded terminal, for front plate mounting | 341 | 1 | Z9 | 1
3SU1401-1BG40-1AA0 |  | LED module with integrated LED 6-24V AC/DC green, screw terminal, for front plate mounting | 320 | 1 | Z9 | 1
3SU1401-1BG40-3AA0 |  | LED module with integrated LED 6-24V AC/DC green, Spring-loaded terminal, for front plate mounting | 341 | 1 | Z9 | 1
3SU1401-1BG50-1AA0 |  | LED module with integrated LED 6-24V AC/DC blue, screw terminal, for front plate mounting | 320 | 1 | Z9 | 1
3SU1401-1BG50-3AA0 |  | LED module with integrated LED 6-24V AC/DC blue, Spring-loaded terminal, for front plate mounting | 341 | 1 | Z9 | 1
3SU1401-1BG60-1AA0 |  | LED module with integrated LED 6-24V AC/DC white, screw terminal, for front plate mounting | 320 | 1 | Z9 | 1
3SU1401-1BG60-3AA0 |  | LED module with integrated LED 6-24V AC/DC white, Spring-loaded terminal, for front plate mounting | 341 | 1 | Z9 | 1
3SU1401-1BH00-1AA0 |  | LED module with integrated LED, 24-240 V AC/DC, amber, screw terminal, for front plate mounting | 574 | 1 | Z9 | 1
3SU1401-1BH00-3AA0 |  | LED module with integrated LED, 24-240 V AC/DC, amber, spring-type terminal, for front plate mounting | 605 | 1 | Z9 | 1
3SU1401-1BH20-1AA0 |  | LED module with integrated LED, 24-240 V AC/DC, red, screw terminal, for front plate mounting | 574 | 1 | Z9 | 1
3SU1401-1BH20-3AA0 |  | LED module with integrated LED, 24-240 V AC/DC, red, spring-type terminal, for front plate mounting | 605 | 1 | Z9 | 1
3SU1401-1BH30-1AA0 |  | LED module with integrated LED, 24-240 V AC/DC, yellow, screw terminal, for front plate mounting | 574 | 1 | Z9 | 1
3SU1401-1BH30-3AA0 |  | LED module with integrated LED, 24-240 V AC/DC, yellow, spring-type terminal, for front plate mounting | 605 | 1 | Z9 | 1
3SU1401-1BH40-1AA0 |  | LED module with integrated LED, 24-240 V AC/DC, green, screw terminal, for front plate mounting | 574 | 1 | Z9 | 1
3SU1401-1BH40-3AA0 |  | LED module with integrated LED, 24-240 V AC/DC, green, spring-type terminal, for front plate mounting | 605 | 1 | Z9 | 1
3SU1401-1BH50-1AA0 |  | LED module with integrated LED, 24-240 V AC/DC, blue, screw terminal, for front plate mounting | 574 | 1 | Z9 | 1
3SU1401-1BH50-3AA0 |  | LED module with integrated LED, 24-240 V AC/DC, blue, spring-type terminal, for front plate mounting | 605 | 1 | Z9 | 1
3SU1401-1BH60-1AA0 |  | LED module with integrated LED, 24-240 V AC/DC, white, screw terminal, for front plate mounting | 574 | 1 | Z9 | 1
3SU1401-1BH60-3AA0 |  | LED module with integrated LED, 24-240 V AC/DC, white, spring-type terminal, for front plate mounting | 605 | 1 | Z9 | 1
3SU1401-1EE20-2AA0 |  | AS-Interface module, 2 safe inputs, 1 LED, red, 4-pole connector with screw terminal and 4-pole connector with spring-type terminal, for front plate mounting | 8620 | 1 | Z9 | 1
3SU1401-1EE20-4AA0 |  | AS-Interface module, 2 safe inputs, 1 LED, red, spring-type terminal and insulation displacement system, for front plate mounting | 8620 | 1 | Z9 | 1
3SU1401-1MC00-1CA1 |  | SIRIUS ACT: terminal module (command and LED module), integrated LED amber, for front plate mounting | 1240 | 1 | Z9 | 1
3SU1401-1MC20-1CA1 |  | SIRIUS ACT: terminal module (command and LED module), integrated LED red, for front plate mounting | 1240 | 1 | Z9 | 1
3SU1401-1MC30-1CA1 |  | SIRIUS ACT: terminal module (command and LED module), integrated LED yellow, for front plate mounting | 1240 | 1 | Z9 | 1
3SU1401-1MC40-1CA1 |  | SIRIUS ACT: terminal module (command and LED module), integrated LED green, for front plate mounting | 1240 | 1 | Z9 | 1
3SU1401-1MC50-1CA1 |  | SIRIUS ACT: terminal module (command and LED module), integrated LED blue, for front plate mounting | 1240 | 1 | Z9 | 1
3SU1401-1MC60-1CA1 |  | SIRIUS ACT: terminal module (command and LED module), integrated LED white, for front plate mounting | 1240 | 1 | Z9 | 1
3SU1401-1ME00-1DA1 |  | SIRIUS ACT: terminal module (LED module), integrated LED amber, for front plate mounting | 1150 | 1 | Z9 | 1
3SU1401-1ME20-1DA1 |  | SIRIUS ACT: terminal module (LED module), integrated LED red, for front plate mounting | 1150 | 1 | Z9 | 1
3SU1401-1ME30-1DA1 |  | SIRIUS ACT: terminal module (LED module), integrated LED yellow, for front plate mounting | 1150 | 1 | Z9 | 1
3SU1401-1ME40-1DA1 |  | SIRIUS ACT: terminal module (LED module), integrated LED green, for front plate mounting | 1150 | 1 | Z9 | 1
3SU1401-1ME50-1DA1 |  | SIRIUS ACT: terminal module (LED module), integrated LED blue, for front plate mounting | 1150 | 1 | Z9 | 1
3SU1401-1ME60-1DA1 |  | SIRIUS ACT: terminal module (LED module), integrated LED white, for front plate mounting | 1150 | 1 | Z9 | 1
3SU1401-2BB00-1AA0-Z | X01 | LED module with integrated LED 24 V AC/DC, amber, screw terminal, for floor mounting, Z = minimum order quantity 1 or a multiple thereof | 351 | 1 | Z9 | 1
3SU1401-2BB00-3AA0-Z | X01 | LED module with integrated LED 24 V AC/DC, amber, Spring-loaded terminal, for floor mounting, Z = minimum order quantity 1 or a multiple thereof | 377 | 1 | Z9 | 1
3SU1401-2BB20-1AA0-Z | X01 | LED module with integrated LED 24 V AC/DC, red, screw terminal, for floor mounting, Z = minimum order quantity 1 or a multiple thereof | 351 | 1 | Z9 | 1
3SU1401-2BB20-3AA0-Z | X01 | LED module with integrated LED 24 V AC/DC, red, Spring-loaded terminal, for floor mounting, Z = minimum order quantity 1 or a multiple thereof | 377 | 1 | Z9 | 1
3SU1401-2BB30-1AA0-Z | X01 | LED module with integrated LED 24 V AC/DC, yellow, screw terminal, for floor mounting, Z = minimum order quantity 1 or a multiple thereof | 351 | 1 | Z9 | 1
3SU1401-2BB30-3AA0-Z | X01 | LED module with integrated LED 24 V AC/DC, yellow, Spring-loaded terminal, for floor mounting, Z = minimum order quantity 1 or a multiple thereof | 377 | 1 | Z9 | 1
3SU1401-2BB40-1AA0-Z | X01 | LED module with integrated LED 24 V AC/DC, green, screw terminal, for floor mounting, Z = minimum order quantity 1 or a multiple thereof | 351 | 1 | Z9 | 1
3SU1401-2BB40-3AA0-Z | X01 | LED module with integrated LED 24 V AC/DC, green, Spring-loaded terminal, for floor mounting, Z = minimum order quantity 1 or a multiple thereof | 377 | 1 | Z9 | 1
3SU1401-2BB50-1AA0-Z | X01 | LED module with integrated LED 24 V AC/DC, blue, screw terminal, for floor mounting, Z = minimum order quantity 1 or a multiple thereof | 351 | 1 | Z9 | 1
3SU1401-2BB50-3AA0-Z | X01 | LED module with integrated LED 24 V AC/DC, blue, Spring-loaded terminal, for floor mounting, Z = minimum order quantity 1 or a multiple thereof | 377 | 1 | Z9 | 1
3SU1401-2BB60-1AA0 |  | LED module with integrated LED 24 V AC/DC, white, screw terminal, for floor mounting, Minimum order quantity 5 or a multiple thereof | 292 | 1 | Z9 | 5
3SU1401-2BB60-1AA0-Z | X01 | LED module with integrated LED 24 V AC/DC, white, screw terminal, for floor mounting, Z = minimum order quantity 1 or a multiple thereof | 351 | 1 | Z9 | 1
3SU1401-2BB60-3AA0-Z | X01 | LED module with integrated LED 24 V AC/DC, white, Spring-loaded terminal, for floor mounting, Z = minimum order quantity 1 or a multiple thereof | 377 | 1 | Z9 | 1
3SU1401-2BC00-1AA0 |  | LED module with integrated LED 110 V AC, amber, screw terminal, for floor mounting | 551 | 1 | Z9 | 1
3SU1401-2BC00-3AA0 |  | LED module with integrated LED 110 V AC, amber, spring-type terminal, for floor mounting | 534 | 1 | Z9 | 1
3SU1401-2BC20-1AA0 |  | LED module with integrated LED 110 V AC, red, screw terminal, for floor mounting | 551 | 1 | Z9 | 1
3SU1401-2BC20-3AA0 |  | LED module with integrated LED 110 V AC, red, spring-type terminal, for floor mounting | 534 | 1 | Z9 | 1
3SU1401-2BC30-1AA0 |  | LED module with integrated LED 110 V AC, yellow, screw terminal, for floor mounting | 551 | 1 | Z9 | 1
3SU1401-2BC30-3AA0 |  | LED module with integrated LED 110 V AC, yellow, spring-type terminal, for floor mounting | 534 | 1 | Z9 | 1
3SU1401-2BC40-1AA0 |  | LED module with integrated LED 110 V AC, green, screw terminal, for floor mounting | 551 | 1 | Z9 | 1
3SU1401-2BC40-3AA0 |  | LED module with integrated LED 110 V AC, green, spring-type terminal, for floor mounting | 534 | 1 | Z9 | 1
3SU1401-2BC50-1AA0 |  | LED module with integrated LED 110 V AC, blue, screw terminal, for floor mounting | 551 | 1 | Z9 | 1
3SU1401-2BC50-3AA0 |  | LED module with integrated LED 110 V AC, blue, spring-type terminal, for floor mounting | 534 | 1 | Z9 | 1
3SU1401-2BC60-1AA0 |  | LED module with integrated LED 110 V AC, white, screw terminal, for floor mounting | 551 | 1 | Z9 | 1
3SU1401-2BC60-3AA0 |  | LED module with integrated LED 110 V AC, white, spring-type terminal, for floor mounting | 534 | 1 | Z9 | 1
3SU1401-2BF00-1AA0 |  | LED module with integrated LED 230 V AC, amber, screw terminal, for floor mounting | 551 | 1 | Z9 | 1
3SU1401-2BF00-3AA0 |  | LED module with integrated LED 230 V AC, amber, spring-type terminal, for floor mounting | 534 | 1 | Z9 | 1
3SU1401-2BF20-1AA0 |  | LED module with integrated LED 230 V AC, red, screw terminal, for floor mounting | 551 | 1 | Z9 | 1
3SU1401-2BF20-3AA0 |  | LED module with integrated LED 230 V AC, red, spring-type terminal, for floor mounting | 534 | 1 | Z9 | 1
3SU1401-2BF30-1AA0 |  | LED module with integrated LED 230 V AC, yellow, screw terminal, for floor mounting | 551 | 1 | Z9 | 1
3SU1401-2BF30-3AA0 |  | LED module with integrated LED 230 V AC, yellow, spring-type terminal, for floor mounting | 534 | 1 | Z9 | 1
3SU1401-2BF40-1AA0 |  | LED module with integrated LED 230 V AC, green, screw terminal, for floor mounting | 551 | 1 | Z9 | 1
3SU1401-2BF40-3AA0 |  | LED module with integrated LED 230 V AC, green, spring-type terminal, for floor mounting | 534 | 1 | Z9 | 1
3SU1401-2BF50-1AA0 |  | LED module with integrated LED 230 V AC, blue, screw terminal, for floor mounting | 551 | 1 | Z9 | 1
3SU1401-2BF50-3AA0 |  | LED module with integrated LED 230 V AC, blue, spring-type terminal, for floor mounting | 534 | 1 | Z9 | 1
3SU1401-2BF60-1AA0 |  | LED module with integrated LED 230 V AC, white, screw terminal, for floor mounting | 551 | 1 | Z9 | 1
3SU1401-2BF60-3AA0 |  | LED module with integrated LED 230 V AC, white, spring-type terminal, for floor mounting | 534 | 1 | Z9 | 1
3SU1401-2BG00-1AA0 |  | LED module with integrated LED 6-24V AC/DC amber, screw terminal, for floor mounting | 332 | 1 | Z9 | 1
3SU1401-2BG00-3AA0 |  | LED module with integrated LED 6-24V AC/DC amber, Spring-loaded terminal, for floor mounting | 358 | 1 | Z9 | 1
3SU1401-2BG20-1AA0 |  | LED module with integrated LED 6-24V AC/DC red, screw terminal, for floor mounting | 332 | 1 | Z9 | 1
3SU1401-2BG20-3AA0 |  | LED module with integrated LED 6-24V AC/DC red, Spring-loaded terminal, for floor mounting | 358 | 1 | Z9 | 1
3SU1401-2BG30-1AA0 |  | LED module with integrated LED 6-24V AC/DC yellow, screw terminal, for floor mounting | 332 | 1 | Z9 | 1
3SU1401-2BG30-3AA0 |  | LED module with integrated LED 6-24V AC/DC yellow, Spring-loaded terminal, for floor mounting | 358 | 1 | Z9 | 1
3SU1401-2BG40-1AA0 |  | LED module with integrated LED 6-24V AC/DC green, screw terminal, for floor mounting | 332 | 1 | Z9 | 1
3SU1401-2BG40-3AA0 |  | LED module with integrated LED 6-24V AC/DC green, Spring-loaded terminal, for floor mounting | 358 | 1 | Z9 | 1
3SU1401-2BG50-1AA0 |  | LED module with integrated LED 6-24V AC/DC blue, screw terminal, for floor mounting | 332 | 1 | Z9 | 1
3SU1401-2BG50-3AA0 |  | LED module with integrated LED 6-24V AC/DC blue, Spring-loaded terminal, for floor mounting | 358 | 1 | Z9 | 1
3SU1401-2BG60-1AA0 |  | LED module with integrated LED 6-24V AC/DC white, screw terminal, for floor mounting | 332 | 1 | Z9 | 1
3SU1401-2BG60-3AA0 |  | LED module with integrated LED 6-24V AC/DC white, Spring-loaded terminal, for floor mounting | 358 | 1 | Z9 | 1
3SU1401-2BH00-1AA0 |  | LED module with integrated LED, 24-240 V AC/DC, amber, screw terminal, for floor mounting | 654 | 1 | Z9 | 1
3SU1401-2BH00-3AA0 |  | LED module with integrated LED, 24-240 V AC/DC, amber, spring-type terminal, for floor mounting | 650 | 1 | Z9 | 1
3SU1401-2BH20-1AA0 |  | LED module with integrated LED, 24-240 V AC/DC, red, screw terminal, for floor mounting | 654 | 1 | Z9 | 1
3SU1401-2BH20-3AA0 |  | LED module with integrated LED, 24-240 V AC/DC, red, spring-type terminal, for floor mounting | 650 | 1 | Z9 | 1
3SU1401-2BH30-1AA0 |  | LED module with integrated LED, 24-240 V AC/DC, yellow, screw terminal, for floor mounting | 654 | 1 | Z9 | 1
3SU1401-2BH30-3AA0 |  | LED module with integrated LED, 24-240 V AC/DC, yellow, spring-type terminal, for floor mounting | 650 | 1 | Z9 | 1
3SU1401-2BH40-1AA0 |  | LED module with integrated LED, 24-240 V AC/DC, green, screw terminal, for floor mounting | 654 | 1 | Z9 | 1
3SU1401-2BH40-3AA0 |  | LED module with integrated LED, 24-240 V AC/DC, green, spring-type terminal, for floor mounting | 650 | 1 | Z9 | 1
3SU1401-2BH50-1AA0 |  | LED module with integrated LED, 24-240 V AC/DC, blue, screw terminal, for floor mounting | 654 | 1 | Z9 | 1
3SU1401-2BH50-3AA0 |  | LED module with integrated LED, 24-240 V AC/DC, blue, spring-type terminal, for floor mounting | 650 | 1 | Z9 | 1
3SU1401-2BH60-1AA0 |  | LED module with integrated LED, 24-240 V AC/DC, white, screw terminal, for floor mounting | 654 | 1 | Z9 | 1
3SU1401-2BH60-3AA0 |  | LED module with integrated LED, 24-240 V AC/DC, white, spring-type terminal, for floor mounting | 650 | 1 | Z9 | 1
3SU1401-2EE20-6AA0 |  | AS-Interface module, 2 safe inputs, 1 LED, red, spring-loaded terminal (push-in), for base mounting | 3650 | 1 | Z9 | 1
3SU1401-2EE60-6AA0 |  | AS-Interface module, 2 safe inputs, 1 LED, white, spring-loaded terminal (push-in), for base mounting | 3650 | 1 | Z9 | 1
3SU1401-3BA00-5AA0 |  | LED module with integrated LED, 5 V DC, amber, solder terminal, for use on printed circuit boards | 669 | 1 | Z9 | 1
3SU1401-3BA20-5AA0 |  | LED module with integrated LED, 5 V DC, red, solder terminal, for use on printed circuit boards | 669 | 1 | Z9 | 1
3SU1401-3BA30-5AA0 |  | LED module with integrated LED, 5 V DC, yellow, solder terminal, for use on printed circuit boards | 669 | 1 | Z9 | 1
3SU1401-3BA40-5AA0 |  | LED module with integrated LED, 5 V DC, green, solder terminal, for use on printed circuit boards | 669 | 1 | Z9 | 1
3SU1401-3BA50-5AA0 |  | LED module with integrated LED, 5 V DC, blue, solder terminal, for use on printed circuit boards | 669 | 1 | Z9 | 1
3SU1401-3BA60-5AA0 |  | LED module with integrated LED, 5 V DC, white, solder terminal, for use on printed circuit boards | 669 | 1 | Z9 | 1
3SU1500-0AA10-0AA0 |  | holder, 3-fold, plastic, minimum order quantity 5 or a multiple thereof | 84.7 | 1 | Z9 | 5
3SU1500-0AA10-0AA0-Z | X01 | holder, 3-way, plastic, Z=minimum ordering quantity 1 or a multiple thereof | 102 | 1 | Z9 | 1
3SU1500-0BA10-0AA0 |  | holder, 4-fold, plastic, for selector switch with 4 switch positions and for coordinate switch | 133 | 1 | Z9 | 1
3SU1500-1AA10-1BA0 |  | holder, 3-fold, plastic, 1 NO, screw terminal | 261 | 1 | Z9 | 1
3SU1500-1AA10-1CA0 |  | holder, 3-fold, plastic, 1 NC, screw terminal | 261 | 1 | Z9 | 1
3SU1500-1AA10-1FA0 |  | holder, 3-fold, plastic, 1 NO+1 NC, screw terminal | 435 | 1 | Z9 | 1
3SU1500-1AA10-1LA0 |  | holder, 3-fold, plastic, 1 NO+1 NC, 1 NO+1 NC, screw terminal | 786 | 1 | Z9 | 1
3SU1500-1AA10-1NA0 |  | holder, 3-fold, plastic, 1 NO, 1 NO, screw terminal | 435 | 1 | Z9 | 1
3SU1500-1AA10-1PA0 |  | holder, 3-fold, plastic, 1 NC, 1 NC, screw terminal | 435 | 1 | Z9 | 1
3SU1501-1AG00-1BA0 |  | holder, 3-fold, plastic, 1 NO, LED module, amber, 6-24 V AC/DC, screw terminal | 581 | 1 | Z9 | 1
3SU1501-1AG00-1CA0 |  | holder, 3-fold, plastic, 1 NC, LED module, amber, 6-24 V AC/DC, screw terminal | 581 | 1 | Z9 | 1
3SU1501-1AG00-1FA0 |  | holder, 3-fold, plastic, 1 NO+1 NC, LED module, amber, 6-24 V AC/DC, screw terminal | 758 | 1 | Z9 | 1
3SU1501-1AG00-1LA0 |  | holder, 3-fold, plastic, 1 NO+1 NC, 1 NO+1 NC, LED module, amber, 6-24 V AC/DC, screw terminal | 1110 | 1 | Z9 | 1
3SU1501-1AG00-1NA0 |  | holder, 3-fold, plastic, 1 NO, 1 NO, LED module, amber, 6-24 V AC/DC, screw terminal | 758 | 1 | Z9 | 1
3SU1501-1AG20-1BA0 |  | holder, 3-fold, plastic, 1 NO, LED module, red, 6-24 V AC/DC, screw terminal | 581 | 1 | Z9 | 1
3SU1501-1AG20-1CA0 |  | holder, 3-fold, plastic, 1 NC, LED module, red, 6-24 V AC/DC, screw terminal | 581 | 1 | Z9 | 1
3SU1501-1AG20-1FA0 |  | holder, 3-fold, plastic, 1 NO+1 NC, LED module, red, 6-24 V AC/DC, screw terminal | 758 | 1 | Z9 | 1
3SU1501-1AG20-1LA0 |  | holder, 3-fold, plastic, 1 NO+1 NC, 1 NO+1 NC, LED module, red, 6-24 V AC/DC, screw terminal | 1110 | 1 | Z9 | 1
3SU1501-1AG20-1NA0 |  | holder, 3-fold, plastic, 1 NO, 1 NO, LED module, red, 6-24 V AC/DC, screw terminal | 758 | 1 | Z9 | 1
3SU1501-1AG30-1BA0 |  | holder, 3-fold, plastic, 1 NO, LED module, yellow, 6-24 V AC/DC, screw terminal | 581 | 1 | Z9 | 1
3SU1501-1AG30-1CA0 |  | holder, 3-fold, plastic, 1 NC, LED module, yellow, 6-24 V AC/DC, screw terminal | 581 | 1 | Z9 | 1
3SU1501-1AG30-1FA0 |  | holder, 3-fold, plastic, 1 NO+1 NC, LED module, yellow, 6-24 V AC/DC, screw terminal | 758 | 1 | Z9 | 1
3SU1501-1AG30-1LA0 |  | holder, 3-fold, plastic, 1 NO+1 NC, 1 NO+1 NC, LED module, yellow, 6-24 V AC/DC, screw terminal | 1110 | 1 | Z9 | 1
3SU1501-1AG30-1NA0 |  | holder, 3-fold, plastic, 1 NO, 1 NO, LED module, yellow, 6-24 V AC/DC, screw terminal | 758 | 1 | Z9 | 1
3SU1501-1AG40-1BA0 |  | holder, 3-fold, plastic, 1 NO, LED module, green, 6-24 V AC/DC, screw terminal | 581 | 1 | Z9 | 1
3SU1501-1AG40-1CA0 |  | holder, 3-fold, plastic, 1 NC, LED module, green, 6-24 V AC/DC, screw terminal | 581 | 1 | Z9 | 1
3SU1501-1AG40-1FA0 |  | holder, 3-fold, plastic, 1 NO+1 NC, LED module, green, 6-24 V AC/DC, screw terminal | 758 | 1 | Z9 | 1
3SU1501-1AG40-1LA0 |  | holder, 3-fold, plastic, 1 NO+1 NC, 1 NO+1 NC, LED module, green, 6-24 V AC/DC, screw terminal | 1110 | 1 | Z9 | 1
3SU1501-1AG40-1NA0 |  | holder, 3-fold, plastic, 1 NO, 1 NO, LED module, green, 6-24 V AC/DC, screw terminal | 758 | 1 | Z9 | 1
3SU1501-1AG50-1BA0 |  | holder, 3-fold, plastic, 1 NO, LED module, blue, 6-24 V AC/DC, screw terminal | 581 | 1 | Z9 | 1
3SU1501-1AG50-1CA0 |  | holder, 3-fold, plastic, 1 NC, LED module, blue, 6-24 V AC/DC, screw terminal | 581 | 1 | Z9 | 1
3SU1501-1AG50-1FA0 |  | holder, 3-fold, plastic, 1 NO+1 NC, LED module, blue, 6-24 V AC/DC, screw terminal | 758 | 1 | Z9 | 1
3SU1501-1AG50-1LA0 |  | holder, 3-fold, plastic, 1 NO+1 NC, 1 NO+1 NC, LED module, blue, 6-24 V AC/DC, screw terminal | 1110 | 1 | Z9 | 1
3SU1501-1AG50-1NA0 |  | holder, 3-fold, plastic, 1 NO, 1 NO, LED module, blue, 6-24 V AC/DC, screw terminal | 758 | 1 | Z9 | 1
3SU1501-1AG60-1BA0 |  | holder, 3-fold, plastic, 1 NO, LED module, white, 6-24 V AC/DC, screw terminal | 581 | 1 | Z9 | 1
3SU1501-1AG60-1CA0 |  | holder, 3-fold, plastic, 1 NC, LED module, white, 6-24 V AC/DC, screw terminal | 581 | 1 | Z9 | 1
3SU1501-1AG60-1FA0 |  | holder, 3-fold, plastic, 1 NO+1 NC, LED module, white, 6-24 V AC/DC, screw terminal | 758 | 1 | Z9 | 1
3SU1501-1AG60-1LA0 |  | holder, 3-fold, plastic, 1 NO+1 NC, 1 NO+1 NC, LED module, white, 6-24 V AC/DC, screw terminal | 1110 | 1 | Z9 | 1
3SU1501-1AG60-1NA0 |  | holder, 3-fold, plastic, 1 NO, 1 NO, LED module, white, 6-24 V AC/DC, screw terminal | 716 | 1 | Z9 | 1
3SU1510-0AA10-0AA0 |  | holder, 3-fold, metal, minimum order quantity 5 or a multiple thereof | 185 | 1 | Z9 | 5
3SU1510-0AA10-0AA0-Z | X01 | holder, 3-way, metal, Z=minimum ordering quantity 1 or a multiple thereof | 222 | 1 | Z9 | 1
3SU1550-0AA10-0AA0 |  | holder, universal, 3-fold, plastic/metal, minimum order quantity 5 or a multiple thereof | 122 | 1 | Z9 | 5
3SU1550-0AA10-0AA0-Z | X01 | holder, universal, 3-way, plastic/metal, Z=minimum ordering quantity 1 or a multiple thereof | 146 | 1 | Z9 | 1
3SU1550-0BA10-0AA0 |  | holder, 4-fold, metal, for selector switch with 4 switch positions and for coordinate switch | 245 | 1 | Z9 | 1
3SU1550-1AA10-1BA0 |  | holder, universal, 3-fold, plastic/metal, 1 NO, screw terminal | 297 | 1 | Z9 | 1
3SU1550-1AA10-1CA0 |  | holder, universal, 3-fold, plastic/metal, 1 NC, screw terminal | 297 | 1 | Z9 | 1
3SU1550-1AA10-1FA0 |  | holder, universal, 3-fold, plastic/metal, 1 NO+1 NC, screw terminal | 473 | 1 | Z9 | 1
3SU1550-1AA10-1LA0 |  | holder, universal, 3-fold, plastic/metal, 1 NO+1 NC, 1 NO+1 NC, screw terminal | 824 | 1 | Z9 | 1
3SU1550-1AA10-1NA0 |  | holder, universal, 3-fold, plastic/metal, 1 NO, 1 NO, screw terminal | 473 | 1 | Z9 | 1
3SU1550-1AA10-1PA0 |  | holder, universal, 3-fold, plastic/metal, 1 NC, 1 NC, screw terminal | 473 | 1 | Z9 | 1
3SU1550-1AA10-3MA0 |  | holder, universal, 3-fold, plastic/metal, 1 NO, 1 NC, spring-loaded terminal | 534 | 1 | Z9 | 1
3SU1550-1AA10-3NA0 |  | holder, universal, 3-fold, plastic/metal, 1 NO, 1 NO, spring-loaded terminal | 534 | 1 | Z9 | 1
3SU1551-1AB20-3AA0 |  | holder, universal, 3-fold, plastic/metal, LED module, red, 24 V AC/DC, spring-loaded terminal | 476 | 1 | Z9 | 1
3SU1551-1AB20-3MA0 |  | holder, universal, 3-fold, plastic/metal, 1 NO, 1 NC, LED module, red, 24 V AC/DC, spring-loaded terminal | 850 | 1 | Z9 | 1
3SU1551-1AB30-3MA0 |  | holder, universal, 3-fold, plastic/metal, 1 NO, 1 NC, LED module, yellow, 24 V AC/DC, spring-loaded terminal | 850 | 1 | Z9 | 1
3SU1551-1AB40-3MA0 |  | holder, universal, 3-fold, plastic/metal, 1 NO, 1 NC, LED module, green, 24 V AC/DC, spring-loaded terminal | 850 | 1 | Z9 | 1
3SU1551-1AB50-3MA0 |  | holder, universal, 3-fold, plastic/metal, 1 NO, 1 NC, LED module, blue, 24 V AC/DC, spring-loaded terminal | 850 | 1 | Z9 | 1
3SU1551-1AB60-3MA0 |  | holder, universal, 3-fold, plastic/metal, 1 NO, 1 NC, LED module, white, 24 V AC/DC, spring-loaded terminal | 850 | 1 | Z9 | 1
3SU1551-1AB60-3NA0 |  | holder, universal, 3-fold, plastic/metal, 1 NO, 1 NO, LED module, white, 24 V AC/DC, spring-loaded terminal | 850 | 1 | Z9 | 1
3SU1551-1AB60-3PA0 |  | holder, universal, 3-fold, plastic/metal, 1 NC, 1 NC, LED module, white, 24 V AC/DC, spring-loaded terminal | 850 | 1 | Z9 | 1
3SU1801-0AA00-0AA2 |  | Enclosure for command devices, 22 mm, round, Enclosure material plastic, Enclosure top part yellow, 1 control point plastic, Control point in center, without equipment | 419 | 1 | Z9 | 1
3SU1801-0AA00-0AB1 |  | enclosure for command devices, 22 mm, round, enclosure material plastic, enclosure top part gray, 1 control point plastic, recess for label, without equipment | 419 | 1 | Z9 | 1
3SU1801-0AA00-0AB2 |  | Enclosure for command devices, 22 mm, round, Enclosure material plastic, Enclosure top part yellow, 1 control point plastic, Recess for label, without equipment | 468 | 1 | Z9 | 1
3SU1801-0AA00-0AC2 |  | Enclosure for command devices, 22 mm, round, Enclosure material plastic, Enclosure top part yellow, 1 control point plastic, with protective collar, without equipment | 1030 | 1 | Z9 | 1
3SU1801-0AB00-2AB1 |  | Enclosure for command devices, 22 mm, round, Enclosure material plastic, enclosure top part gray, 1 control point plastic, Recess for label, A=Pushbutton green, label: I, 1 NO, screw terminal, floor mounting, Label enclosed | 1210 | 1 | Z9 | 1
3SU1801-0AC00-2AB1 |  | Enclosure for command devices, 22 mm, round, Enclosure material plastic, enclosure top part gray, 1 control point plastic, Recess for label, A=Pushbutton red, label: O, 1 NC, screw terminal, floor mounting, Label enclosed | 1210 | 1 | Z9 | 1
3SU1801-0AD00-2AB1 |  | Enclosure for command devices, 22 mm, round, Enclosure material plastic, enclosure top part gray, 1 control point plastic, Recess for label, A=Pushbutton white, label: I, 1 NO, screw terminal, floor mounting, Label enclosed | 1210 | 1 | Z9 | 1
3SU1801-0AE00-2AB1 |  | Enclosure for command devices, 22 mm, round, Enclosure material plastic, enclosure top part gray, 1 control point plastic, Recess for label, A=Pushbutton black label: O 1 NC, screw terminal, floor mounting, Label enclosed | 1210 | 1 | Z9 | 1
3SU1801-0BA00-4AB1 |  | Enclosure for command devices 22 mm, round, enclosure material plastic, enclosure top part gray, 1 control point, A = Selector switch, black, metal, 3 switch positions, momentary contact type, 1 NO, 1 NO, spring-type terminal, floor mounting, support terminal, recess for label, 1xM20 each on top and bottom | 1530 | 1 | Z9 | 1
3SU1801-0BC00-4AB1 |  | Enclosure for command devices 22 mm, round, enclosure material plastic, enclosure top part gray, 1 control point, A = Push-pull switch, red, metal, 30 mm, 1 NC, spring-type terminal, floor mounting, support terminal, customized label, top and bottom 1xM20 each, Label glued in | 2150 | 1 | Z9 | 1
3SU1801-0BD00-4AB1 |  | Enclosure for command devices, 22 mm, round, enclosure material plastic, enclosure top part gray, 1 control point, A = illuminated pushbutton, clear, metal, 1 NO, LED 24 V, spring-type terminal floor mounting, support terminal, label: I 1xM20 each on top and bottom | 1730 | 1 | Z9 | 1
3SU1801-0BE00-4AB1 |  | Enclosure for command devices, 22 mm, round, enclosure material plastic, enclosure top part gray, 1 control point, A = selector switch, black, metal 2 switch positions, momentary contact, 1 NO, spring-type terminal, floor mounting, support terminal, without label, 1xM20 each on top and bottom | 1290 | 1 | Z9 | 1
3SU1801-0NA00-2AA2 |  | Enclosure for command devices, 22 mm, round, Enclosure material plastic, Enclosure top part yellow, 1 control point plastic, Control point in center, A=EMERGENCY STOP mushroom pushbutton red, 40 mm, rotate-to-unlatch, 1 NC, screw terminal, floor mounting, 1xM20 each on top and bottom | 1440 | 1 | Z9 | 1
3SU1801-0NA00-2AC2 |  | Enclosure for command devices, 22 mm, round, Enclosure material plastic, Enclosure top part yellow, 1 control point plastic, with protective collar, A=EMERGENCY STOP mushroom pushbutton red, 40 mm, rotate-to-unlatch, 1 NC, screw terminal, floor mounting, 1xM20 each on top and bottom | 2000 | 1 | Z9 | 1
3SU1801-0NB00-2AA2 |  | Enclosure for command devices, 22 mm, round, Enclosure material plastic, Enclosure top part yellow, 1 control point plastic, Control point in center, A=EMERGENCY STOP mushroom pushbutton red, 40 mm, rotate-to-unlatch, 1 NC, 1NC, screw terminal, floor mounting, 1xM20 each on top and bottom | 1500 | 1 | Z9 | 1
3SU1801-0NB00-2AC2 |  | Enclosure for command devices, 22 mm, round, Enclosure material plastic, Enclosure top part yellow, with protective collar, 1 control point plastic, A=EMERGENCY STOP mushroom pushbutton red, 40 mm, rotate-to-unlatch, 1 NC, 1 NC, screw terminal, floor mounting, 1xM20 each on top and bottom | 2050 | 1 | Z9 | 1
3SU1801-0NB10-4HB2 |  | AS-Interface enclosure for command devices, 22 mm, round, Enclosure material plastic, Enclosure top part yellow, 1 control point plastic, Recess for label, A=EMERGENCY STOP mushroom pushbutton red, 40 mm, rotate-to-unlatch, 1 NC, 1 NC, spring-type terminal, floor mounting, Insulation displacement system on top, Label enclosed | 5670 | 1 | Z9 | 1
3SU1801-0NB10-4HC2 |  | AS-Interface enclosure for command devices 22 mm, round, Enclosure material plastic, Enclosure top part yellow, with protective collar, 1 control point plastic, A=EMERGENCY STOP mushroom pushbutton red, 40 mm, rotate-to-unlatch, 1 NC, 1 NC, spring-type terminal, floor mounting, Insulation displacement system on top | 6200 | 1 | Z9 | 1
3SU1801-0NE00-4AB2 |  | Enclosure for command devices, 22 mm, round, enclosure material plastic, enclosure top part yellow, 1 control point, A=EMERGENCY STOP mushroom pushbutton red, metal, 40 mm, rotate-to-unlatch, 1 NO, 1 NC, 1 NC, spring-type terminal, floor mounting, support terminal, without label, 1xM20 each on top and bottom | 1770 | 1 | Z9 | 1
3SU1801-0NF00-4NA2 |  | Enclosure for command devices, 22 mm, round, enclosure material plastic, enclosure top part yellow, 1 control point, plastic, A=EMERGENCY STOP mushroom pushbutton red, 40 mm, rotate-to-unlatch, 1 NO, 1 NC, spring-type terminal, floor mounting, wired, without label, at bottom M12 connector 4-pole | 3620 | 1 | Z9 | 1
3SU1801-0NN00-2AA2 |  | Enclosure for command devices, 22 mm, round, Enclosure material plastic, Enclosure top part yellow, 1 control point plastic, Control point in center, A=EMERGENCY STOP mushroom pushbutton red, 40 mm, with RONIS lock SB30, key-operated release, 1 NC, 1NO, screw terminal, floor mounting, 1xM20 each on top and bottom | 2160 | 1 | Z9 | 1
3SU1801-0NP00-2AA2 |  | Enclosure for command devices, 22 mm, round, Enclosure material plastic, Enclosure top part yellow, 1 control point plastic, Control point in center, A=EMERGENCY STOP mushroom pushbutton red, 40 mm, rotate-to-unlatch, 1 NC, 1NO, screw terminal, floor mounting, 1xM20 each on top and bottom | 1500 | 1 | Z9 | 1
3SU1801-1AA00-1AA1 |  | enclosure for 4-position knob, coordinate, ID keyswitch, 22 mm, round, enclosure material plastic, enclosure top part gray, 1 command point plastic, without equipment, only for front plate mounting | 419 | 1 | Z9 | 1
3SU1801-2GA00-2AA1 |  | Enclosure for command devices, 22 mm, round, Enclosure material plastic, enclosure top part gray, 1 control point plastic, Control point in center, A=palm pushbutton black, momentary contact type, 1 NO, screw terminal, Floor mounting | 2900 | 1 | Z9 | 1
3SU1801-2NG00-2AA2 |  | enclosure for command devices, 22 mm, round, enclosure material plastic, enclosure top part yellow, 1 command point plastic, central command point, A=EMERGENCY-OFF palm pushbutton, red, positive latching, pull to unlatch, 1 NC, 1 NO, screw terminal, base mounting | 2690 | 1 | Z9 | 1
3SU1802-0AA00-0AB1 |  | Enclosure for command devices, 22 mm, round, Enclosure material plastic, enclosure top part gray, 2 control points plastic, Recess for labels, without equipment | 539 | 1 | Z9 | 1
3SU1802-0AA00-0AB2 |  | Enclosure for command devices, 22 mm, round, Enclosure material plastic, Enclosure top part yellow, 2 control points plastic, Recess for labels, without equipment | 553 | 1 | Z9 | 1
3SU1802-0AB00-2AB1 |  | Enclosure for command devices, 22 mm, round, Enclosure material plastic, enclosure top part gray, 2 control points plastic, B=Pushbutton green, label: I, 1 NO, screw terminal, A=Pushbutton red, label: O, 1 NC, screw terminal, floor mounting, 1xM20 each on top and bottom, Labels enclosed | 1900 | 1 | Z9 | 1
3SU1802-0AB10-4HB1 |  | AS-Interface enclosure for command devices, 22 mm, round, Enclosure material plastic, enclosure top part gray, 2 control points plastic, Recess for labels, B=Pushbutton green, label: I, 1 NO, spring-type terminal, A=Pushbutton red, label: O, 1 NC, spring-type terminal, floor mounting, Insulation displacement system on top, Labels enclosed | 7810 | 1 | Z9 | 1
3SU1802-0AC00-2AB1 |  | Enclosure for command devices, 22 mm, round, Enclosure material plastic, enclosure top part gray, 2 control points plastic, Recess for labels, B=Pushbutton white, label: I, 1 NO, screw terminal, A=Pushbutton black label: O 1 NC, screw terminal, floor mounting, Labels enclosed | 1900 | 1 | Z9 | 1
3SU1802-0AC10-4HB1 |  | AS-Interface enclosure for command devices, 22 mm, round, Enclosure material plastic, enclosure top part gray, 2 control points plastic, Recess for labels, B=Pushbutton white, label: I, 1 NO, spring-type terminal, A=Pushbutton black label: O 1 NC, spring-type terminal, floor mounting, Insulation displacement system on top, Labels enclosed | 7810 | 1 | Z9 | 1
3SU1802-0NA00-2AB2 |  | enclosure for command devices 22 mm, round, enclosure material plastic, enclosure top part yellow, 2 command points plastic, B=indicator light, red, LED 24 V AC/DC, screw terminal, label without inscription, A=EMERGENCY STOP, 40 mm, RONIS SB30, label with inscription: EMERGENCY STOP, 1 NO, 1 NC, screw terminal, base mounting, 1x M20 each on top and bottom, labels enclosed | 3020 | 1 | Z9 | 1
3SU1802-0NB00-2AB2 |  | enclosure for command devices, 22 mm, round, enclosure material plastic, enclosure top part yellow, 2 command points plastic, B=indicator light red, LED 24 V, screw terminal, LED 24 V, screw terminal, label without inscription, A=EMERGENCY STOP 40 mm rotate-to-unlatch, label without inscription, 1 NO, 1 NC, 1 NC, screw terminal, base mounting, 1x M20 each on top and bottom, labels enclosed | 2150 | 1 | Z9 | 1
3SU1803-0AA00-0AB1 |  | Enclosure for command devices, 22 mm, round, Enclosure material plastic, enclosure top part gray, 3 control points plastic, Recess for labels, without equipment | 596 | 1 | Z9 | 1
3SU1803-0AB00-2AB1 |  | Enclosure for command devices, 22 mm, round, Enclosure material plastic, enclosure top part gray, 3 control points plastic, C=Indicator light clear, label LED 24 V, screw terminal, B=Pushbutton green, label: I, 1 NO, screw terminal, A=Pushbutton red, label: O, 1 NC, screw terminal, floor mounting, 1xM20 each on top and bottom, Labels enclosed | 2610 | 1 | Z9 | 1
3SU1803-0AB10-4HB1 |  | AS-Interface enclosure for command devices, 22 mm, round, Enclosure material plastic, enclosure top part gray, 3 control points plastic, Recess for labels, C=Indicator light clear, label without inscription, B=Pushbutton green, label: I, 1 NO, spring-type terminal, A=Pushbutton red, label: O, 1 NC, spring-type terminal, floor mounting, Insulation displacement system on top, Labels enclosed | 8380 | 1 | Z9 | 1
3SU1803-0AC00-2AB1 |  | enclosure for command devices, 22 mm, round, enclosure material plastic, enclosure top part gray, 3 command points plastic, C=indicator light clear, label, LED 24 V, screw terminal, B=pushbutton white, label: I, 1 NO, screw terminal, A=pushbutton black,label: O, 1 NC, screw terminal, base mounting, 1xM20 each on top and bottom, labels enclosed | 2610 | 1 | Z9 | 1
3SU1803-0AD00-2AB1 |  | enclosure for command devices, 22 mm, round, enclosure material plastic, enclosure top part gray, 3 command points plastic, C=pushbutton black,label: II, 1 NO, screw terminal, B=pushbutton black, label: I, 1 NO, screw terminal, A=pushbutton red, label: O, 1 NC, screw terminal, base mounting, 1xM20 each on top and bottom, labels enclosed | 2640 | 1 | Z9 | 1
3SU1803-3AA00-0AA1 |  | two-hand operation console for command devices, 22 mm, round, enclosure material plastic, enclosure top part gray, 3 holes for command points, 8 additional preset breaking points for 22 mm command devices, without equipment, with cable cut-outs for metric screw connections | 9460 | 1 | Z9 | 1
3SU1803-3NB00-1AE1 |  | two-hand operation console for command devices, 22 mm, round, enclosure material plastic, enclosure top part gray, 3 holes for command points, 8 additional preset breaking points for 22 mm command devices, 2 mushroom pushbuttons black 40 mm, 2x 1 NO+1 NC, screw terminal, 1x EMERGENCY STOP red, 40 mm, 2 NC, screw terminal, front mounting, with cable cut-outs for metric cable glands | 8150 | 1 | Z9 | 1
3SU1804-0AA00-0AB1 |  | Enclosure for command devices, 22 mm, round, Enclosure material plastic, enclosure top part gray, 4 control points plastic, Recess for labels, without equipment | 758 | 1 | Z9 | 1
3SU1806-0AA00-0AB1 |  | Enclosure for command devices, 22 mm, round, Enclosure material plastic, enclosure top part gray, 6 control points plastic, Recess for labels, without equipment | 1070 | 1 | Z9 | 1
3SU1851-0AA00-0AA2 |  | Enclosure for command devices, 22 mm, round, Enclosure material metal, Enclosure top part yellow, 1 control point, without equipment, Control point in center, floor mounting, 1xM20 each on top and bottom | 1400 | 1 | Z9 | 1
3SU1851-0AA00-0AB1 |  | Enclosure for command devices, 22 mm, round, Enclosure material metal, enclosure top part gray, 1 control point, without equipment, Recess for labels, floor mounting, 1xM20 each on top and bottom | 1220 | 1 | Z9 | 1
3SU1851-0AA00-0AB2 |  | Enclosure for command devices, 22 mm, round, Enclosure material metal, Enclosure top part yellow, 1 control point metal, Recess for label, without equipment | 1400 | 1 | Z9 | 1
3SU1851-0AA00-0AC1 |  | Enclosure for command devices, 22 mm, round, Enclosure material metal, enclosure top part gray, with protective collar, 1 control point, without equipment, floor mounting, 1xM20 each on top and bottom | 4280 | 1 | Z9 | 1
3SU1851-0AA00-0AC2 |  | Enclosure for command devices, 22 mm, round, Enclosure material metal, Enclosure top part yellow, with protective collar, 1 control point, without equipment, floor mounting, 1xM20 each on top and bottom | 2750 | 1 | Z9 | 1
3SU1851-0AA00-0AF2 |  | Enclosure for command devices, 22 mm, round, enclosure material metal, enclosure top part yellow, with protective collar for 5 padlocks, emergency stop mushroom 40 mm and emergency stop mushroom 40 mm with key-operated release RONIS, 1 control point, without equipment, floor mounting, top and bottom 1xM20 each | 4520 | 1 | Z9 | 1
3SU1851-0AA00-0AG2 |  | enclosure for command devices, 22 mm, round, enclosure material metal, enclosure top part yellow, with protective collar for 5 padlocks EMERGENCY-OFF mushroom 40 mm and EMERGENCY-OFF mushroom 40 mm with key-operated release BKS, Siemens, C, O.M.R., 1 command point, without equipment, base mounting, 1xM20 each on top and bottom | 7930 | 1 | Z9 | 1
3SU1851-0AA00-0AH1 |  | Enclosure for command devices, 22 mm, round, Enclosure material metal, enclosure top part gray, with protective collar for 5 padlocks, and mushroom diameter 60 mm, 1 control point, without equipment, floor mounting, 1xM20 each on top and bottom | 4520 | 1 | Z9 | 1
3SU1851-0AA00-0AH2 |  | Enclosure for command devices, 22 mm, round, Enclosure material metal, Enclosure top part yellow, with protective collar for 5 padlocks, and mushroom diameter 60 mm, 1 control point, without equipment, floor mounting, 1xM20 each on top and bottom | 4520 | 1 | Z9 | 1
3SU1851-0AA00-0AJ1 |  | Enclosure for command devices, 22 mm, round, metal enclosure, gray enclosure top, with protective collar, rotated by 90Â°, for 5 padlocks, for horizontal installation, and mushroom diameter 60 mm, 1 control point, without equipment, floor mounting, left and right each 1xM20 | 6050 | 1 | Z9 | 1
3SU1851-0AA00-0AJ2 |  | Enclosure for command devices, 22 mm, round, metal enclosure, yellow enclosure top, with protective collar, rotated by 90Â°, for 5 padlocks, for horizontal installation, and mushroom diameter 60 mm, 1 control point, without equipment, floor mounting, left and right each 1xM20 | 6050 | 1 | Z9 | 1
3SU1851-0AB00-2AB1 |  | Enclosure for command devices, 22 mm, round, Enclosure material metal, enclosure top part gray, 1 control point metal, A=Pushbutton green, 1 NO, screw terminal, floor mounting, label: I, 1xM20 each on top and bottom, Label enclosed | 1660 | 1 | Z9 | 1
3SU1851-0AC00-2AB1 |  | Enclosure for command devices, 22 mm, round, Enclosure material metal, enclosure top part gray, 1 control point metal, A=Pushbutton red, 1 NC, screw terminal, floor mounting, label: O, 1xM20 each on top and bottom, Label enclosed | 1660 | 1 | Z9 | 1
3SU1851-0AD00-2AB1 |  | Enclosure for command devices, 22 mm, round, Enclosure material metal, enclosure top part gray, 1 control point metal, A=Pushbutton white, 1 NO, screw terminal, floor mounting, label: I, 1xM20 each on top and bottom, Label enclosed | 2090 | 1 | Z9 | 1
3SU1851-0AE00-2AB1 |  | Enclosure for command devices, 22 mm, round, Enclosure material metal, enclosure top part gray, 1 control point metal, A=Pushbutton black, 1 NC, screw terminal, floor mounting, label: O, 1xM20 each on top and bottom, Label enclosed | 1660 | 1 | Z9 | 1
3SU1851-0AF00-4NB1 |  | enclosure for command devices, 22 mm, round, enclosure material metal, enclosure top part gray, 1 command point metal, A=Siemens, C keyswitch S-10-CG removal O+I, 1 NO, spring-loaded terminal, floor mounting, silver label, black font with graphic symbol: gear wheels, M12 plug (5-pole) bottom, insulated reserve conductors label glued in | 8290 | 1 | Z9 | 1
3SU1851-0AG00-4NB1 |  | Enclosure for command devices, 22 mm, round, enclosure material metal, enclosure top part gray, 1 control point metal, A=Pushbutton yellow, 1 NO, spring-loaded terminal, floor mounting, silver label, black font, with graphic symbol: Error, M12 connector (5-pin) bottom, insulated reserve conductors Label glued in | 5930 | 1 | Z9 | 1
3SU1851-0AH00-4NB1 |  | enclosure for command devices, 22 mm, round, enclosure material metal, enclosure top part gray, 1 command point metal, A=mushroom pushbutton, black, 40 mm, momentary contact type, 1 NO, spring-loaded terminal, base mounting, silver label, black font, with graphic symbol: AUTOPLAY, M12 plug (5-pole) bottom, insulated reserve conductors label glued in | 5060 | 1 | Z9 | 1
3SU1851-0NA00-2AA2 |  | Enclosure for command devices, 22 mm, round, Enclosure material metal, Enclosure top part yellow, 1 control point metal, A=EMERGENCY STOP mushroom pushbutton red, 40 mm, rotate-to-unlatch, Control point in center, 1 NC, screw terminal, floor mounting, 1xM20 each on top and bottom | 2200 | 1 | Z9 | 1
3SU1851-0NA00-2AC2 |  | Enclosure for command devices, 22 mm, round, Enclosure material metal, Enclosure top part yellow, with protective collar, 1 control point metal, A=EMERGENCY STOP mushroom pushbutton red, 40 mm, rotate-to-unlatch, 1 NC, screw terminal, floor mounting, 1xM20 each on top and bottom | 3380 | 1 | Z9 | 1
3SU1851-0NB00-2AA2 |  | Enclosure for command devices, 22 mm, round, Enclosure material metal, Enclosure top part yellow, 1 control point metal, A=EMERGENCY STOP mushroom pushbutton red, 40 mm, rotate-to-unlatch, Control point in center, 2 NC, screw terminal, floor mounting, 1xM20 each on top and bottom | 2580 | 1 | Z9 | 1
3SU1851-0NB00-2AC2 |  | Enclosure for command devices, 22 mm, round, Enclosure material metal, Enclosure top part yellow, with protective collar, 1 control point metal, A=EMERGENCY STOP mushroom pushbutton red, 40 mm, rotate-to-unlatch, 1 NC, 1 NC, screw terminal, floor mounting, 1xM20 each on top and bottom | 3580 | 1 | Z9 | 1
3SU1851-0NB10-4GB2 |  | AS-Interface enclosure for command devices 22 mm, round, enclosure material metal, enclosure top part yellow, 1 control point metal, recess for label, A=EMERGENCY STOP mushroom pushbutton red, 40 mm, rotate-to-unlatch, 1 NC, 1 NC, spring-type terminal, floor mounting, AS-i shaped cable Direct entry top/right, label enclosed | 6550 | 1 | Z9 | 1
3SU1851-0NB10-4GC2 |  | AS-Interface enclosure for command devices 22 mm, round, Enclosure material metal, Enclosure top part yellow, with protective collar, 1 control point metal, A=EMERGENCY STOP mushroom pushbutton red, 40 mm, rotate-to-unlatch, 1 NC, 1 NC, spring-type terminal, floor mounting, AS-i shaped cable Direct entry top/right | 7730 | 1 | Z9 | 1
3SU1851-0ND00-2AC2 |  | Enclosure for command devices, 22 mm, round, Enclosure material metal, Enclosure top part yellow, with protective collar, 1 control point metal, A=EMERGENCY STOP mushroom pushbutton red, 40 mm, rotate-to-unlatch, 1 NO, 1 NC, 1 NC, screw terminal, floor mounting, 1xM20 each on top and bottom | 3750 | 1 | Z9 | 1
3SU1851-0NH00-4NB2 |  | Enclosure for command devices, 22 mm, round, enclosure material metal, Enclosure top part yellow, 1 control point metal, A=Emergency stop mushroom pushbutton red, 40 mm, rotate-to-unlatch, 2 NC, spring-loaded terminal, floor mounting, silver label, black font, with graphic symbol: Emergency stop, M12 connector (5-pin) bottom, insulated reserve conductors Label glued in | 5670 | 1 | Z9 | 1
3SU1851-1AA00-1AA1 |  | Enclosure for 4 position knob, coordinate, ID key-operated switches and sensor switches, 22 mm, round, Enclosure material metal, enclosure top part gray, 1 control point metal, without equipment, only for front plate mounting | 1210 | 1 | Z9 | 1
3SU1851-2GA00-2AA1 |  | Enclosure for command devices 22 mm, round, Enclosure material metal, enclosure top part gray, 1 control point metal, Control point in center, A = palm pushbutton, black, momentary contact type, 1 NO, screw terminal, Floor mounting | 4920 | 1 | Z9 | 1
3SU1851-2NG00-2AA2 |  | Enclosure for command devices 22 mm, round, Enclosure material metal, Enclosure top part yellow, 1 control point metal, Control point in center, A=EMERGENCY STOP palm pushbutton, red, positive latching, pull-to-unlatch mechanism, 1 NC, 1 NO, screw terminal, Floor mounting | 5220 | 1 | Z9 | 1
3SU1852-0AA00-0AB1 |  | Enclosure for command devices, 22 mm, round, Enclosure material metal, enclosure top part gray, 2 control points, without equipment, Recess for labels, floor mounting, 1xM20 each on top and bottom | 1460 | 1 | Z9 | 1
3SU1852-0AB00-2AB1 |  | Enclosure for command devices, 22 mm, round, Enclosure material metal, enclosure top part gray, 2 control points metal, B=Pushbutton green, label: I, 1 NO, screw terminal, A=Pushbutton red, label: O, 1 NC, screw terminal, floor mounting, 1xM20 each on top and bottom, Labels enclosed | 3080 | 1 | Z9 | 1
3SU1852-0AC00-2AB1 |  | enclosure for command devices, 22 mm, round, enclosure material metal, enclosure top part gray, 2 command points metal, B=pushbutton white, label: I, 1 NO, screw terminal, A=pushbutton black,label: O, 1 NC, screw terminal, base mounting, 1xM20 each on top and bottom, labels enclosed | 3080 | 1 | Z9 | 1
3SU1852-0AD00-4NB1 |  | Enclosure for command devices, 22 mm, round, enclosure material metal, enclosure top part gray, 2 command points metal, B=pushbutton black, 1 NO, spring-loaded terminal, floor mounting, silver label, black font, with graphic symbol: Forward Up Plus, A=Black pushbutton, 1 NO, spring-loaded terminal, floor mounting, silver label, black font, with graphic symbol: Back Down Minus, M12 plug (5-pole) bottom, insulated reserve conductors, labels glued in | 7340 | 1 | Z9 | 1
3SU1853-0AA00-0AB1 |  | Enclosure for command devices, 22 mm, round, Enclosure material metal, enclosure top part gray, 3 control points, without equipment, Recess for labels, floor mounting, 1xM20 each on top and bottom | 1940 | 1 | Z9 | 1
3SU1853-0AB00-2AB1 |  | Enclosure for command devices, 22 mm, round, Enclosure material metal, enclosure top part gray, 3 control points metal, C=Indicator light clear, label, LED 24 V, screw terminal, B=Pushbutton green, label: I, 1 NO, screw terminal, A=Pushbutton red, label: O, 1 NC, screw terminal, floor mounting, 1xM20 each on top and bottom, Labels enclosed | 4350 | 1 | Z9 | 1
3SU1853-0AD00-2AB1 |  | enclosure for command devices, 22 mm, round, enclosure material metal, enclosure top part gray, 3 command points metal, C=pushbutton black,label: II, 1 NO, screw terminal, B=pushbutton black,label I, 1 NO, screw terminal, A=pushbutton red, label: O, 1 NC, screw terminal, base mounting, 1xM20 each on top and bottom, labels enclosed | 4380 | 1 | Z9 | 1
3SU1853-3AA00-0AA1 |  | Two-hand operation console for command devices, 22 mm, round, Enclosure material metal, enclosure top part gray, 3 control points, without equipment, with cable cut-outs for metric screw connections | 19600 | 1 | Z9 | 1
3SU1853-3NB00-1AA1 |  | two-hand operation console for command devices, 22 mm, round, enclosure material metal, enclosure top part gray, 3 command points metal, standard equipment: 2 mushroom pushbuttons black 40 mm, 2x 1 NO+1 NC, screw terminal, 1x EMERGENCY STOP red, 40 mm, 2 NC, screw terminal | 17400 | 1 | Z9 | 1
3SU1853-3NB00-1AD1 |  | two-hand operation console for command devices, 22 mm, round, enclosure material metal, enclosure top part gray, 3 command points metal, 4 additional holes for 22 mm command devices 2 mushroom pushbuttons black 40 mm, 2x 1 NO+1 NC, screw terminal, 1x EMERGENCY STOP red, 40 mm, 2 NC, screw terminal, front mounting, 4x sealing plug metal, with cable cut-outs for metric cable glands | 18200 | 1 | Z9 | 1
3SU1854-0AA00-0AB1 |  | Enclosure for command devices, 22 mm, round, Enclosure material metal, enclosure top part gray, 4 control points, without equipment, Recess for labels, floor mounting, 1xM25 each on top and bottom | 2590 | 1 | Z9 | 1
3SU1856-0AA00-0AB1 |  | Enclosure for command devices, 22 mm, round, Enclosure material metal, enclosure top part gray, 6 control points, without equipment, Recess for labels, floor mounting, 1xM25 each on top and bottom | 3320 | 1 | Z9 | 1
3SU1900-0AB71-0AA0 |  | Inscription plate for illuminated pushbutton, round, milky, without inscription, for self-labeling | 4990 | 100 | Z9 | 10
3SU1900-0AB71-0AB0 |  | Inscription plate for illuminated pushbutton, round, milky with black font, with inscription: Ein | 4990 | 100 | Z9 | 10
3SU1900-0AB71-0AC0 |  | Inscription plate for illuminated pushbutton, round, milky with black font, with inscription: Aus | 4990 | 100 | Z9 | 10
3SU1900-0AB71-0AD0 |  | Inscription plate for illuminated pushbutton, round, milky with black font, with inscription: Auf | 4990 | 100 | Z9 | 10
3SU1900-0AB71-0AE0 |  | Inscription plate for illuminated pushbutton, round, milky with black font, with inscription: Ab | 4990 | 100 | Z9 | 10
3SU1900-0AB71-0AF0 |  | Inscription plate for illuminated pushbutton, round, milky with black font, with inscription: Vor | 4990 | 100 | Z9 | 10
3SU1900-0AB71-0AG0 |  | Inscription plate for illuminated pushbutton, round, milky with black font, with inscription: ZurÃ¼ck | 4990 | 100 | Z9 | 10
3SU1900-0AB71-0AH0 |  | Inscription plate for illuminated pushbutton, round, milky with black font, with inscription: Rechts | 4990 | 100 | Z9 | 10
3SU1900-0AB71-0AJ0 |  | Inscription plate for illuminated pushbutton, round, milky with black font, with inscription: Links | 4990 | 100 | Z9 | 10
3SU1900-0AB71-0AK0 |  | Inscription plate for illuminated pushbutton, round, milky with black font, with inscription: Halt | 4990 | 100 | Z9 | 10
3SU1900-0AB71-0AL0 |  | Inscription plate for illuminated pushbutton, round, milky with black font, with inscription: Zu | 4990 | 100 | Z9 | 10
3SU1900-0AB71-0AM0 |  | Inscription plate for illuminated pushbutton, round, milky with black font, with inscription: Schnell | 4990 | 100 | Z9 | 10
3SU1900-0AB71-0AN0 |  | Inscription plate for illuminated pushbutton, round, milky with black font, with inscription: Langsam | 4990 | 100 | Z9 | 10
3SU1900-0AB71-0AP0 |  | Inscription plate for illuminated pushbutton, round, milky with black font, with inscription: Betrieb | 4990 | 100 | Z9 | 10
3SU1900-0AB71-0AQ0 |  | Inscription plate for illuminated pushbutton, round, milky with black font, with inscription: StÃ¶rung | 4990 | 100 | Z9 | 10
3SU1900-0AB71-0AR0 |  | Inscription plate for illuminated pushbutton, round, milky with black font, with inscription: Einrichten | 4990 | 100 | Z9 | 10
3SU1900-0AB71-0DJ0 |  | Inscription plate for illuminated pushbutton, round, milky with black font, with inscription: On | 4990 | 100 | Z9 | 10
3SU1900-0AB71-0DK0 |  | Inscription plate for illuminated pushbutton, round, milky with black font, with inscription: Off | 4990 | 100 | Z9 | 10
3SU1900-0AB71-0DL0 |  | Inscription plate for illuminated pushbutton, round, milky with black font, with inscription: Up | 4990 | 100 | Z9 | 10
3SU1900-0AB71-0DM0 |  | Inscription plate for illuminated pushbutton, round, milky with black font, with inscription: Down | 4990 | 100 | Z9 | 10
3SU1900-0AB71-0DN0 |  | Inscription plate for illuminated pushbutton, round, milky with black font, with inscription: Forward | 4990 | 100 | Z9 | 10
3SU1900-0AB71-0DQ0 |  | Inscription plate for illuminated pushbutton, round, milky with black font, with inscription: Right | 4990 | 100 | Z9 | 10
3SU1900-0AB71-0DR0 |  | Inscription plate for illuminated pushbutton, round, milky with black font, with inscription: Left | 4990 | 100 | Z9 | 10
3SU1900-0AB71-0DS0 |  | Inscription plate for illuminated pushbutton, round, milky with black font, with inscription: Stop | 4990 | 100 | Z9 | 10
3SU1900-0AB71-0DT0 |  | Inscription plate for illuminated pushbutton, round, milky with black font, with inscription: start | 4990 | 100 | Z9 | 10
3SU1900-0AB71-0DU0 |  | Inscription plate for illuminated pushbutton, round, milky with black font, with inscription: Reset | 4990 | 100 | Z9 | 10
3SU1900-0AB71-0DV0 |  | Inscription plate for illuminated pushbutton, round, milky with black font, with inscription: test | 4990 | 100 | Z9 | 10
3SU1900-0AB71-0DW0 |  | Inscription plate for illuminated pushbutton, round, milky with black font, with inscription: Open | 4990 | 100 | Z9 | 10
3SU1900-0AB71-0DX0 |  | Inscription plate for illuminated pushbutton, round, milky with black font, with inscription: Close | 4990 | 100 | Z9 | 10
3SU1900-0AB71-0EB0 |  | Inscription plate for illuminated pushbutton, round, milky with black font, with inscription: Running | 4990 | 100 | Z9 | 10
3SU1900-0AB71-0EE0 |  | Inscription plate for illuminated pushbutton, round, milky with black font, with inscription: Fast | 4990 | 100 | Z9 | 10
3SU1900-0AB71-0EF0 |  | Inscription plate for illuminated pushbutton, round, milky with black font, with inscription: Slow | 4990 | 100 | Z9 | 10
3SU1900-0AB71-0QA0 |  | Inscription plate for illuminated pushbutton, round, milky with black font, with graphic symbol: O | 4990 | 100 | Z9 | 10
3SU1900-0AB71-0QB0 |  | Inscription plate for illuminated pushbutton, round, milky with black font, with graphic symbol: I | 4990 | 100 | Z9 | 10
3SU1900-0AB71-0QC0 |  | Inscription plate for illuminated pushbutton, round, milky with black font, with graphic symbol: II | 4990 | 100 | Z9 | 10
3SU1900-0AB71-0QD0 |  | Inscription plate for illuminated pushbutton, round, milky with black font, with graphic symbol: III | 4990 | 100 | Z9 | 10
3SU1900-0AB71-0QR0 |  | Inscription plate for illuminated pushbutton, round, milky with black font, with graphic symbol: arrow pointing to the right | 4990 | 100 | Z9 | 10
3SU1900-0AB71-0QS0 |  | Inscription plate for illuminated pushbutton, round, milky with black font, with graphic symbol: arrow pointing to the top left | 4990 | 100 | Z9 | 10
3SU1900-0AB71-0QT0 |  | Inscription plate for illuminated pushbutton, round, milky with black font, with graphic symbol: rotation to the right | 4990 | 100 | Z9 | 10
3SU1900-0AB71-0QU0 |  | Inscription plate for illuminated pushbutton, round, milky with black font, with graphic symbol: rotation to the left | 4990 | 100 | Z9 | 10
3SU1900-0AB71-0QV0 |  | Inscription plate for illuminated pushbutton, round, milky with black font, with graphic symbol: Rapid traverse | 4990 | 100 | Z9 | 10
3SU1900-0AB71-0QW0 |  | Inscription plate for illuminated pushbutton, round, milky with black font, with graphic symbol: feed | 4990 | 100 | Z9 | 10
3SU1900-0AB71-0QX0 |  | Inscription plate for illuminated pushbutton, round, milky with black font, with graphic symbol: Increase, Plus | 4990 | 100 | Z9 | 10
3SU1900-0AB71-0QY0 |  | Inscription plate for illuminated pushbutton, round, milky with black font, with graphic symbol: decrease, minus | 4990 | 100 | Z9 | 10
3SU1900-0AB71-0RA0 |  | Inscription plate for illuminated pushbutton, round, milky with black font, with graphic symbol: electric motor | 4990 | 100 | Z9 | 10
3SU1900-0AB71-0RB0 |  | Inscription plate for illuminated pushbutton, round, milky with black font, with graphic symbol: horn | 4990 | 100 | Z9 | 10
3SU1900-0AB71-0RC0 |  | Inscription plate for illuminated pushbutton, round, milky with black font, with graphic symbol: water tap | 4990 | 100 | Z9 | 10
3SU1900-0AB71-0RD0 |  | Inscription plate for illuminated pushbutton, round, milky with black font, with graphic symbol: pump | 4990 | 100 | Z9 | 10
3SU1900-0AB71-0RE0 |  | Inscription plate for illuminated pushbutton, round, milky with black font, with graphic symbol: coolant pump | 4990 | 100 | Z9 | 10
3SU1900-0AB71-0RF0 |  | Inscription plate for illuminated pushbutton, round, milky with black font, with graphic symbol: clamp | 4990 | 100 | Z9 | 10
3SU1900-0AB71-0RG0 |  | Inscription plate for illuminated pushbutton, round, milky with black font, with graphic symbol: release | 4990 | 100 | Z9 | 10
3SU1900-0AB71-0RH0 |  | Inscription plate for illuminated pushbutton, round, milky with black font, with graphic symbol: brake | 4990 | 100 | Z9 | 10
3SU1900-0AB71-0RJ0 |  | Inscription plate for illuminated pushbutton, round, milky with black font, with graphic symbol: brake release | 4990 | 100 | Z9 | 10
3SU1900-0AB71-0RK0 |  | Inscription plate for illuminated pushbutton, round, milky with black font, with graphic symbol: lock | 4990 | 100 | Z9 | 10
3SU1900-0AB71-0RL0 |  | Inscription plate for illuminated pushbutton, round, milky with black font, with graphic symbol: unlock | 4990 | 100 | Z9 | 10
3SU1900-0AB71-0RM0 |  | Inscription plate for illuminated pushbutton, round, milky with black font, with graphic symbol: set up | 4990 | 100 | Z9 | 10
3SU1900-0AB71-0RN0 |  | Inscription plate for illuminated pushbutton, round, milky with black font, with graphic symbol: on/off momentary contact | 4990 | 100 | Z9 | 10
3SU1900-0AB71-0RP0 |  | Inscription plate for illuminated pushbutton, round, milky with black font, with graphic symbol: manual operation | 4990 | 100 | Z9 | 10
3SU1900-0AB71-0RQ0 |  | Inscription plate for illuminated pushbutton, round, milky with black font, with graphic symbol: automatic sequence | 4990 | 100 | Z9 | 10
3SU1900-0AB71-0RR0 |  | Inscription plate for illuminated pushbutton, round, milky with black font, with graphic symbol: suction | 4990 | 100 | Z9 | 10
3SU1900-0AB71-0RS0 |  | Inscription plate for illuminated pushbutton, round, milky with black font, with graphic symbol: blow | 4990 | 100 | Z9 | 10
3SU1900-0AC16-0AA0 |  | labeling plate for snapping on or gluing on label holder, label size 12.5x27 mm, black label, white font, without inscription, for self-inscription | 3650 | 100 | Z9 | 10
3SU1900-0AC16-0AB0 |  | labeling plate for snapping on or gluing on label holder, label size 12.5x27 mm, black label, white font, with inscription: Ein | 5320 | 100 | Z9 | 10
3SU1900-0AC16-0AC0 |  | labeling plate for snapping on or gluing on label holder, label size 12.5x27 mm, black label, white font, with inscription: Aus | 5320 | 100 | Z9 | 10
3SU1900-0AC16-0AD0 |  | labeling plate for snapping on or gluing on label holder, label size 12.5x27 mm, black label, white font, with inscription: Auf | 5320 | 100 | Z9 | 10
3SU1900-0AC16-0AE0 |  | labeling plate for snapping on or gluing on label holder, label size 12.5x27 mm, black label, white font, with inscription: Ab | 5320 | 100 | Z9 | 10
3SU1900-0AC16-0AF0 |  | labeling plate for snapping on or gluing on label holder, label size 12.5x27 mm, black label, white font, with inscription: Vor | 5320 | 100 | Z9 | 10
3SU1900-0AC16-0AG0 |  | labeling plate for snapping on or gluing on label holder, label size 12.5x27 mm, black label, white font, with inscription: ZurÃ¼ck | 5320 | 100 | Z9 | 10
3SU1900-0AC16-0AH0 |  | labeling plate for snapping on or gluing on label holder, label size 12.5x27 mm, black label, white font, with inscription: Rechts | 5320 | 100 | Z9 | 10
3SU1900-0AC16-0AJ0 |  | labeling plate for snapping on or gluing on label holder, label size 12.5x27 mm, black label, white font, with inscription: Links | 5320 | 100 | Z9 | 10
3SU1900-0AC16-0AK0 |  | labeling plate for snapping on or gluing on label holder, label size 12.5x27 mm, black label, white font, with inscription: Halt | 5320 | 100 | Z9 | 10
3SU1900-0AC16-0AL0 |  | labeling plate for snapping on or gluing on label holder, label size 12.5x27 mm, black label, white font, with inscription: Zu | 5320 | 100 | Z9 | 10
3SU1900-0AC16-0AP0 |  | labeling plate for snapping on or gluing on label holder, label size 12.5x27 mm, black label, white font, with inscription: Betrieb | 5320 | 100 | Z9 | 10
3SU1900-0AC16-0AQ0 |  | labeling plate for snapping on or gluing on label holder, label size 12.5x27 mm, black label, white font, with inscription: StÃ¶rung | 5320 | 100 | Z9 | 10
3SU1900-0AC16-0DB0 |  | labeling plate for snapping on or gluing on label holder, label size 12.5x27 mm, black label, white font, with inscription: Hand Auto | 5320 | 100 | Z9 | 10
3SU1900-0AC16-0DC0 |  | labeling plate for snapping on or gluing on label holder, label size 12.5x27 mm, black label, white font, with inscription: Stop Start | 5320 | 100 | Z9 | 10
3SU1900-0AC16-0DD0 |  | labeling plate for snapping on or gluing on label holder, label size 12.5x27 mm, black label, white font, with inscription: Hand O Auto | 5320 | 100 | Z9 | 10
3SU1900-0AC16-0DE0 |  | labeling plate for snapping on or gluing on label holder, label size 12.5x27 mm, black label, white font, with inscription: Jog | 5320 | 100 | Z9 | 10
3SU1900-0AC16-0DF0 |  | labeling plate for snapping on or gluing on label holder, label size 12.5x27 mm, black label, white font, with inscription: Power Off | 5320 | 100 | Z9 | 10
3SU1900-0AC16-0DG0 |  | labeling plate for snapping on or gluing on label holder, label size 12.5x27 mm, black label, white font, with inscription: Power On | 5320 | 100 | Z9 | 10
3SU1900-0AC16-0DH0 |  | labeling plate for snapping on or gluing on label holder, label size 12.5x27 mm, black label, white font, with inscription: Off On | 5320 | 100 | Z9 | 10
3SU1900-0AC16-0DJ0 |  | labeling plate for snapping on or gluing on label holder, label size 12.5x27 mm, black label, white font, with inscription: On | 5320 | 100 | Z9 | 10
3SU1900-0AC16-0DK0 |  | labeling plate for snapping on or gluing on label holder, label size 12.5x27 mm, black label, white font, with inscription: Off | 5320 | 100 | Z9 | 10
3SU1900-0AC16-0DL0 |  | labeling plate for snapping on or gluing on label holder, label size 12.5x27 mm, black label, white font, with inscription: Up | 5320 | 100 | Z9 | 10
3SU1900-0AC16-0DM0 |  | labeling plate for snapping on or gluing on label holder, label size 12.5x27 mm, black label, white font, with inscription: Down | 5320 | 100 | Z9 | 10
3SU1900-0AC16-0DN0 |  | labeling plate for snapping on or gluing on label holder, label size 12.5x27 mm, black label, white font, with inscription: Forward | 5320 | 100 | Z9 | 10
3SU1900-0AC16-0DP0 |  | labeling plate for snapping on or gluing on label holder, label size 12.5x27 mm, black label, white font, with inscription: Reverse | 5320 | 100 | Z9 | 10
3SU1900-0AC16-0DQ0 |  | labeling plate for snapping on or gluing on label holder, label size 12.5x27 mm, black label, white font, with inscription: Right | 5320 | 100 | Z9 | 10
3SU1900-0AC16-0DR0 |  | labeling plate for snapping on or gluing on label holder, label size 12.5x27 mm, black label, white font, with inscription: Left | 5320 | 100 | Z9 | 10
3SU1900-0AC16-0DS0 |  | labeling plate for snapping on or gluing on label holder, label size 12.5x27 mm, black label, white font, with inscription: Stop | 5320 | 100 | Z9 | 10
3SU1900-0AC16-0DT0 |  | labeling plate for snapping on or gluing on label holder, label size 12.5x27 mm, black label, white font, with inscription: Start | 5320 | 100 | Z9 | 10
3SU1900-0AC16-0DU0 |  | labeling plate for snapping on or gluing on label holder, label size 12.5x27 mm, black label, white font, with inscription: Reset | 5320 | 100 | Z9 | 10
3SU1900-0AC16-0DV0 |  | labeling plate for snapping on or gluing on label holder, label size 12.5x27 mm, black label, white font, with inscription: Test | 5320 | 100 | Z9 | 10
3SU1900-0AC16-0DW0 |  | labeling plate for snapping on or gluing on label holder, label size 12.5x27 mm, black label, white font, with inscription: Open | 5320 | 100 | Z9 | 10
3SU1900-0AC16-0DX0 |  | labeling plate for snapping on or gluing on label holder, label size 12.5x27 mm, black label, white font, with inscription: Close | 5320 | 100 | Z9 | 10
3SU1900-0AC16-0DY0 |  | labeling plate for snapping on or gluing on label holder, label size 12.5x27 mm, black label, white font, with inscription: Man O Auto | 5320 | 100 | Z9 | 10
3SU1900-0AC16-0EA0 |  | labeling plate for snapping on or gluing on label holder, label size 12.5x27 mm, black label, white font, with inscription: Man Auto | 5320 | 100 | Z9 | 10
3SU1900-0AC16-0EB0 |  | labeling plate for snapping on or gluing on label holder, label size 12.5x27 mm, black label, white font, with inscription: Running | 5320 | 100 | Z9 | 10
3SU1900-0AC16-0EC0 |  | labeling plate for snapping on or gluing on label holder, label size 12.5x27 mm, black label, white font, with inscription: Fault | 5320 | 100 | Z9 | 10
3SU1900-0AC16-0ED0 |  | labeling plate for snapping on or gluing on label holder, label size 12.5x27 mm, black label, white font, with inscription: Run | 5320 | 100 | Z9 | 10
3SU1900-0AC16-0GA0 |  | labeling plate for snapping on or gluing on label holder, label size 12.5x27 mm, black label, white font, with inscription: Marche | 5320 | 100 | Z9 | 10
3SU1900-0AC16-0GB0 |  | labeling plate for snapping on or gluing on label holder, label size 12.5x27 mm, black label, white font, with inscription: ArrÃªt | 5320 | 100 | Z9 | 10
3SU1900-0AC16-0GC0 |  | labeling plate for snapping on or gluing on label holder, label size 12.5x27 mm, black label, white font, with inscription: Montee | 5320 | 100 | Z9 | 10
3SU1900-0AC16-0GD0 |  | labeling plate for snapping on or gluing on label holder, label size 12.5x27 mm, black label, white font, with inscription: descente | 5320 | 100 | Z9 | 10
3SU1900-0AC16-0GE0 |  | labeling plate for snapping on or gluing on label holder, label size 12.5x27 mm, black label, white font, with inscription: Avant | 5320 | 100 | Z9 | 10
3SU1900-0AC16-0GF0 |  | labeling plate for snapping on or gluing on label holder, label size 12.5x27 mm, black label, white font, with inscription: Retour | 5320 | 100 | Z9 | 10
3SU1900-0AC16-0GG0 |  | labeling plate for snapping on or gluing on label holder, label size 12.5x27 mm, black label, white font, with inscription: Droite | 5320 | 100 | Z9 | 10
3SU1900-0AC16-0GH0 |  | labeling plate for snapping on or gluing on label holder, label size 12.5x27 mm, black label, white font, with inscription: Gauche | 5320 | 100 | Z9 | 10
3SU1900-0AC16-0GJ0 |  | labeling plate for snapping on or gluing on label holder, label size 12.5x27 mm, black label, white font, with inscription: Ouvert | 5320 | 100 | Z9 | 10
3SU1900-0AC16-0GK0 |  | labeling plate for snapping on or gluing on label holder, label size 12.5x27 mm, black label, white font, with inscription: FermÃ© | 5320 | 100 | Z9 | 10
3SU1900-0AC16-0GL0 |  | labeling plate for snapping on or gluing on label holder, label size 12.5x27 mm, black label, white font, with inscription: Rapide | 5320 | 100 | Z9 | 10
3SU1900-0AC16-0GM0 |  | labeling plate for snapping on or gluing on label holder, label size 12.5x27 mm, black label, white font, with inscription: En service | 5320 | 100 | Z9 | 10
3SU1900-0AC16-0GN0 |  | labeling plate for snapping on or gluing on label holder, label size 12.5x27 mm, black label, white font, with inscription: DÃ©faut | 5320 | 100 | Z9 | 10
3SU1900-0AC16-0GP0 |  | labeling plate for snapping on or gluing on label holder, label size 12.5x27 mm, black label, white font, with inscription: RÃ©glage | 5320 | 100 | Z9 | 10
3SU1900-0AC16-0GQ0 |  | labeling plate for snapping on or gluing on label holder, label size 12.5x27 mm, black label, white font, with inscription: ARRÃŠT D'URGENCE | 5320 | 100 | Z9 | 10
3SU1900-0AC16-0GR0 |  | labeling plate for snapping on or gluing on label holder, label size 12.5x27 mm, black label, white font, with inscription: Hors service | 5320 | 100 | Z9 | 10
3SU1900-0AC16-0GS0 |  | labeling plate for snapping on or gluing on label holder, label size 12.5x27 mm, black label, white font, with inscription: Sous tension | 5320 | 100 | Z9 | 10
3SU1900-0AC16-0GT0 |  | labeling plate for snapping on or gluing on label holder, label size 12.5x27 mm, black label, white font, with inscription: Manu Auto | 5320 | 100 | Z9 | 10
3SU1900-0AC16-0GU0 |  | labeling plate for snapping on or gluing on label holder, label size 12.5x27 mm, black label, white font, with inscription: Marche ArrÃªt | 5320 | 100 | Z9 | 10
3SU1900-0AC16-0GV0 |  | labeling plate for snapping on or gluing on label holder, label size 12.5x27 mm, black label, white font, with inscription: RÃ©armement | 5320 | 100 | Z9 | 10
3SU1900-0AC16-0QA0 |  | labeling plate for snapping on or gluing on label holder, label size 12.5x27 mm, black label, white font, with graphic symbol: O | 5320 | 100 | Z9 | 10
3SU1900-0AC16-0QB0 |  | labeling plate for snapping on or gluing on label holder, label size 12.5x27 mm, black label, white font, with graphic symbol: I | 5320 | 100 | Z9 | 10
3SU1900-0AC16-0QG0 |  | labeling plate for snapping on or gluing on label holder, label size 12.5x27 mm, black label, white font, with graphic symbol: O I | 5320 | 100 | Z9 | 10
3SU1900-0AC16-0QJ0 |  | labeling plate for snapping on or gluing on label holder, label size 12.5x27 mm, black label, white font, with graphic symbol: 1 2 | 5320 | 100 | Z9 | 10
3SU1900-0AC16-0QS0 |  | labeling plate for snapping on or gluing on label holder, label size 12.5x27 mm, black label, white font, with graphic symbol: | 5320 | 100 | Z9 | 10
3SU1900-0AC26-0AA0 |  | labeling plate for snapping on or gluing on label holder, label size 12.5x27 mm, red label, white font, without inscription, for self-inscription | 147 | 1 | Z9 | 10
3SU1900-0AC81-0AA0 |  | labeling plate for snapping on or gluing on label holder, label size 12.5x27 mm, silver label, black font, without inscription, for self-inscription | 3410 | 100 | Z9 | 10
3SU1900-0AC81-0AB0 |  | labeling plate for snapping on or gluing on label holder, label size 12.5x27 mm, silver label, black font, with inscription: Ein | 4990 | 100 | Z9 | 10
3SU1900-0AC81-0AC0 |  | labeling plate for snapping on or gluing on label holder, label size 12.5x27 mm, silver label, black font, with inscription: Aus | 4990 | 100 | Z9 | 10
3SU1900-0AC81-0AD0 |  | labeling plate for snapping on or gluing on label holder, label size 12.5x27 mm, silver label, black font, with inscription: Auf | 4990 | 100 | Z9 | 10
3SU1900-0AC81-0AE0 |  | labeling plate for snapping on or gluing on label holder, label size 12.5x27 mm, silver label, black font, with inscription: Ab | 4990 | 100 | Z9 | 10
3SU1900-0AC81-0AF0 |  | labeling plate for snapping on or gluing on label holder, label size 12.5x27 mm, silver label, black font, with inscription: Vor | 4990 | 100 | Z9 | 10
3SU1900-0AC81-0AG0 |  | labeling plate for snapping on or gluing on label holder, label size 12.5x27 mm, silver label, black font, with inscription: ZurÃ¼ck | 4990 | 100 | Z9 | 10
3SU1900-0AC81-0AH0 |  | labeling plate for snapping on or gluing on label holder, label size 12.5x27 mm, silver label, black font, with inscription: Rechts | 4990 | 100 | Z9 | 10
3SU1900-0AC81-0AJ0 |  | labeling plate for snapping on or gluing on label holder, label size 12.5x27 mm, silver label, black font, with inscription: Links | 4990 | 100 | Z9 | 10
3SU1900-0AC81-0AK0 |  | labeling plate for snapping on or gluing on label holder, label size 12.5x27 mm, silver label, black font, with inscription: Halt | 4990 | 100 | Z9 | 10
3SU1900-0AC81-0AL0 |  | labeling plate for snapping on or gluing on label holder, label size 12.5x27 mm, silver label, black font, with inscription: Zu | 4990 | 100 | Z9 | 10
3SU1900-0AC81-0AM0 |  | labeling plate for snapping on or gluing on label holder, label size 12.5x27 mm, silver label, black font, with inscription: Schnell | 4990 | 100 | Z9 | 10
3SU1900-0AC81-0AN0 |  | labeling plate for snapping on or gluing on label holder, label size 12.5x27 mm, silver label, black font, with inscription: Langsam | 4990 | 100 | Z9 | 10
3SU1900-0AC81-0AP0 |  | labeling plate for snapping on or gluing on label holder, label size 12.5x27 mm, silver label, black font, with inscription: Betrieb | 4990 | 100 | Z9 | 10
3SU1900-0AC81-0AQ0 |  | labeling plate for snapping on or gluing on label holder, label size 12.5x27 mm, silver label, black font, with inscription: StÃ¶rung | 4990 | 100 | Z9 | 10
3SU1900-0AC81-0AR0 |  | labeling plate for snapping on or gluing on label holder, label size 12.5x27 mm, silver label, black font, with inscription: Einrichten | 4990 | 100 | Z9 | 10
3SU1900-0AC81-0DB0 |  | labeling plate for snapping on or gluing on label holder, label size 12.5x27 mm, silver label, black font, with inscription: Hand Auto | 4990 | 100 | Z9 | 10
3SU1900-0AC81-0DC0 |  | labeling plate for snapping on or gluing on label holder, label size 12.5x27 mm, silver label, black font, with inscription: Stop Start | 4990 | 100 | Z9 | 10
3SU1900-0AC81-0DD0 |  | labeling plate for snapping on or gluing on label holder, label size 12.5x27 mm, silver label, black font, with inscription: Hand O Auto | 4990 | 100 | Z9 | 10
3SU1900-0AC81-0DJ0 |  | labeling plate for snapping on or gluing on label holder, label size 12.5x27 mm, silver label, black font, with inscription: On | 4990 | 100 | Z9 | 10
3SU1900-0AC81-0DK0 |  | labeling plate for snapping on or gluing on label holder, label size 12.5x27 mm, silver label, black font, with inscription: Off | 4990 | 100 | Z9 | 10
3SU1900-0AC81-0DL0 |  | labeling plate for snapping on or gluing on label holder, label size 12.5x27 mm, silver label, black font, with inscription: Up | 4990 | 100 | Z9 | 10
3SU1900-0AC81-0DM0 |  | labeling plate for snapping on or gluing on label holder, label size 12.5x27 mm, silver label, black font, with inscription: Down | 4990 | 100 | Z9 | 10
3SU1900-0AC81-0DS0 |  | labeling plate for snapping on or gluing on label holder, label size 12.5x27 mm, silver label, black font, with inscription: Stop | 4990 | 100 | Z9 | 10
3SU1900-0AC81-0DT0 |  | labeling plate for snapping on or gluing on label holder, label size 12.5x27 mm, silver label, black font, with inscription: Start | 4990 | 100 | Z9 | 10
3SU1900-0AC81-0DU0 |  | labeling plate for snapping on or gluing on label holder, label size 12.5x27 mm, silver label, black font, with inscription: Reset | 4990 | 100 | Z9 | 10
3SU1900-0AC81-0DV0 |  | labeling plate for snapping on or gluing on label holder, label size 12.5x27 mm, silver label, black font, with inscription: Test | 4990 | 100 | Z9 | 10
3SU1900-0AC81-0DW0 |  | labeling plate for snapping on or gluing on label holder, label size 12.5x27 mm, silver label, black font, with inscription: Open | 4990 | 100 | Z9 | 10
3SU1900-0AC81-0DX0 |  | labeling plate for snapping on or gluing on label holder, label size 12.5x27 mm, silver label, black font, with inscription: Close | 4990 | 100 | Z9 | 10
3SU1900-0AC81-0DY0 |  | labeling plate for snapping on or gluing on label holder, label size 12.5x27 mm, silver label, black font, with inscription: Man O Auto | 4990 | 100 | Z9 | 10
3SU1900-0AC81-0EA0 |  | labeling plate for snapping on or gluing on label holder, label size 12.5x27 mm, silver label, black font, with inscription: Man Auto | 4990 | 100 | Z9 | 10
3SU1900-0AC81-0EB0 |  | labeling plate for snapping on or gluing on label holder, label size 12.5x27 mm, silver label, black font, with inscription: Running | 4990 | 100 | Z9 | 10
3SU1900-0AC81-0EC0 |  | labeling plate for snapping on or gluing on label holder, label size 12.5x27 mm, silver label, black font, with inscription: Fault | 4990 | 100 | Z9 | 10
3SU1900-0AC81-0EE0 |  | labeling plate for snapping on or gluing on label holder, label size 12.5x27 mm, silver label, black font, with inscription: Fast | 4990 | 100 | Z9 | 10
3SU1900-0AC81-0EF0 |  | labeling plate for snapping on or gluing on label holder, label size 12.5x27 mm, silver label, black font, with inscription: Slow | 4990 | 100 | Z9 | 10
3SU1900-0AC81-0QA0 |  | labeling plate for snapping on or gluing on label holder, label size 12.5x27 mm, silver label, black font, with graphic symbol: O | 4990 | 100 | Z9 | 10
3SU1900-0AC81-0QB0 |  | labeling plate for snapping on or gluing on label holder, label size 12.5x27 mm, silver label, black font, with graphic symbol: I | 4990 | 100 | Z9 | 10
3SU1900-0AC81-0QC0 |  | labeling plate for snapping on or gluing on label holder, label size 12.5x27 mm, silver label, black font, with graphic symbol: II | 4990 | 100 | Z9 | 10
3SU1900-0AC81-0QD0 |  | labeling plate for snapping on or gluing on label holder, label size 12.5x27 mm, silver label, black font, with graphic symbol: III | 4990 | 100 | Z9 | 10
3SU1900-0AC81-0QG0 |  | labeling plate for snapping on or gluing on label holder, label size 12.5x27 mm, silver label, black font, with graphic symbol: O I | 4990 | 100 | Z9 | 10
3SU1900-0AC81-0QK0 |  | labeling plate for snapping on or gluing on label holder, label size 12.5x27 mm, silver label, black font, with graphic symbol: I O II | 4990 | 100 | Z9 | 10
3SU1900-0AC81-0QL0 |  | labeling plate for snapping on or gluing on label holder, label size 12.5x27 mm, silver label, black font, with graphic symbol: 1 O 2 | 4990 | 100 | Z9 | 10
3SU1900-0AC81-0QR0 |  | labeling plate for snapping on or gluing on label holder, label size 12.5x27 mm, silver label, black font, with graphic symbol: arrow pointing to the right | 4990 | 100 | Z9 | 10
3SU1900-0AC81-0QS0 |  | labeling plate for snapping on or gluing on label holder, label size 12.5x27 mm, silver label, black font, with graphic symbol: arrow pointing up | 4990 | 100 | Z9 | 10
3SU1900-0AD16-0AA0 |  | labeling plate for snapping on or gluing on label holder, label size 17.5x27 mm, black label, white font, without inscription, for self-inscription | 3650 | 100 | Z9 | 10
3SU1900-0AD16-0AB0 |  | labeling plate for snapping on or gluing on label holder, label size 17.5x27 mm, black label, white font, with inscription: Ein | 5320 | 100 | Z9 | 10
3SU1900-0AD16-0AC0 |  | labeling plate for snapping on or gluing on label holder, label size 17.5x27 mm, black label, white font, with inscription: Aus | 5320 | 100 | Z9 | 10
3SU1900-0AD16-0AD0 |  | labeling plate for snapping on or gluing on label holder, label size 17.5x27 mm, black label, white font, with inscription: Auf | 5320 | 100 | Z9 | 10
3SU1900-0AD16-0AE0 |  | labeling plate for snapping on or gluing on label holder, label size 17.5x27 mm, black label, white font, with inscription: Ab | 5320 | 100 | Z9 | 10
3SU1900-0AD16-0AF0 |  | labeling plate for snapping on or gluing on label holder, label size 17.5x27 mm, black label, white font, with inscription: Vor | 5320 | 100 | Z9 | 10
3SU1900-0AD16-0AG0 |  | labeling plate for snapping on or gluing on label holder, label size 17.5x27 mm, black label, white font, with inscription: ZurÃ¼ck | 5320 | 100 | Z9 | 10
3SU1900-0AD16-0AK0 |  | labeling plate for snapping on or gluing on label holder, label size 17.5x27 mm, black label, white font, with inscription: Halt | 5320 | 100 | Z9 | 10
3SU1900-0AD16-0AL0 |  | labeling plate for snapping on or gluing on label holder, label size 17.5x27 mm, black label, white font, with inscription: Zu | 5320 | 100 | Z9 | 10
3SU1900-0AD16-0AP0 |  | labeling plate for snapping on or gluing on label holder, label size 17.5x27 mm, black label, white font, with inscription: Betrieb | 5320 | 100 | Z9 | 10
3SU1900-0AD16-0AQ0 |  | labeling plate for snapping on or gluing on label holder, label size 17.5x27 mm, black label, white font, with inscription: StÃ¶rung | 5320 | 100 | Z9 | 10
3SU1900-0AD16-0DB0 |  | labeling plate for snapping on or gluing on label holder, label size 17.5x27 mm, black label, white font, with inscription: Hand Auto | 5320 | 100 | Z9 | 10
3SU1900-0AD16-0DC0 |  | labeling plate for snapping on or gluing on label holder, label size 17.5x27 mm, black label, white font, with inscription: Stop Start | 5320 | 100 | Z9 | 10
3SU1900-0AD16-0DJ0 |  | labeling plate for snapping on or gluing on label holder, label size 17.5x27 mm, black label, white font, with inscription: On | 5320 | 100 | Z9 | 10
3SU1900-0AD16-0DK0 |  | labeling plate for snapping on or gluing on label holder, label size 17.5x27 mm, black label, white font, with inscription: Off | 5320 | 100 | Z9 | 10
3SU1900-0AD16-0DL0 |  | labeling plate for snapping on or gluing on label holder, label size 17.5x27 mm, black label, white font, with inscription: Up | 5320 | 100 | Z9 | 10
3SU1900-0AD16-0DM0 |  | labeling plate for snapping on or gluing on label holder, label size 17.5x27 mm, black label, white font, with inscription: Down | 5320 | 100 | Z9 | 10
3SU1900-0AD16-0DN0 |  | labeling plate for snapping on or gluing on label holder, label size 17.5x27 mm, black label, white font, with inscription: Forward | 5320 | 100 | Z9 | 10
3SU1900-0AD16-0DP0 |  | labeling plate for snapping on or gluing on label holder, label size 17.5x27 mm, black label, white font, with inscription: Reverse | 5320 | 100 | Z9 | 10
3SU1900-0AD16-0DQ0 |  | labeling plate for snapping on or gluing on label holder, label size 17.5x27 mm, black label, white font, with inscription: Right | 5320 | 100 | Z9 | 10
3SU1900-0AD16-0DS0 |  | labeling plate for snapping on or gluing on label holder, label size 17.5x27 mm, black label, white font, with inscription: Stop | 5320 | 100 | Z9 | 10
3SU1900-0AD16-0DT0 |  | labeling plate for snapping on or gluing on label holder, label size 17.5x27 mm, black label, white font, with inscription: Start | 5320 | 100 | Z9 | 10
3SU1900-0AD16-0DW0 |  | labeling plate for snapping on or gluing on label holder, label size 17.5x27 mm, black label, white font, with inscription: Open | 5320 | 100 | Z9 | 10
3SU1900-0AD16-0DX0 |  | labeling plate for snapping on or gluing on label holder, label size 17.5x27 mm, black label, white font, with inscription: Close | 5320 | 100 | Z9 | 10
3SU1900-0AD16-0EA0 |  | labeling plate for snapping on or gluing on label holder, label size 17.5x27 mm, black label, white font, with inscription: Man Auto | 5320 | 100 | Z9 | 10
3SU1900-0AD16-0EB0 |  | labeling plate for snapping on or gluing on label holder, label size 17.5x27 mm, black label, white font, with inscription: Running | 5320 | 100 | Z9 | 10
3SU1900-0AD16-0EC0 |  | labeling plate for snapping on or gluing on label holder, label size 17.5x27 mm, black label, white font, with inscription: Fault | 5320 | 100 | Z9 | 10
3SU1900-0AD16-0GA0 |  | labeling plate for snapping on or gluing on label holder, label size 17.5x27 mm, black label, white font, with inscription: Marche | 5320 | 100 | Z9 | 10
3SU1900-0AD16-0GB0 |  | labeling plate for snapping on or gluing on label holder, label size 17.5x27 mm, black label, white font, with inscription: ArrÃªt | 5320 | 100 | Z9 | 10
3SU1900-0AD16-0GG0 |  | labeling plate for snapping on or gluing on label holder, label size 17.5x27 mm, black label, white font, with inscription: Droite | 5320 | 100 | Z9 | 10
3SU1900-0AD16-0GH0 |  | labeling plate for snapping on or gluing on label holder, label size 17.5x27 mm, black label, white font, with inscription: Gauche | 5320 | 100 | Z9 | 10
3SU1900-0AD16-0GM0 |  | labeling plate for snapping on or gluing on label holder, label size 17.5x27 mm, black label, white font, with inscription: En service | 5320 | 100 | Z9 | 10
3SU1900-0AD16-0GN0 |  | labeling plate for snapping on or gluing on label holder, label size 17.5x27 mm, black label, white font, with inscription: Defaut | 5320 | 100 | Z9 | 10
3SU1900-0AD16-0GS0 |  | labeling plate for snapping on or gluing on label holder, label size 17.5x27 mm, black label, white font, with inscription: Sous Tension | 5320 | 100 | Z9 | 10
3SU1900-0AD16-0GT0 |  | labeling plate for snapping on or gluing on label holder, label size 17.5x27 mm, black label, white font, with inscription: Manu Auto | 5320 | 100 | Z9 | 10
3SU1900-0AD16-0GU0 |  | labeling plate for snapping on or gluing on label holder, label size 17.5x27 mm, black label, white font, with inscription: Marche ArrÃªt | 5320 | 100 | Z9 | 10
3SU1900-0AD16-0GV0 |  | labeling plate for snapping on or gluing on label holder, label size 17.5x27 mm, black label, white font, with inscription: Rearmement | 5320 | 100 | Z9 | 10
3SU1900-0AD16-0QA0 |  | labeling plate for snapping on or gluing on label holder, label size 17.5x27 mm, black label, white font, with graphic symbol: O | 5320 | 100 | Z9 | 10
3SU1900-0AD16-0QB0 |  | labeling plate for snapping on or gluing on label holder, label size 17.5x27 mm, black label, white font, with graphic symbol: I | 5320 | 100 | Z9 | 10
3SU1900-0AD16-0QG0 |  | labeling plate for snapping on or gluing on label holder, label size 17.5x27 mm, black label, white font, with graphic symbol: O I | 5320 | 100 | Z9 | 10
3SU1900-0AD16-0QR0 |  | labeling plate for snapping on or gluing on label holder, label size 17.5x27 mm, black label, white font, with graphic symbol: arrow pointing to the right | 5320 | 100 | Z9 | 10
3SU1900-0AD16-0QS0 |  | labeling plate for snapping on or gluing on label holder, label size 17.5x27 mm, black label, white font, with graphic symbol: arrow pointing up | 5320 | 100 | Z9 | 10
3SU1900-0AD70-0AA0 |  | labeling plate for snapping on or gluing on label holder, label size 17.5x27 mm, transparent, without inscription, for self-inscription | 3910 | 100 | Z9 | 10
3SU1900-0AD81-0AA0 |  | labeling plate for snapping on or gluing on label holder, label size 17.5x27 mm, silver label, black font, without inscription, for self-inscription | 3410 | 100 | Z9 | 10
3SU1900-0AD81-0AB0 |  | labeling plate for snapping on or gluing on label holder, label size 17.5x27 mm, silver label, black font, with inscription: Ein | 4990 | 100 | Z9 | 10
3SU1900-0AD81-0AC0 |  | labeling plate for snapping on or gluing on label holder, label size 17.5x27 mm, silver label, black font, with inscription: Aus | 4990 | 100 | Z9 | 10
3SU1900-0AD81-0AD0 |  | labeling plate for snapping on or gluing on label holder, label size 17.5x27 mm, silver label, black font, with inscription: Auf | 4990 | 100 | Z9 | 10
3SU1900-0AD81-0AE0 |  | labeling plate for snapping on or gluing on label holder, label size 17.5x27 mm, silver label, black font, with inscription: Ab | 4990 | 100 | Z9 | 10
3SU1900-0AD81-0AF0 |  | labeling plate for snapping on or gluing on label holder, label size 17.5x27 mm, silver label, black font, with inscription: vor | 4990 | 100 | Z9 | 10
3SU1900-0AD81-0AG0 |  | labeling plate for snapping on or gluing on label holder, label size 17.5x27 mm, silver label, black font, with inscription: ZurÃ¼ck | 4990 | 100 | Z9 | 10
3SU1900-0AD81-0AH0 |  | labeling plate for snapping on or gluing on label holder, label size 17.5x27 mm, silver label, black font, with inscription: Rechts | 4990 | 100 | Z9 | 10
3SU1900-0AD81-0AK0 |  | labeling plate for snapping on or gluing on label holder, label size 17.5x27 mm, silver label, black font, with inscription: Halt | 4990 | 100 | Z9 | 10
3SU1900-0AD81-0AL0 |  | labeling plate for snapping on or gluing on label holder, label size 17.5x27 mm, silver label, black font, with inscription: Zu | 4990 | 100 | Z9 | 10
3SU1900-0AD81-0AP0 |  | labeling plate for snapping on or gluing on label holder, label size 17.5x27 mm, silver label, black font, with inscription: Betrieb | 4990 | 100 | Z9 | 10
3SU1900-0AD81-0AQ0 |  | labeling plate for snapping on or gluing on label holder, label size 17.5x27 mm, silver label, black font, with inscription: StÃ¶rung | 4990 | 100 | Z9 | 10
3SU1900-0AD81-0DB0 |  | labeling plate for snapping on or gluing on label holder, label size 17.5x27 mm, silver label, black font, with inscription: Hand Auto | 4990 | 100 | Z9 | 10
3SU1900-0AD81-0DD0 |  | labeling plate for snapping on or gluing on label holder, label size 17.5x27 mm, silver label, black font, with inscription: Hand O Auto | 4990 | 100 | Z9 | 10
3SU1900-0AD81-0DJ0 |  | labeling plate for snapping on or gluing on label holder, label size 17.5x27 mm, silver label, black font, with inscription: On | 4990 | 100 | Z9 | 10
3SU1900-0AD81-0DK0 |  | labeling plate for snapping on or gluing on label holder, label size 17.5x27 mm, silver label, black font, with inscription: Off | 4990 | 100 | Z9 | 10
3SU1900-0AD81-0DS0 |  | labeling plate for snapping on or gluing on label holder, label size 17.5x27 mm, silver label, black font, with inscription: Stop | 4990 | 100 | Z9 | 10
3SU1900-0AD81-0DT0 |  | labeling plate for snapping on or gluing on label holder, label size 17.5x27 mm, silver label, black font, with inscription: Start | 4990 | 100 | Z9 | 10
3SU1900-0AD81-0DU0 |  | labeling plate for snapping on or gluing on label holder, label size 17.5x27 mm, silver label, black font, with inscription: Reset | 4990 | 100 | Z9 | 10
3SU1900-0AD81-0DY0 |  | labeling plate for snapping on or gluing on label holder, label size 17.5x27 mm, silver label, black font, with inscription: Man O Auto | 4990 | 100 | Z9 | 10
3SU1900-0AD81-0EC0 |  | labeling plate for snapping on or gluing on label holder, label size 17.5x27 mm, silver label, black font, with inscription: Fault | 4990 | 100 | Z9 | 10
3SU1900-0AD81-0QA0 |  | labeling plate for snapping on or gluing on label holder, label size 17.5x27 mm, silver label, black font, with graphic symbol: O | 4990 | 100 | Z9 | 10
3SU1900-0AD81-0QB0 |  | labeling plate for snapping on or gluing on label holder, label size 17.5x27 mm, silver label, black font, with graphic symbol: I | 4990 | 100 | Z9 | 10
3SU1900-0AD81-0QG0 |  | labeling plate for snapping on or gluing on label holder, label size 17.5x27 mm, silver label, black font, with graphic symbol: O I | 4990 | 100 | Z9 | 10
3SU1900-0AD81-0QK0 |  | labeling plate for snapping on or gluing on label holder, label size 17.5x27 mm, silver label, black font, with graphic symbol: I O II | 4990 | 100 | Z9 | 10
3SU1900-0AD81-0QL0 |  | labeling plate for snapping on or gluing on label holder, label size 17.5x27 mm, silver label, black font, with graphic symbol: 1 O 2 | 4990 | 100 | Z9 | 10
3SU1900-0AD81-0QR0 |  | labeling plate for snapping on or gluing on label holder, label size 17.5x27 mm, silver label, black font, with graphic symbol: arrow pointing to the right | 4990 | 100 | Z9 | 10
3SU1900-0AD81-0QS0 |  | labeling plate for snapping on or gluing on label holder, label size 17.5x27 mm, silver label, black font, with graphic symbol: arrow pointing up | 4990 | 100 | Z9 | 10
3SU1900-0AE16-0AA0 |  | labeling plate for snapping on or gluing on label holder, label size 27x27 mm, black label, white font, without inscription, for self-inscription | 4800 | 100 | Z9 | 10
3SU1900-0AE16-0AB0 |  | labeling plate for snapping on or gluing on label holder, label size 27x27 mm, black label, white font, with inscription: Ein | 5700 | 100 | Z9 | 10
3SU1900-0AE16-0AC0 |  | labeling plate for snapping on or gluing on label holder, label size 27x27 mm, black label, white font, with inscription: Aus | 5700 | 100 | Z9 | 10
3SU1900-0AE16-0AD0 |  | labeling plate for snapping on or gluing on label holder, label size 27x27 mm, black label, white font, with inscription: Auf | 5700 | 100 | Z9 | 10
3SU1900-0AE16-0AE0 |  | labeling plate for snapping on or gluing on label holder, label size 27x27 mm, black label, white font, with inscription: Ab | 5700 | 100 | Z9 | 10
3SU1900-0AE16-0AF0 |  | labeling plate for snapping on or gluing on label holder, label size 27x27 mm, black label, white font, with inscription: Vor | 5700 | 100 | Z9 | 10
3SU1900-0AE16-0AG0 |  | labeling plate for snapping on or gluing on label holder, label size 27x27 mm, black label, white font, with inscription: ZurÃ¼ck | 5700 | 100 | Z9 | 10
3SU1900-0AE16-0AH0 |  | labeling plate for snapping on or gluing on label holder, label size 27x27 mm, black label, white font, with inscription: Rechts | 5700 | 100 | Z9 | 10
3SU1900-0AE16-0AJ0 |  | labeling plate for snapping on or gluing on label holder, label size 27x27 mm, black label, white font, with inscription: Links | 5700 | 100 | Z9 | 10
3SU1900-0AE16-0AK0 |  | labeling plate for snapping on or gluing on label holder, label size 27x27 mm, black label, white font, with inscription: Halt | 5700 | 100 | Z9 | 10
3SU1900-0AE16-0AL0 |  | labeling plate for snapping on or gluing on label holder, label size 27x27 mm, black label, white font, with inscription: Zu | 5700 | 100 | Z9 | 10
3SU1900-0AE16-0AP0 |  | labeling plate for snapping on or gluing on label holder, label size 27x27 mm, black label, white font, with inscription: Betrieb | 5700 | 100 | Z9 | 10
3SU1900-0AE16-0AQ0 |  | labeling plate for snapping on or gluing on label holder, label size 27x27 mm, black label, white font, with inscription: StÃ¶rung | 5700 | 100 | Z9 | 10
3SU1900-0AE16-0DA0 |  | labeling plate for snapping on or gluing on label holder, label size 27x27 mm, black label, white font, with inscription: EMERGENCY STOP | 5700 | 100 | Z9 | 10
3SU1900-0AE16-0DB0 |  | labeling plate for snapping on or gluing on label holder, label size 27x27 mm, black label, white font, with inscription: Hand Auto | 5700 | 100 | Z9 | 10
3SU1900-0AE16-0DC0 |  | labeling plate for snapping on or gluing on label holder, label size 27x27 mm, black label, white font, with inscription: Stop Start | 5700 | 100 | Z9 | 10
3SU1900-0AE16-0DJ0 |  | labeling plate for snapping on or gluing on label holder, label size 27x27 mm, black label, white font, with inscription: On | 5700 | 100 | Z9 | 10
3SU1900-0AE16-0DK0 |  | labeling plate for snapping on or gluing on label holder, label size 27x27 mm, black label, white font, with inscription: Off | 5700 | 100 | Z9 | 10
3SU1900-0AE16-0DL0 |  | labeling plate for snapping on or gluing on label holder, label size 27x27 mm, black label, white font, with inscription: Up | 5700 | 100 | Z9 | 10
3SU1900-0AE16-0DM0 |  | labeling plate for snapping on or gluing on label holder, label size 27x27 mm, black label, white font, with inscription: Down | 5700 | 100 | Z9 | 10
3SU1900-0AE16-0DN0 |  | labeling plate for snapping on or gluing on label holder, label size 27x27 mm, black label, white font, with inscription: Forward | 5700 | 100 | Z9 | 10
3SU1900-0AE16-0DP0 |  | labeling plate for snapping on or gluing on label holder, label size 27x27 mm, black label, white font, with inscription: Reverse | 5700 | 100 | Z9 | 10
3SU1900-0AE16-0DS0 |  | labeling plate for snapping on or gluing on label holder, label size 27x27 mm, black label, white font, with inscription: Stop | 5700 | 100 | Z9 | 10
3SU1900-0AE16-0DT0 |  | labeling plate for snapping on or gluing on label holder, label size 27x27 mm, black label, white font, with inscription: Start | 5700 | 100 | Z9 | 10
3SU1900-0AE16-0GA0 |  | labeling plate for snapping on or gluing on label holder, label size 27x27 mm, black label, white font, with inscription: Marche | 5700 | 100 | Z9 | 10
3SU1900-0AE16-0GB0 |  | labeling plate for snapping on or gluing on label holder, label size 27x27 mm, black label, white font, with inscription: ArrÃªt | 5700 | 100 | Z9 | 10
3SU1900-0AE16-0GC0 |  | labeling plate for snapping on or gluing on label holder, label size 27x27 mm, black label, white font, with inscription: MontÃ©e | 5700 | 100 | Z9 | 10
3SU1900-0AE16-0GD0 |  | labeling plate for snapping on or gluing on label holder, label size 27x27 mm, black label, white font, with inscription: Descente | 5700 | 100 | Z9 | 10
3SU1900-0AE16-0GM0 |  | labeling plate for snapping on or gluing on label holder, label size 27x27 mm, black label, white font, with inscription: En service | 5700 | 100 | Z9 | 10
3SU1900-0AE16-0GN0 |  | labeling plate for snapping on or gluing on label holder, label size 27x27 mm, black label, white font, with inscription: DÃ©faut | 5700 | 100 | Z9 | 10
3SU1900-0AE16-0GS0 |  | labeling plate for snapping on or gluing on label holder, label size 27x27 mm, black label, white font, with inscription: Sous tension | 5700 | 100 | Z9 | 10
3SU1900-0AE16-0GT0 |  | labeling plate for snapping on or gluing on label holder, label size 27x27 mm, black label, white font, with inscription: Manu Auto | 5700 | 100 | Z9 | 10
3SU1900-0AE16-0GU0 |  | labeling plate for snapping on or gluing on label holder, label size 27x27 mm, black label, white font, with inscription: Marche ArrÃªt | 5700 | 100 | Z9 | 10
3SU1900-0AE16-0QG0 |  | labeling plate for snapping on or gluing on label holder, label size 27x27 mm, black label, white font, with graphic symbol: O I | 5700 | 100 | Z9 | 10
3SU1900-0AE16-0QR0 |  | labeling plate for snapping on or gluing on label holder, label size 27x27 mm, black label, white font, with graphic symbol: arrow pointing to the right | 5700 | 100 | Z9 | 10
3SU1900-0AE81-0AA0 |  | labeling plate for snapping on or gluing on label holder, label size 27x27 mm, silver label, black font, without inscription, for self-inscription | 4540 | 100 | Z9 | 10
3SU1900-0AF16-0AA0 |  | labeling plate for gluing on enclosure, label size 22x22 mm, black label, white font, without inscription, for self-inscription | 4800 | 100 | Z9 | 10
3SU1900-0AF16-0AB0 |  | labeling plate for gluing on enclosure, label size 22x22 mm, black label, white font, with inscription: Ein | 123 | 1 | Z9 | 10
3SU1900-0AF16-0AC0 |  | labeling plate for gluing on enclosure, label size 22x22 mm, black label, white font, with inscription: Aus | 123 | 1 | Z9 | 10
3SU1900-0AF16-0AD0 |  | labeling plate for gluing on enclosure, label size 22x22 mm, black label, white font, with inscription: Auf | 123 | 1 | Z9 | 10
3SU1900-0AF16-0AE0 |  | labeling plate for gluing on enclosure, label size 22x22 mm, black label, white font, with inscription: Ab | 123 | 1 | Z9 | 10
3SU1900-0AF16-0AF0 |  | labeling plate for gluing on enclosure, label size 22x22 mm, black label, white font, with inscription: Vor | 123 | 1 | Z9 | 10
3SU1900-0AF16-0AG0 |  | labeling plate for gluing on enclosure, label size 22x22 mm, black label, white font, with inscription: ZurÃ¼ck | 123 | 1 | Z9 | 10
3SU1900-0AF16-0AH0 |  | labeling plate for gluing on enclosure, label size 22x22 mm, black label, white font, with inscription: Rechts | 123 | 1 | Z9 | 10
3SU1900-0AF16-0AJ0 |  | labeling plate for gluing on enclosure, label size 22x22 mm, black label, white font, with inscription: Links | 123 | 1 | Z9 | 10
3SU1900-0AF16-0AK0 |  | labeling plate for gluing on enclosure, label size 22x22 mm, black label, white font, with inscription: Halt | 123 | 1 | Z9 | 10
3SU1900-0AF16-0AL0 |  | labeling plate for gluing on enclosure, label size 22x22 mm, black label, white font, with inscription: Zu | 123 | 1 | Z9 | 10
3SU1900-0AF16-0AM0 |  | labeling plate for gluing on enclosure, label size 22x22 mm, black label, white font, with inscription: Schnell | 123 | 1 | Z9 | 10
3SU1900-0AF16-0AN0 |  | labeling plate for gluing on enclosure, label size 22x22 mm, black label, white font, with inscription: Langsam | 123 | 1 | Z9 | 10
3SU1900-0AF16-0AP0 |  | labeling plate for gluing on enclosure, label size 22x22 mm, black label, white font, with inscription: Betrieb | 123 | 1 | Z9 | 10
3SU1900-0AF16-0AQ0 |  | labeling plate for gluing on enclosure, label size 22x22 mm, black label, white font, with inscription: StÃ¶rung | 123 | 1 | Z9 | 10
3SU1900-0AF16-0AR0 |  | labeling plate for gluing on enclosure, label size 22x22 mm, black label, white font, with inscription: Einrichten | 123 | 1 | Z9 | 10
3SU1900-0AF16-0AS0 |  | labeling plate for gluing on enclosure, label size 22x22 mm, black label, white font, with inscription: NOT-AUS | 123 | 1 | Z9 | 10
3SU1900-0AF16-0DA0 |  | labeling plate for gluing on enclosure, label size 22x22 mm, black label, white font, with inscription: EMERGENCY STOP | 123 | 1 | Z9 | 10
3SU1900-0AF16-0DJ0 |  | labeling plate for gluing on enclosure, label size 22x22 mm, black label, white font, with inscription: On | 123 | 1 | Z9 | 10
3SU1900-0AF16-0DK0 |  | labeling plate for gluing on enclosure, label size 22x22 mm, black label, white font, with inscription: Off | 123 | 1 | Z9 | 10
3SU1900-0AF16-0DL0 |  | labeling plate for gluing on enclosure, label size 22x22 mm, black label, white font, with inscription: Up | 123 | 1 | Z9 | 10
3SU1900-0AF16-0DM0 |  | labeling plate for gluing on enclosure, label size 22x22 mm, black label, white font, with inscription: Down | 123 | 1 | Z9 | 10
3SU1900-0AF16-0DN0 |  | labeling plate for gluing on enclosure, label size 22x22 mm, black label, white font, with inscription: Forward | 123 | 1 | Z9 | 10
3SU1900-0AF16-0DP0 |  | labeling plate for gluing on enclosure, label size 22x22 mm, black label, white font, with inscription: Reverse | 123 | 1 | Z9 | 10
3SU1900-0AF16-0DQ0 |  | labeling plate for gluing on enclosure, label size 22x22 mm, black label, white font, with inscription: Right | 123 | 1 | Z9 | 10
3SU1900-0AF16-0DR0 |  | labeling plate for gluing on enclosure, label size 22x22 mm, black label, white font, with inscription: Left | 123 | 1 | Z9 | 10
3SU1900-0AF16-0DS0 |  | labeling plate for gluing on enclosure, label size 22x22 mm, black label, white font, with inscription: Stop | 123 | 1 | Z9 | 10
3SU1900-0AF16-0DT0 |  | labeling plate for gluing on enclosure, label size 22x22 mm, black label, white font, with inscription: Start | 123 | 1 | Z9 | 10
3SU1900-0AF16-0DU0 |  | labeling plate for gluing on enclosure, label size 22x22 mm, black label, white font, with inscription: Reset | 123 | 1 | Z9 | 10
3SU1900-0AF16-0DV0 |  | labeling plate for gluing on enclosure, label size 22x22 mm, black label, white font, with inscription: Test | 123 | 1 | Z9 | 10
3SU1900-0AF16-0DW0 |  | labeling plate for gluing on enclosure, label size 22x22 mm, black label, white font, with inscription: Open | 123 | 1 | Z9 | 10
3SU1900-0AF16-0DX0 |  | labeling plate for gluing on enclosure, label size 22x22 mm, black label, white font, with inscription: Close | 123 | 1 | Z9 | 10
3SU1900-0AF16-0EB0 |  | labeling plate for gluing on enclosure, label size 22x22 mm, black label, white font, with inscription: Running | 123 | 1 | Z9 | 10
3SU1900-0AF16-0EC0 |  | labeling plate for gluing on enclosure, label size 22x22 mm, black label, white font, with inscription: Fault | 123 | 1 | Z9 | 10
3SU1900-0AF16-0EE0 |  | labeling plate for gluing on enclosure, label size 22x22 mm, black label, white font, with inscription: Fast | 123 | 1 | Z9 | 10
3SU1900-0AF16-0EF0 |  | labeling plate for gluing on enclosure, label size 22x22 mm, black label, white font, with inscription: Slow | 123 | 1 | Z9 | 10
3SU1900-0AF16-0GA0 |  | labeling plate for gluing on enclosure, label size 22x22 mm, black label, white font, with inscription: Marche | 123 | 1 | Z9 | 10
3SU1900-0AF16-0GB0 |  | labeling plate for gluing on enclosure, label size 22x22 mm, black label, white font, with inscription: ArrÃªt | 123 | 1 | Z9 | 10
3SU1900-0AF16-0GC0 |  | labeling plate for gluing on enclosure, label size 22x22 mm, black label, white font, with inscription: MontÃ©e | 123 | 1 | Z9 | 10
3SU1900-0AF16-0GD0 |  | labeling plate for gluing on enclosure, label size 22x22 mm, black label, white font, with inscription: Descente | 123 | 1 | Z9 | 10
3SU1900-0AF16-0GF0 |  | labeling plate for gluing on enclosure, label size 22x22 mm, black label, white font, with inscription: Retour | 123 | 1 | Z9 | 10
3SU1900-0AF16-0GG0 |  | labeling plate for gluing on enclosure, label size 22x22 mm, black label, white font, with inscription: Droite | 123 | 1 | Z9 | 10
3SU1900-0AF16-0GH0 |  | labeling plate for gluing on enclosure, label size 22x22 mm, black label, white font, with inscription: Gauche | 123 | 1 | Z9 | 10
3SU1900-0AF16-0GJ0 |  | labeling plate for gluing on enclosure, label size 22x22 mm, black label, white font, with inscription: Ouvert | 123 | 1 | Z9 | 10
3SU1900-0AF16-0GK0 |  | labeling plate for gluing on enclosure, label size 22x22 mm, black label, white font, with inscription: Ferme | 123 | 1 | Z9 | 10
3SU1900-0AF16-0GL0 |  | labeling plate for gluing on enclosure, label size 22x22 mm, black label, white font, with inscription: Rapide | 123 | 1 | Z9 | 10
3SU1900-0AF16-0GM0 |  | labeling plate for gluing on enclosure, label size 22x22 mm, black label, white font, with inscription: En service | 123 | 1 | Z9 | 10
3SU1900-0AF16-0GN0 |  | labeling plate for gluing on enclosure, label size 22x22 mm, black label, white font, with inscription: DÃ©faut | 123 | 1 | Z9 | 10
3SU1900-0AF16-0GQ0 |  | labeling plate for gluing on enclosure, label size 22x22 mm, black label, white font, with inscription: ARRÃŠT D'URGENCE | 123 | 1 | Z9 | 10
3SU1900-0AF16-0GS0 |  | labeling plate for gluing on enclosure, label size 22x22 mm, black label, white font, with inscription: Sous tension | 123 | 1 | Z9 | 10
3SU1900-0AF16-0GT0 |  | labeling plate for gluing on enclosure, label size 22x22 mm, black label, white font, with inscription: Manu Auto | 123 | 1 | Z9 | 10
3SU1900-0AF16-0GU0 |  | labeling plate for gluing on enclosure, label size 22x22 mm, black label, white font, with inscription: Marche ArrÃªt | 123 | 1 | Z9 | 10
3SU1900-0AF16-0GV0 |  | labeling plate for gluing on enclosure, label size 22x22 mm, black label, white font, with inscription: RÃ©armement | 123 | 1 | Z9 | 10
3SU1900-0AF16-0GW0 |  | labeling plate for gluing on enclosure, label size 22x22 mm, black label, white font, with inscription: Lent | 123 | 1 | Z9 | 10
3SU1900-0AF16-0QA0 |  | labeling plate for gluing on enclosure, label size 22x22 mm, black label, white font, with graphic symbol: O | 123 | 1 | Z9 | 10
3SU1900-0AF16-0QB0 |  | labeling plate for gluing on enclosure, label size 22x22 mm, black label, white font, with graphic symbol: I | 123 | 1 | Z9 | 10
3SU1900-0AF16-0QC0 |  | labeling plate for gluing on enclosure, label size 22x22 mm, black label, white font, with graphic symbol: II | 123 | 1 | Z9 | 10
3SU1900-0AF16-0QD0 |  | labeling plate for gluing on enclosure, label size 22x22 mm, black label, white font, with graphic symbol: III | 123 | 1 | Z9 | 10
3SU1900-0AF16-0QG0 |  | labeling plate for gluing on enclosure, label size 22x22 mm, black label, white font, with graphic symbol: O I | 123 | 1 | Z9 | 10
3SU1900-0AF16-0QK0 |  | labeling plate for gluing on enclosure, label size 22x22 mm, black label, white font, with graphic symbol: I O II | 123 | 1 | Z9 | 10
3SU1900-0AF16-0QP0 |  | labeling plate for gluing on enclosure, label size 22x22 mm, black label, white font, with graphic symbol: I O | 123 | 1 | Z9 | 10
3SU1900-0AF16-0QQ0 |  | labeling plate for gluing on enclosure, label size 22x22 mm, black label, white font, with graphic symbol: II O I | 123 | 1 | Z9 | 10
3SU1900-0AF16-0QR0 |  | labeling plate for gluing on enclosure, label size 22x22 mm, black label, white font, with graphic symbol: arrow pointing to the right | 123 | 1 | Z9 | 10
3SU1900-0AF16-0RD0 |  | labeling plate for gluing on enclosure, label size 22x22 mm, black label, white font, with symbol: pump | 123 | 1 | Z9 | 10
3SU1900-0AF16-0RV0 |  | labeling plate for gluing on enclosure, label size 22x22 mm, black label, white font, with symbol: fan | 123 | 1 | Z9 | 10
3SU1900-0AF16-0RW0 |  | labeling plate for gluing on enclosure, label size 22x22 mm, black label, white font, with symbol: cooling | 123 | 1 | Z9 | 10
3SU1900-0AF16-0RX0 |  | labeling plate for gluing on enclosure, label size 22x22 mm, black label, white font, with symbol: lighting | 123 | 1 | Z9 | 10
3SU1900-0AF16-0RY0 |  | labeling plate for gluing on enclosure, label size 22x22 mm, black label, white font, with symbol: motor | 123 | 1 | Z9 | 10
3SU1900-0AF81-0AA0 |  | labeling plate for gluing on enclosure, label size 22x22 mm, silver label, black font, without inscription, for self-inscription | 4540 | 100 | Z9 | 10
3SU1900-0AF81-0AB0 |  | labeling plate for gluing on enclosure, label size 22x22 mm, silver label, black font, with inscription: Ein | 116 | 1 | Z9 | 10
3SU1900-0AF81-0AC0 |  | labeling plate for gluing on enclosure, label size 22x22 mm, silver label, black font, with inscription: Aus | 116 | 1 | Z9 | 10
3SU1900-0AF81-0AD0 |  | labeling plate for gluing on enclosure, label size 22x22 mm, silver label, black font, with inscription: Auf | 116 | 1 | Z9 | 10
3SU1900-0AF81-0AE0 |  | labeling plate for gluing on enclosure, label size 22x22 mm, silver label, black font, with inscription: Ab | 116 | 1 | Z9 | 10
3SU1900-0AF81-0AF0 |  | labeling plate for gluing on enclosure, label size 22x22 mm, silver label, black font, with inscription: vor | 116 | 1 | Z9 | 10
3SU1900-0AF81-0AG0 |  | labeling plate for gluing on enclosure, label size 22x22 mm, silver label, black font, with inscription: ZurÃ¼ck | 116 | 1 | Z9 | 10
3SU1900-0AF81-0AH0 |  | labeling plate for gluing on enclosure, label size 22x22 mm, silver label, black font, with inscription: Rechts | 116 | 1 | Z9 | 10
3SU1900-0AF81-0AJ0 |  | labeling plate for gluing on enclosure, label size 22x22 mm, silver label, black font, with inscription: Links | 116 | 1 | Z9 | 10
3SU1900-0AF81-0AK0 |  | labeling plate for gluing on enclosure, label size 22x22 mm, silver label, black font, with inscription: Halt | 116 | 1 | Z9 | 10
3SU1900-0AF81-0AL0 |  | labeling plate for gluing on enclosure, label size 22x22 mm, silver label, black font, with inscription: Zu | 116 | 1 | Z9 | 10
3SU1900-0AF81-0AM0 |  | labeling plate for gluing on enclosure, label size 22x22 mm, silver label, black font, with inscription: Schnell | 116 | 1 | Z9 | 10
3SU1900-0AF81-0AN0 |  | labeling plate for gluing on enclosure, label size 22x22 mm, silver label, black font, with inscription: Langsam | 116 | 1 | Z9 | 10
3SU1900-0AF81-0AP0 |  | labeling plate for gluing on enclosure, label size 22x22 mm, silver label, black font, with inscription: Betrieb | 116 | 1 | Z9 | 10
3SU1900-0AF81-0AQ0 |  | labeling plate for gluing on enclosure, label size 22x22 mm, silver label, black font, with inscription: StÃ¶rung | 116 | 1 | Z9 | 10
3SU1900-0AF81-0AR0 |  | labeling plate for gluing on enclosure, label size 22x22 mm, silver label, black font, with inscription: Einrichten | 116 | 1 | Z9 | 10
3SU1900-0AF81-0AS0 |  | labeling plate for gluing on enclosure, label size 22x22 mm, silver label, black font, with inscription: Not-Aus | 116 | 1 | Z9 | 10
3SU1900-0AF81-0AT0 |  | labeling plate for gluing on enclosure, label size 22x22 mm, silver label, black font, with inscription: NOT-HALT | 116 | 1 | Z9 | 10
3SU1900-0AF81-0DD0 |  | labeling plate for gluing on enclosure, label size 22x22 mm, silver label, black font, with inscription: Hand O Auto | 116 | 1 | Z9 | 10
3SU1900-0AF81-0DS0 |  | labeling plate for gluing on enclosure, label size 22x22 mm, silver label, black font, with inscription: Stop | 116 | 1 | Z9 | 10
3SU1900-0AF81-0DT0 |  | labeling plate for gluing on enclosure, label size 22x22 mm, silver label, black font, with inscription: Start | 116 | 1 | Z9 | 10
3SU1900-0AF81-0DU0 |  | labeling plate for gluing on enclosure, label size 22x22 mm, silver label, black font, with inscription: Reset | 116 | 1 | Z9 | 10
3SU1900-0AF81-0DV0 |  | labeling plate for gluing on enclosure, label size 22x22 mm, silver label, black font, with inscription: Test | 116 | 1 | Z9 | 10
3SU1900-0AF81-0DW0 |  | labeling plate for gluing on enclosure, label size 22x22 mm, silver label, black font, with inscription: Open | 116 | 1 | Z9 | 10
3SU1900-0AF81-0QA0 |  | labeling plate for gluing on enclosure, label size 22x22 mm, silver label, black font, with graphic symbol: O | 116 | 1 | Z9 | 10
3SU1900-0AF81-0QB0 |  | labeling plate for gluing on enclosure, label size 22x22 mm, silver label, black font, with graphic symbol: I | 116 | 1 | Z9 | 10
3SU1900-0AF81-0QC0 |  | labeling plate for gluing on enclosure, label size 22x22 mm, silver label, black font, with graphic symbol: II | 116 | 1 | Z9 | 10
3SU1900-0AF81-0QD0 |  | labeling plate for gluing on enclosure, label size 22x22 mm, silver label, black font, with graphic symbol: III | 116 | 1 | Z9 | 10
3SU1900-0AF81-0QG0 |  | labeling plate for gluing on enclosure, label size 22x22 mm, silver label, black font, with graphic symbol: O I | 116 | 1 | Z9 | 10
3SU1900-0AF81-0QK0 |  | labeling plate for gluing on enclosure, label size 22x22 mm, silver label, black font, with graphic symbol: I O II | 116 | 1 | Z9 | 10
3SU1900-0AF81-0QP0 |  | labeling plate for gluing on enclosure, label size 22x22 mm, silver label, black font, with graphic symbol: I O (one below the other) | 116 | 1 | Z9 | 10
3SU1900-0AF81-0QQ0 |  | labeling plate for gluing on enclosure, label size 22x22 mm, silver label, black font, with graphic symbol: I O II (one below the other) | 116 | 1 | Z9 | 10
3SU1900-0AF81-0QR0 |  | labeling plate for gluing on enclosure, label size 22x22 mm, silver label, black font, with graphic symbol: arrow pointing to the right | 116 | 1 | Z9 | 10
3SU1900-0AG10-0AA0 |  | Label holder, 22mm, flat, Frame rounded off at the bottom black, for labeling plate 12.5 mm x 27 mm, for gluing | 4190 | 100 | Z9 | 10
3SU1900-0AH10-0AA0 |  | Label holder, 22mm, flat, Frame rounded off at the bottom black, for labeling plate 17.5 mm x 27 mm, for gluing | 4190 | 100 | Z9 | 10
3SU1900-0AJ10-0AA0 |  | Label holder, 22mm, flat, Frame rounded off at the bottom black, for labeling plate 27mm x 27mm, for gluing | 4190 | 100 | Z9 | 10
3SU1900-0AK10-0AA0 |  | Label holder, 22mm, for twin pushbutton, flat, black, for labeling plate 12.5 mm x 27 mm | 4260 | 100 | Z9 | 10
3SU1900-0AL10-0AA0 |  | Label holder for Coordinate switch, 22mm, 2 switch positions, black, for labeling plates 27mm x 27mm | 190 | 1 | Z9 | 1
3SU1900-0AM10-0AA0 |  | Label holder for Coordinate switch, 22mm, 4 switch positions, black, for labeling plates 27mm x 27mm | 322 | 1 | Z9 | 1
3SU1900-0AN10-0AA0 |  | Label holder, 22mm, frame rectangular at the bottom, black, for labeling plate 12.5 mm x 27 mm, for gluing | 4190 | 100 | Z9 | 10
3SU1900-0AP10-0AA0 |  | Label holder, 22mm, frame rectangular at the bottom, black, for labeling plate 17.5 mm x 27 mm, for gluing | 4190 | 100 | Z9 | 10
3SU1900-0AQ10-0AA0 |  | Label holder, 22mm, frame rectangular at the bottom, black, for labeling plate 27mm x 27mm, for gluing | 4190 | 100 | Z9 | 10
3SU1900-0AR10-0AA0 |  | Label holder, 22mm, flat, Frame rounded off at the bottom black, for labeling plate 12.5 mm x 27 mm, for snapping on | 4190 | 100 | Z9 | 10
3SU1900-0AS10-0AA0 |  | Label holder, 22mm, flat, Frame rounded off at the bottom black, for labeling plate 17.5 mm x 27 mm, for snapping on | 4190 | 100 | Z9 | 10
3SU1900-0AT10-0AA0 |  | Label holder, 22mm, flat, Frame rounded off at the bottom black, for labeling plate 27mm x 27mm, for snapping on | 4190 | 100 | Z9 | 10
3SU1900-0AX10-0AA0 |  | Single frame, 22mm, for square design, black | 101 | 1 | Z9 | 10
3SU1900-0AY61-0AA0 |  | Unit labeling plate, white, without inscription, for support of dust resistance, for contact modules | 3320 | 100 | Z9 | 10
3SU1900-0BA31-0AA0 |  | washer for EMERGENCY STOP, yellow, without inscription, outer diameter 45 mm, inner diameter 22.5 mm, thickness 2 mm | 170 | 1 | Z9 | 10
3SU1900-0BA31-0ND0 |  | Washer for EMERGENCY STOP, yellow, with inscription (Polish): Zatrzymanie symbol 5638, Awaryjne symbol 5638, Outer diameter 45 mm, Inside diameter 22.5 mm, Thickness 2 mm | 222 | 1 | Z9 | 10
3SU1900-0BB31-0AA0 |  | washer for EMERGENCY STOP, yellow, without inscription, outer diameter 75 mm, inner diameter 22.5 mm, thickness 2 mm | 205 | 1 | Z9 | 10
3SU1900-0BB31-0AS0 |  | Washer for EMERGENCY STOP, yellow, with inscription: NOT-AUS, outer diameter 75 mm, Inside diameter 22.5 mm, Thickness 2 mm | 256 | 1 | Z9 | 10
3SU1900-0BB31-0AT0 |  | Washer for EMERGENCY STOP, yellow, with inscription: NOT-HALT, outer diameter 75 mm, Inside diameter 22.5 mm, Thickness 2 mm | 256 | 1 | Z9 | 10
3SU1900-0BB31-0DA0 |  | Washer for emergency stop, yellow, with inscription: EMERGENCY STOP, outer diameter 75 mm, Inside diameter 22.5 mm, Thickness 2 mm | 256 | 1 | Z9 | 10
3SU1900-0BB31-0ND0 |  | Washer for EMERGENCY STOP, yellow, with inscription (Polish): Zatrzymanie symbol 5638, Awaryjne symbol 5638, outer diameter 75 mm, Inside diameter 22.5 mm, Thickness 2 mm | 256 | 1 | Z9 | 10
3SU1900-0BC31-0AA0 |  | Backing plate round, for EMERGENCY STOP mushroom pushbutton, yellow, self-adhesive, Outer diameter 75 mm, inside diameter 23 mm, without inscription | 155 | 1 | Z9 | 10
3SU1900-0BC31-0AS0 |  | Backing plate round for EMERGENCY STOP mushroom pushbutton, yellow, self-adhesive, Outer diameter 75 mm, inside diameter 23 mm, with inscription: NOT-AUS | 155 | 1 | Z9 | 10
3SU1900-0BC31-0AT0 |  | Backing plate round, for EMERGENCY STOP mushroom pushbutton, yellow, self-adhesive, Outer diameter 75 mm, inside diameter 23 mm, with inscription: NOT-HALT | 155 | 1 | Z9 | 10
3SU1900-0BC31-0DA0 |  | Backing plate round, for EMERGENCY STOP mushroom pushbutton, yellow, self-adhesive, Outer diameter 75 mm, inside diameter 23 mm, with inscription: EMERGENCY STOP | 155 | 1 | Z9 | 10
3SU1900-0BC31-0GQ0 |  | Backing plate round, for EMERGENCY STOP mushroom pushbutton, yellow, self-adhesive, outer diameter 75 mm, inside diameter 23 mm, with inscription: ARRÃŠT D'URGENCE | 155 | 1 | Z9 | 10
3SU1900-0BC31-0JA0 |  | Backing plate round, for EMERGENCY STOP mushroom pushbutton, yellow, self-adhesive, outer diameter 75 mm, inside diameter 23 mm, with inscription: EMERGENZA | 155 | 1 | Z9 | 10
3SU1900-0BC31-0LA0 |  | Backing plate round, for EMERGENCY STOP mushroom pushbutton, yellow, self-adhesive, outer diameter 75 mm, inside diameter 23 mm, with inscription: Nodstop | 155 | 1 | Z9 | 10
3SU1900-0BC31-0MA0 |  | Backing plate round, for EMERGENCY STOP mushroom-type actuator, yellow, self-adhesive, outer diameter 75 mm, inside diameter 23 mm, with inscription: EMERGENCY STOP in Chinese | 173 | 1 | Z9 | 10
3SU1900-0BC31-0NB0 |  | Backing plate round, for EMERGENCY STOP mushroom-type actuator, yellow, self-adhesive, outer diameter 75 mm, inside diameter 23 mm, with inscription: NOT-HALT, EMERGENCY STOP, EMERGENZA, EMERGENCIA 4 languages: DE,EN,IT,SP | 173 | 1 | Z9 | 10
3SU1900-0BE31-0AA0 |  | Labeling plate for EMERGENCY STOP mushroom pushbutton in the enclosure, yellow, without inscription, self-adhesive | 165 | 1 | Z9 | 10
3SU1900-0BE31-0AS0 |  | Labeling plate for EMERGENCY STOP mushroom pushbutton in the enclosure, yellow, with inscription: NOT-AUS, self-adhesive | 202 | 1 | Z9 | 10
3SU1900-0BE31-0AT0 |  | Labeling plate for EMERGENCY STOP mushroom-type actuator, in the enclosure, yellow, with inscription: NOT-HALT, self-adhesive | 202 | 1 | Z9 | 10
3SU1900-0BF31-0AA0 |  | Backing plate for EMERGENCY STOP mushroom pushbutton in the enclosure, yellow, without inscription, self-adhesive with cutout EMERGENCY STOP | 164 | 1 | Z9 | 10
3SU1900-0BG16-0AA0 |  | Labeling plate for potentiometer, black label, without inscription, Outer diameter 40 mm | 242 | 1 | Z9 | 10
3SU1900-0BG16-0RT0 |  | Labeling plate for potentiometer, black label, white font, with inscription: 0...9 Outer diameter 40 mm | 242 | 1 | Z9 | 10
3SU1900-0BG16-0RU0 |  | Labeling plate for potentiometer, black label, white font, with inscription: With graphic symbol: run-up, Outer diameter 40 mm | 242 | 1 | Z9 | 10
3SU1900-0BG16-0SA0 |  | labeling plate for potentiometer, black label, white font, with labeling: 0...10, outer diameter 40 mm | 242 | 1 | Z9 | 10
3SU1900-0BH60-0AA0 |  | Inscription plates for printing for illuminated pushbutton, milky, without inscription, for self-labeling, 7 sheets A4, 490 labels | 2450 | 100 | Z9 | 490
3SU1900-0BJ61-0AA0 |  | labeling plates for printing and gluing on label holder, label size 12.5x27 mm, white, without inscription, for self-inscription, 5 sheets A4, 480 labels | 2100 | 100 | Z9 | 480
3SU1900-0BK61-0AA0 |  | labeling plates for printing and gluing on label holder, label size 17.5x27 mm, white, without inscription, for self-inscription, 10 sheets A4, 720 labels | 2010 | 100 | Z9 | 720
3SU1900-0BL61-0AA0 |  | labeling plates for printing and gluing on label holder, label size 27x27 mm, white, without inscription, for self-inscription, 10 sheets A4, 480 labels | 2100 | 100 | Z9 | 480
3SU1900-0BM61-0AA0 |  | labeling plates for printing and gluing on enclosure, label size 22x22 mm, white, without inscription, for self-inscription, 10 sheets A4, 700 labels | 2100 | 100 | Z9 | 700
3SU1900-0BN31-0NC0 |  | Washer for EMERGENCY STOP, yellow, outer diameter 60 mm, inside diameter 22.5 mm, thickness 2 mm, with inscription: NOT-HALT, EMERGENCY STOP, ARRÃŠT D'URGENCE, EMERGENZA 4 languages: DE,EN,FR,IT | 276 | 1 | Z9 | 10
3SU1900-0BQ10-0AA0 |  | Label holder, flat, Frame rounded off at the bottom black, for 2 labeling plates 17.5 mm x 27 mm, for gluing | 186 | 1 | Z9 | 10
3SU1900-0BR10-0AA0 |  | Label holder, flat, Frame rounded off at the bottom black, for 2 labeling plates 17.5 mm x 27 mm, for snapping on | 186 | 1 | Z9 | 10
3SU1900-0BS10-0AA0 |  | Label holder, flat, black, for 4 labeling plates 17.5 mm x 27 mm, for gluing | 311 | 1 | Z9 | 10
3SU1900-0BT10-0AA0 |  | Label holder, flat, black, for 4 labeling plates 17.5 mm x 27 mm, for snapping on | 311 | 1 | Z9 | 10
3SU1900-0BU81-0AA0 |  | labeling plate for gluing on enclosure, label size 25x55 mm, silver label, black font, without inscription, for self-inscription | 215 | 1 | Z9 | 10
3SU1900-0DA10-0AA0 |  | sealing cap for pushbutton, flat, 22 mm, black | 135 | 1 | Z9 | 1
3SU1900-0DA70-0AA0 |  | sealing cap for pushbutton, flat, 22 mm, clear | 135 | 1 | Z9 | 1
3SU1900-0DB70-0AA0 |  | silicone protective cap for pushbutton, flat, 22 mm, clear | 163 | 1 | Z9 | 5
3SU1900-0DC70-0AA0 |  | silicone protective cap for pushbutton, raised, 22 mm, clear | 180 | 1 | Z9 | 1
3SU1900-0DD70-0AA0 |  | silicone protective cap for selector, short, 22 mm, clear | 163 | 1 | Z9 | 1
3SU1900-0DE70-0AA0 |  | silicone protective cap for mushroom pushbutton, 40 mm, 22 mm design, clear | 1260 | 1 | Z9 | 1
3SU1900-0DF70-0AA0 |  | silicone protective cap for EMERGENCY-OFF mushroom pushbutton, 40 mm, 22 mm design, clear | 737 | 1 | Z9 | 1
3SU1900-0DG70-0AA0 |  | silicone protective cap for twin pushbutton, flat, clear | 196 | 1 | Z9 | 1
3SU1900-0DH70-0AA0 |  | silicone protective cap for twin pushbutton, raised, clear | 196 | 1 | Z9 | 1
3SU1900-0DJ10-0AA0 |  | Sun collar, black, for illuminated pushbutton, 22 mm | 78.6 | 1 | Z9 | 1
3SU1900-0DW10-0AA0 |  | Protective collar for pushbutton, selector switch, short, 22 mm, 360Â° black, plastic | 165 | 1 | Z9 | 1
3SU1900-0DY30-0AA0 |  | Protective collar for EMERGENCY STOP mushroom pushbutton, with and without RONIS lock, 22 mm design, yellow, plastic | 308 | 1 | Z9 | 1
3SU1900-0DY30-0DA0 |  | Protective collar for EMERGENCY STOP mushroom pushbutton, with and without RONIS lock, yellow, plastic, with inscription: EMERGENCY STOP | 345 | 1 | Z9 | 1
3SU1900-0DY80-0AA0 |  | Protective collar for EMERGENCY STOP mushroom pushbutton, with and without RONIS lock, 22 mm design, gray, plastic, | 396 | 1 | Z9 | 1
3SU1900-0EA30-0AA0 |  | Protective collar for mushroom pushbutton, 22 mm design, 360Â° yellow, plastic | 386 | 1 | Z9 | 1
3SU1900-0EB10-0AA0 |  | dust cap for Siemens keyswitch, C, Siemens, B, RONIS and O.M.R., with and without key monitoring, 22 mm, clear | 101 | 1 | Z9 | 1
3SU1900-0ED70-0AA0 |  | Silicone-free protective cover for pushbutton flat, 22 mm, clear | 160 | 1 | Z9 | 1
3SU1900-0EE70-0AA0 |  | Silicone-free protective cover for pushbutton raised, 22 mm, clear | 177 | 1 | Z9 | 1
3SU1900-0EF70-0AA0 |  | Silicone-free protective cover for selector switch short, 22 mm, clear | 160 | 1 | Z9 | 1
3SU1900-0EG70-0AA0 |  | Silicone-free protective cover for mushroom pushbutton 40 mm 22 mm design, clear | 1260 | 1 | Z9 | 1
3SU1900-0EK70-0AA0 |  | Silicone-free protective cover for Twin pushbutton, raised clear | 196 | 1 | Z9 | 1
3SU1900-0EL10-0AA0 |  | sealing cap for pushbutton, raised, 22 mm, front ring, raised, castellated, black | 153 | 1 | Z9 | 1
3SU1900-0EL70-0AA0 |  | sealing cap for pushbutton, raised, 22 mm, front ring, raised, castellated, clear | 153 | 1 | Z9 | 1
3SU1900-0EM70-0AA0 |  | Dust cap for ID key-operated switch, clear | 104 | 1 | Z9 | 1
3SU1900-0EX30-0AA0 |  | Protective collar for EMERGENCY STOP mushroom pushbutton, 60 mm, 22 mm design, for 3 padlocks, yellow, plastic | 1960 | 1 | Z9 | 1
3SU1900-0FA10-0AA0 |  | Sealing plug for unused round control points, 22 mm, plastic, black | 163 | 1 | Z9 | 5
3SU1900-0FS10-0AA0 |  | pushbutton, high, black, for pushbutton | 146 | 1 | Z9 | 10
3SU1900-0FS20-0AA0 |  | pushbutton, high, red, for pushbutton | 146 | 1 | Z9 | 10
3SU1900-0FS30-0AA0 |  | pushbutton, high, yellow, for pushbutton | 146 | 1 | Z9 | 10
3SU1900-0FS40-0AA0 |  | pushbutton, high, green, for pushbutton | 146 | 1 | Z9 | 10
3SU1900-0FT10-0AA0 |  | pushbutton, flat, black, for pushbutton | 3910 | 100 | Z9 | 10
3SU1900-0FT20-0AA0 |  | pushbutton, flat, red, for pushbutton | 3910 | 100 | Z9 | 10
3SU1900-0FT30-0AA0 |  | pushbutton, flat, yellow, for pushbutton | 3910 | 100 | Z9 | 10
3SU1900-0FT40-0AA0 |  | pushbutton, flat, green, for pushbutton | 3910 | 100 | Z9 | 10
3SU1900-0FT50-0AA0 |  | pushbutton, flat, blue, for pushbutton | 3910 | 100 | Z9 | 10
3SU1900-0FT60-0AA0 |  | pushbutton, flat, white, for pushbutton | 3910 | 100 | Z9 | 10
3SU1900-0FU60-0AA0 |  | ID key ID group individual, white, programmable via TIA Portal and IO-Link | 822 | 1 | Z9 | 1
3SU1900-0FV40-0AA0 |  | ID key ID group 1, green | 822 | 1 | Z9 | 1
3SU1900-0FW30-0AA0 |  | ID key ID group 2, yellow | 822 | 1 | Z9 | 1
3SU1900-0FX20-0AA0 |  | ID key ID group 3, red | 822 | 1 | Z9 | 1
3SU1900-0FY50-0AA0 |  | ID key ID group 4, blue | 822 | 1 | Z9 | 1
3SU1900-0GA10-0AA0 |  | USB type A 3.0 port, 22 mm, plastic, black | 1560 | 1 | Z9 | 1
3SU1900-0GB10-0AA0 |  | RJ45 connection, 22 mm, plastic, black | 883 | 1 | Z9 | 1
3SU1900-0HE10-0AA0 |  | metric cable gland M20 for AS-i shaped cable, for routing the flat cable into the AS-i enclosure, for plastic or metal enclosure with 1-3 command points | 238 | 1 | Z9 | 1
3SU1900-0HF10-0AA0 |  | metric cable gland M25 for AS-i shaped cable, for routing the flat cable into the AS-i enclosure, for plastic or metal enclosure with 4-6 command points | 238 | 1 | Z9 | 1
3SU1900-0HG10-0AA0 |  | metric cable gland M20 with hexagon nut for enclosure | 393 | 1 | Z9 | 1
3SU1900-0HH10-0AA0 |  | metric cable gland M25 with hexagon nut for enclosure | 393 | 1 | Z9 | 1
3SU1900-0HM10-0AA0 |  | Enclosure cover monitoring, module with extension plunger | 165 | 1 | Z9 | 1
3SU1900-0HX10-0AA0 |  | Adapter AS-i shaped cable (Insulation displacement system), M20 cable entry | 339 | 1 | Z9 | 1
3SU1900-0HY10-0AA0 |  | Adapter AS-i shaped cable (Insulation displacement system), M25 cable entry | 339 | 1 | Z9 | 1
3SU1900-0JA10-0AA0 |  | metric cable gland M20 for routing the round cable into the AS-i enclosure, for plastic or metal enclosure with 1-3 command points, including 2-pole cable connector for AS-i-module | 197 | 1 | Z9 | 1
3SU1900-0JB10-0AA0 |  | metric cable gland M25 for routing the round cable into the AS-i enclosure, for plastic or metal enclosure with 4-6 command points, including 2-pole cable connector for AS-i-module | 197 | 1 | Z9 | 1
3SU1900-0JC10-0AA0 |  | metric cable gland M20 for routing the round cable into the IO-Link enclosure, for plastic or metal enclosure with 1-3 command points, including 10-pole cable connector for IO-Link module | 197 | 1 | Z9 | 1
3SU1900-0JD10-0AA0 |  | metric cable gland M25 for routing the round cable into the IO-Link enclosure, for plastic or metal enclosure with 4-6 command points, including 10-pole cable connector for IO-Link module | 197 | 1 | Z9 | 1
3SU1900-0JF10-0AA0 |  | adapter (plastic) between enclosure top and base of plastic enclosure with 1 command point for installation of 2-pole or two 1-pole stacked contact modules with front plate mounting or ID key-operated switch, , not suitable for enclosure 3SU1801-1AA00-1AA1 | 471 | 1 | Z9 | 1
3SU1900-0JG10-0AA0 |  | Floor mounting adapter, black, for modules with floor mounting without mounting screws | 134 | 1 | Z9 | 1
3SU1900-0JH30-0AA0 |  | Protective collar for emergency stop mushroom pushbutton, 30 mm and 40 mm, can be mounted on the enclosure, at the top, Space for labeling plate, yellow, plastic | 1490 | 1 | Z9 | 1
3SU1900-0JQ10-0AA0 |  | connecting piece for connection of 2 enclosures, plastic/metal, cable entry M20/M20, M20/M25, M25/M25, with hexagon nut | 1030 | 1 | Z9 | 1
3SU1900-0KA10-0AA0 |  | Printed circuit board holder, with screw, for mounting the command devices with the printed circuit board | 3650 | 100 | Z9 | 10
3SU1900-0KC10-0AA0 |  | Pressure piece for actuation of the center contact module of 3 contact modules, for selector switch, key-operated switch and twin pushbutton | 2270 | 100 | Z9 | 10
3SU1900-0KG10-0AA0 |  | extension plunger for pushbutton with extended stroke, for compensation of the gap between pushbutton and unlatching button of a thermal overload relay | 72.7 | 1 | Z9 | 1
3SU1900-0KH80-0AA0 |  | Adapter for DIN rail mounting Black, for command devices, 22 mm, round | 304 | 1 | Z9 | 1
3SU1900-0KP80-0AA0 |  | Flat ribbon cable, 7 cores Length 10 m | 1060 | 1 | Z9 | 1
3SU1900-0KQ80-0AA0 |  | Flat ribbon cable, 7 cores Length 5 m | 570 | 1 | Z9 | 1
3SU1900-0KS10-0AA0 |  | Connector for communication module, 4-pole, spring-type terminal | 211 | 1 | Z9 | 2
3SU1900-0KT10-0AA0 |  | connector for communications module, 7-pole, spring-loaded terminal | 296 | 1 | Z9 | 10
3SU1901-0BD31-0AA0 |  | Washer round for EMERGENCY STOP mushroom pushbutton, yellow, illuminated, thickness 5 mm, outer diameter 60 mm, inside diameter 23 mm, without inscription | 2720 | 1 | Z9 | 1
3SU1901-0BD31-0AS0 |  | Washer round for EMERGENCY STOP mushroom-type actuator, yellow, illuminated, thickness 5 mm, outer diameter 60 mm, inside diameter 23 mm, with inscription: NOT-AUS | 3210 | 1 | Z9 | 1
3SU1901-0BD31-0AT0 |  | Washer round for EMERGENCY STOP mushroom pushbutton, yellow, illuminated, thickness 5 mm, outer diameter 60 mm, inside diameter 23 mm, with inscription: NOT-HALT | 3210 | 1 | Z9 | 1
3SU1901-0BD31-0DA0 |  | Washer round for EMERGENCY STOP mushroom pushbutton, yellow, illuminated, thickness 5 mm, outer diameter 60 mm, inside diameter 23 mm, with inscription: EMERGENCY STOP | 3210 | 1 | Z9 | 1
3SU1901-0BD31-0NB0 |  | Washer round for EMERGENCY STOP mushroom-type actuator, yellow, illuminated, thickness 5 mm, outer diameter 60 mm, inside diameter 23 mm, with inscription: NOT-HALT, 4 languages: DE,EN,IT,SP | 3380 | 1 | Z9 | 1
3SU1901-0FS20-0AA0 |  | pushbutton, high, red, for illuminated pushbutton | 146 | 1 | Z9 | 10
3SU1901-0FS30-0AA0 |  | pushbutton, high, yellow, for illuminated pushbutton | 146 | 1 | Z9 | 10
3SU1901-0FS40-0AA0 |  | pushbutton, high, green, for illuminated pushbutton | 146 | 1 | Z9 | 10
3SU1901-0FS50-0AA0 |  | pushbutton, high, blue, for illuminated pushbutton | 146 | 1 | Z9 | 10
3SU1901-0FS70-0AA0 |  | pushbutton, high, clear, for illuminated pushbutton | 146 | 1 | Z9 | 10
3SU1901-0FT00-0AA0 |  | pushbutton, flat, amber, for illuminated pushbutton | 3910 | 100 | Z9 | 10
3SU1901-0FT20-0AA0 |  | pushbutton, flat, red, for illuminated pushbutton | 3910 | 100 | Z9 | 10
3SU1901-0FT30-0AA0 |  | pushbutton, flat, yellow, for illuminated pushbutton | 3910 | 100 | Z9 | 10
3SU1901-0FT40-0AA0 |  | pushbutton, flat, green, for illuminated pushbutton | 3910 | 100 | Z9 | 10
3SU1901-0FT50-0AA0 |  | pushbutton, flat, blue, for illuminated pushbutton | 3910 | 100 | Z9 | 10
3SU1901-0FT60-0AA0 |  | pushbutton, flat, white, for illuminated pushbutton | 3910 | 100 | Z9 | 10
3SU1901-0FT70-0AA0 |  | pushbutton, flat, clear, for illuminated pushbutton | 3910 | 100 | Z9 | 10
3SU1950-0DK80-0AA0 |  | Protective collar for pushbutton, 22 mm, 360Â° metal Viewable from the side | 1280 | 1 | Z9 | 1
3SU1950-0DL80-0AA0 |  | Protective collar for mushroom pushbutton, 40 mm, 22 mm design, 360Â° metal Viewable from the side | 1280 | 1 | Z9 | 1
3SU1950-0DM80-0AA0 |  | locking device made of metal, for activated pushbutton, 22 mm, with flat pushbutton, raised front ring or raised front ring castellated | 1500 | 1 | Z9 | 1
3SU1950-0DN80-0AA0 |  | locking device made of metal, for activated pushbutton 22 mm, with raised pushbutton, | 1500 | 1 | Z9 | 1
3SU1950-0DP80-0AA0 |  | locking device made of metal, for activated mushroom pushbutton 30 mm or 40 mm, 22 mm design | 1500 | 1 | Z9 | 1
3SU1950-0DQ80-0AA0 |  | Locking device made of metal, for selector switch, 22 mm, short or long handle, in position left | 1500 | 1 | Z9 | 1
3SU1950-0DR80-0AA0 |  | locking device made of metal, for selector switch, 22 mm, short or long handle, in position center | 1500 | 1 | Z9 | 1
3SU1950-0DS80-0AA0 |  | Locking device made of metal, for selector switch, 22 mm, short or long handle, in position right | 1500 | 1 | Z9 | 1
3SU1950-0DT80-0AA0 |  | locking device made of metal, for selector switch, 22 mm, short or long handle, Operation in center and to the right possible, not possible to the left | 1500 | 1 | Z9 | 1
3SU1950-0DU80-0AA0 |  | locking device made of metal, for selector switch, 22 mm, short or long handle, Operation in center and to the left possible, not possible to the right | 1500 | 1 | Z9 | 1
3SU1950-0DV80-0AA0 |  | Locking device with cover, for pushbutton, selector switch with short handle/rotary knob, RONIS key-operated switch and potentiometer, 22 mm, | 1500 | 1 | Z9 | 1
3SU1950-0DX30-0AA0 |  | Protective collar for emergency stop mushroom pushbutton, 40 mm, for 5 padlocks, yellow; metal | 2500 | 1 | Z9 | 1
3SU1950-0DX80-0AA0 |  | Protective collar for EMERGENCY STOP mushroom pushbutton, 40 mm, for 5 padlocks, gray | 2500 | 1 | Z9 | 1
3SU1950-0FA80-0AA0 |  | Sealing plug for unused control points, 22 mm, Metal, shiny, silver | 190 | 1 | Z9 | 5
3SU1950-0FB80-0AA0 |  | Key for RONIS key-operated switch, Lock No. SB30 | 191 | 1 | Z9 | 1
3SU1950-0FC80-0AA0 |  | Key for RONIS key-operated switch, Lock No. 455 | 190 | 1 | Z9 | 1
3SU1950-0FD80-0AA0 |  | key for keyswitch Siemens, B, lock number S1 | 487 | 1 | Z9 | 1
3SU1950-0FJ50-0AA0 |  | Key for key-operated switch O.M.R,, lock number 73038, light blue | 196 | 1 | Z9 | 1
3SU1950-0FK20-0AA0 |  | Key for key-operated switch O.M.R,, lock number 73037, red | 196 | 1 | Z9 | 1
3SU1950-0FL10-0AA0 |  | Key for key-operated switch O.M.R,, lock number 73034, black | 196 | 1 | Z9 | 1
3SU1950-0FM30-0AA0 |  | Key for key-operated switch O.M.R,, lock number 73033, yellow | 196 | 1 | Z9 | 1
3SU1950-0FN80-0AA0 |  | key for keyswitch Siemens, C, lock number LSG 1 | 341 | 1 | Z9 | 1
3SU1950-0FP80-0AA0 |  | key for keyswitch Siemens, C, lock number S-10-CG | 341 | 1 | Z9 | 1
3SU1950-0FQ80-0AA0 |  | key for keyswitch Siemens, C, lock number VL5 | 341 | 1 | Z9 | 1
3SU1950-0GA80-0AA0 |  | USB type A 3.0 port, 22 mm, metal shiny, silver | 2180 | 1 | Z9 | 1
3SU1950-0GB80-0AA0 |  | RJ45 connection, 22 mm, metal shiny, silver | 1250 | 1 | Z9 | 1
3SU1950-0HN10-0AA0 |  | Stand for two-hand operation console, with cable cut-outs for metric screw connections | 19600 | 1 | Z9 | 1
3SU1950-0JE80-0AA0 |  | Strut section mounting adapter for enclosure, metal, sand gray | 301 | 1 | Z9 | 1
3SU1950-0KB10-0AA0 |  | Adapter for installation of actuators and signaling units, 22 mm, in a mounting drill hole 30.5 mm, Metal, shiny, with seal | 169 | 1 | Z9 | 1
3SU1950-0KJ80-0AA0 |  | Adapter for actuator and signaling units with front ring for flush installation, 30 mm | 123 | 1 | Z9 | 1
3SU1950-0KK80-0AA0 |  | grounding screw for holder 3-fold, universal for plastic and metal (3SU1500-0AA10-0AA0), holder 3-fold, metal grounding of metal actuators for installation in front plates made of non-conductive materials | 426 | 100 | Z9 | 50
3SU1960-0AH10-0AA0 |  | Label holder, 30 mm, flat, Frame rounded off at the bottom black, for labeling plate 17.5 mm x 27 mm, for gluing | 135 | 1 | Z9 | 10
3SU1960-0AS10-0AA0 |  | Label holder, 30 mm, flat, Frame rounded off at the bottom black, for labeling plate 17.5 mm x 27 mm, for snapping on | 135 | 1 | Z9 | 10
3SU1960-0FA80-0AA0 |  | Sealing plug for Free control points, 30 mm, Metal matt, sand gray | 617 | 1 | Z9 | 1
3SU1960-0GA80-0AA0 |  | USB type A 3.0 port, 30 mm, metal matte, sand gray | 2920 | 1 | Z9 | 1
3SU1960-0GB80-0AA0 |  | RJ45 connection, 30 mm, metal matte, sand gray | 1660 | 1 | Z9 | 1
3SU1960-0KB10-0AA0 |  | Adapter for installation of actuators and signaling units, 22 mm, in a mounting drill hole 30.5 mm, Metal, matte, with seal | 169 | 1 | Z9 | 1
3TC4413-0BK2 |  | contactor, DC-3/DC-5, 32 A, 2-pole, 120 V AC 50/60 Hz, auxiliary contacts: 1 NO + 1 NC (solid-state compatible), screw terminal, frame size 2 | 6940 | 1 | Z9 | 1
3TC4416-5CQ0 |  | contactor, DC-3/DC-5, 32 A, 2-pole, 380 V AC, 50 Hz / 440 V AC, 60 Hz, auxiliary contacts: 2 NO + 1 NC, with OFF delay, screw terminal, frame size 2 | 19200 | 1 | Z9 | 1
3TC4417-0AA4 |  | contactor, DC-3/DC-5, 32 A, 2-pole, 12 V DC, auxiliary contacts: 2 NO + 2 NC, screw terminal, frame size 2 | 6990 | 1 | Z9 | 1
3TC4417-0AB4 |  | contactor, DC-3/DC-5, 32 A, 2-pole, 24 V DC, auxiliary contacts: 2 NO + 2 NC, screw terminal, frame size 2 | 6760 | 1 | Z9 | 1
3TC4417-0AC4 |  | contactor, DC-3/DC-5, 32 A, 2-pole, 30 V DC, auxiliary contacts: 2 NO + 2 NC, screw terminal, frame size 2 | 6990 | 1 | Z9 | 1
3TC4417-0AD4 |  | contactor, DC-3/DC-5, 32 A, 2-pole, 42 V DC, auxiliary contacts: 2 NO + 2 NC, screw terminal, frame size 2 | 6990 | 1 | Z9 | 1
3TC4417-0AE4 |  | contactor, DC-3/DC-5, 32 A, 2-pole, 60 V DC, auxiliary contacts: 2 NO + 2 NC, screw terminal, frame size 2 | 6760 | 1 | Z9 | 1
3TC4417-0AF4 |  | contactor, DC-3/DC-5, 32 A, 2-pole, 110 V DC, auxiliary contacts: 2 NO + 2 NC, screw terminal, frame size 2 | 6760 | 1 | Z9 | 1
3TC4417-0AF8 |  | contactor, DC-3/DC-5, 32 A, 2-pole, 100 V DC, auxiliary contacts: 2 NO + 2 NC, screw terminal, frame size 2 | 7630 | 1 | Z9 | 1
3TC4417-0AG4 |  | contactor, DC-3/DC-5, 32 A, 2-pole, 125 V DC, auxiliary contacts: 2 NO + 2 NC, screw terminal, frame size 2 | 6760 | 1 | Z9 | 1
3TC4417-0AK4 |  | contactor, DC-3/DC-5, 32 A, 2-pole, 180 V DC, auxiliary contacts: 2 NO + 2 NC, screw terminal, frame size 2 | 6990 | 1 | Z9 | 1
3TC4417-0AL8 |  | contactor, DC-3/DC-5, 32 A, 2-pole, 24 V DC, 0.85-1.02* Uc, auxiliary contacts: 2 NO + 2 NC, screw terminal, frame size 2 | 6990 | 1 | Z9 | 1
3TC4417-0AM4 |  | contactor, DC-3/DC-5, 32 A, 2-pole, 220 V DC, auxiliary contacts: 2 NO + 2 NC, screw terminal, frame size 2 | 6760 | 1 | Z9 | 1
3TC4417-0AN4 |  | contactor, DC-3/DC-5, 32 A, 2-pole, 250 V DC, auxiliary contacts: 2 NO + 2 NC, screw terminal, frame size 2 | 6990 | 1 | Z9 | 1
3TC4417-0AP4 |  | contactor, DC-3/DC-5, 32 A, 2-pole, 230 V DC, auxiliary contacts: 2 NO + 2 NC, screw terminal, frame size 2 | 6760 | 1 | Z9 | 1
3TC4417-0AV4 |  | contactor, DC-3/DC-5, 32 A, 2-pole, 36 V DC, auxiliary contacts: 2 NO + 2 NC, screw terminal, frame size 2 | 6990 | 1 | Z9 | 1
3TC4417-0AW4 |  | contactor, DC-3/DC-5, 32 A, 2-pole, 48 V DC, auxiliary contacts: 2 NO + 2 NC, screw terminal, frame size 2 | 6760 | 1 | Z9 | 1
3TC4417-0AY80-0AB7 |  | contactor, DC-3/DC-5, 32 A, 2-pole, 72 V DC, with series resistor, auxiliary contacts: 2 NO + 2 NC, screw terminal, frame size 2 | 7630 | 1 | Z9 | 1
3TC4417-0AY80-0AD8 |  | contactor, DC-3/DC-5, 32 A, 2-pole, 52 V DC, with series resistor, auxiliary contacts: 2 NO + 2 NC, screw terminal, frame size 2, for subway England, replacement for factory serial number Z=G51618 | 7820 | 1 | Z9 | 1
3TC4417-0AY80-0AG5 |  | contactor, DC-3/DC-5, 32 A, 2-pole, 104 V DC, with series resistor, auxiliary contacts: 2 NO + 2 NC, screw terminal, frame size 2 | 7630 | 1 | Z9 | 1
3TC4417-0BB0 |  | contactor, DC-3/DC-5, 32 A, 2-pole, 24 V AC, 50 Hz / 29 V AC, 60 Hz, auxiliary contacts: 2 NO + 2 NC, screw terminal, frame size 2 | 4730 | 1 | Z9 | 1
3TC4417-0BC1 |  | contactor, DC-3/DC-5, 32 A, 2-pole, 20 V AC, 50 Hz / 24 V AC, 60 Hz, auxiliary contacts: 2 NO + 2 NC, screw terminal, frame size 2 | 4930 | 1 | Z9 | 1
3TC4417-0BC2 |  | contactor, DC-3/DC-5, 32 A, 2-pole, 24 V AC 50/60 Hz, auxiliary contacts: 2 NO + 2 NC, screw terminal, frame size 2 | 4730 | 1 | Z9 | 1
3TC4417-0BD0 |  | contactor, DC-3/DC-5, 32 A, 2-pole, 42 V AC, 50 Hz / 50 V AC, 60 Hz, auxiliary contacts: 2 NO + 2 NC, screw terminal, frame size 2 | 4930 | 1 | Z9 | 1
3TC4417-0BF0 |  | contactor, DC-3/DC-5, 32 A, 2-pole, 110 V AC, 50 Hz / 132 V AC 60 Hz, auxiliary contacts: 2 NO + 2 NC, screw terminal, frame size 2 | 4730 | 1 | Z9 | 1
3TC4417-0BG1 |  | contactor, DC-3/DC-5, 32 A, 2-pole, 92 V AC, 50 Hz / 110 V AC 60 Hz, auxiliary contacts: 2 NO + 2 NC, screw terminal, frame size 2 | 4930 | 1 | Z9 | 1
3TC4417-0BG2 |  | contactor, DC-3/DC-5, 32 A, 2-pole, 110 V AC 50/60 Hz, auxiliary contacts: 2 NO + 2 NC, screw terminal, frame size 2 | 4730 | 1 | Z9 | 1
3TC4417-0BJ2 |  | contactor, DC-3/DC-5, 32 A, 2-pole, 115 V AC 50/60 Hz, auxiliary contacts: 2 NO + 2 NC, screw terminal, frame size 2 | 4930 | 1 | Z9 | 1
3TC4417-0BK1 |  | contactor, DC-3/DC-5, 32 A, 2-pole, 100 V AC, 50 Hz / 120 V AC, 60 Hz, auxiliary contacts: 2 NO + 2 NC, screw terminal, frame size 2 | 4930 | 1 | Z9 | 1
3TC4417-0BK2 |  | contactor, DC-3/DC-5, 32 A, 2-pole, 120 V AC 50/60 Hz, auxiliary contacts: 2 NO + 2 NC, screw terminal, frame size 2 | 4730 | 1 | Z9 | 1
3TC4417-0BK6 |  | contactor, DC-3/DC-5, 32 A, 2-pole, 110 V AC, 50 Hz / 120 V AC, 60 Hz, auxiliary contacts: 2 NO + 2 NC, screw terminal, frame size 2 | 4930 | 1 | Z9 | 1
3TC4417-0BL0 |  | contactor, DC-3/DC-5, 32 A, 2-pole, 125 V AC, 50 Hz / 152 V AC, 60 Hz, auxiliary contacts: 2 NO + 2 NC, screw terminal, frame size 2 | 4930 | 1 | Z9 | 1
3TC4417-0BL1 |  | contactor, DC-3/DC-5, 32 A, 2-pole, 192 V AC, 50 Hz / 230 V AC, 60 Hz, auxiliary contacts: 2 NO + 2 NC, screw terminal, frame size 2 | 4930 | 1 | Z9 | 1
3TC4417-0BL2 |  | contactor, DC-3/DC-5, 32 A, 2-pole, 230 V AC 50/60 Hz, auxiliary contacts: 2 NO + 2 NC, screw terminal, frame size 2 | 4730 | 1 | Z9 | 1
3TC4417-0BM2 |  | contactor, DC-3/DC-5, 32 A, 2-pole, 208 V AC 50/60 Hz, auxiliary contacts: 2 NO + 2 NC, screw terminal, frame size 2 | 4930 | 1 | Z9 | 1
3TC4417-0BN1 |  | contactor, DC-3/DC-5, 32 A, 2-pole, 183 V AC, 50 Hz / 220 V AC, 60 Hz, auxiliary contacts: 2 NO + 2 NC, screw terminal, frame size 2 | 4930 | 1 | Z9 | 1
3TC4417-0BN2 |  | contactor, DC-3/DC-5, 32 A, 2-pole, 220 V AC 50/60 Hz, auxiliary contacts: 2 NO + 2 NC, screw terminal, frame size 2 | 4730 | 1 | Z9 | 1
3TC4417-0BP0 |  | contactor, DC-3/DC-5, 32 A, 2-pole, 230 V AC, 50 Hz / 277 V AC, 60 Hz, auxiliary contacts: 2 NO + 2 NC, screw terminal, frame size 2 | 4730 | 1 | Z9 | 1
3TC4417-0BP2 |  | contactor, DC-3/DC-5, 32 A, 2-pole, 240 V AC 50/60 Hz, auxiliary contacts: 2 NO + 2 NC, screw terminal, frame size 2 | 4930 | 1 | Z9 | 1
3TC4417-0BP6 |  | contactor, DC-3/DC-5, 32 A, 2-pole, 220 V AC, 50 Hz / 240 V AC, 60 Hz, auxiliary contacts: 2 NO + 2 NC, screw terminal, frame size 2 | 4930 | 1 | Z9 | 1
3TC4417-0BQ0 |  | contactor, DC-3/DC-5, 32 A, 2-pole, 380 V AC 50 Hz / 460 V AC 60 Hz, auxiliary contacts: 2 NO + 2 NC, screw terminal, frame size 2 | 5330 | 1 | Z9 | 1
3TC4417-0BR0 |  | contactor, DC-3/DC-5, 32 A, 2-pole, 415 V AC, 50 Hz / 500 V AC, 60 Hz, auxiliary contacts: 2 NO + 2 NC, screw terminal, frame size 2 | 4930 | 1 | Z9 | 1
3TC4417-0BR2 |  | contactor, DC-3/DC-5, 32 A, 2-pole, 440 V AC 50/60 Hz, auxiliary contacts: 2 NO + 2 NC, screw terminal, frame size 2 | 4930 | 1 | Z9 | 1
3TC4417-0BS0 |  | contactor, DC-3/DC-5, 32 A, 2-pole, 500 V AC, 50 Hz / 600 V AC, 60 Hz, auxiliary contacts: 2 NO + 2 NC, screw terminal, frame size 2 | 4930 | 1 | Z9 | 1
3TC4417-0BU0 |  | contactor, DC-3/DC-5, 32 A, 2-pole, 240 V AC, 50 Hz / 288 V AC, 60 Hz, auxiliary contacts: 2 NO + 2 NC, screw terminal, frame size 2 | 4730 | 1 | Z9 | 1
3TC4417-0BV0 |  | contactor, DC-3/DC-5, 32 A, 2-pole, 400 V AC, 50 Hz / 480 V AC, 60 Hz, auxiliary contacts: 2 NO + 2 NC, screw terminal, frame size 2 | 4930 | 1 | Z9 | 1
3TC4417-0CB4 |  | contactor, DC-3/DC-5, 32 A, 2-pole, 24 V DC, 0.7-1.2* Uc, with one series resistor, auxiliary contacts: 2 NO + 1 NC, screw terminal, frame size 2 | 11700 | 1 | Z9 | 1
3TC4417-0CF4 |  | contactor, DC-3/DC-5, 32 A, 2-pole, 110 V DC, 0.7-1.2* Uc, with one series resistor, auxiliary contacts: 2 NO + 1 NC, screw terminal, frame size 2 | 11700 | 1 | Z9 | 1
3TC4417-0CM4 |  | contactor, DC-3/DC-5, 32 A, 2-pole, 220 V DC, 0.7-1.2* Uc, with one series resistor, auxiliary contacts: 2 NO + 1 NC, screw terminal, frame size 2 | 11700 | 1 | Z9 | 1
3TC4417-0CV4 |  | contactor, DC-3/DC-5, 32 A, 2-pole, 36 V DC, 0.7-1.2* Uc, with one series resistor, auxiliary contacts: 2 NO + 1 NC, screw terminal, frame size 2 | 12000 | 1 | Z9 | 1
3TC4417-0CW4 |  | contactor, DC-3/DC-5, 32 A, 2-pole, 48 V DC, 0.7-1.2* Uc, with one series resistor, auxiliary contacts: 2 NO + 1 NC, screw terminal, frame size 2 | 11700 | 1 | Z9 | 1
3TC4417-0CY80-0AA0 |  | contactor, DC-3/DC-5, 32 A, 2-pole, 750 V DC, 0.7-1.2* Uc, with two series resistors, auxiliary contacts: 2 NO + 1 NC, screw terminal, frame size 2 | 12800 | 1 | Z9 | 1
3TC4417-0CY80-0AB4 |  | contactor, DC-3/DC-5, 32 A, 2-pole, 600 V DC, 0.7-1.2* Uc, with two series resistors, auxiliary contacts: 2 NO + 1 NC, screw terminal, frame size 2 | 12800 | 1 | Z9 | 1
3TC4417-0CY80-0AC0 |  | contactor, DC-3/DC-5, 32 A, 2-pole, 24 V DC, 0.7-1.33* Uc, with two series resistors, auxiliary contacts: 2 NO + 1 NC, screw terminal, frame size 2 | 12800 | 1 | Z9 | 1
3TC4417-0CY80-0AC8 |  | contactor, DC-3/DC-5, 32 A, 2-pole, 800 V DC, 0.7-1.2* Uc, with two series resistors, auxiliary contacts: 2 NO + 1 NC, screw terminal, frame size 2 | 12800 | 1 | Z9 | 1
3TC4417-0CY80-0AG0 |  | contactor, DC-3/DC-5, 32 A, 2-pole, 630 V DC, 0.7-1.2* Uc, with two series resistors, auxiliary contacts: 2 NO + 1 NC, screw terminal, frame size 2 | 12800 | 1 | Z9 | 1
3TC4417-0HP0 |  | contactor, DC-3/DC-5, 32 A, 2-pole, 230 V AC, 50 Hz / 277 V AC, 60 Hz, with varistor, auxiliary contacts: 2 NO + 2 NC, screw terminal, frame size 2 | 6210 | 1 | Z9 | 1
3TC4417-0LB4 |  | contactor, DC-3/DC-5, 32 A, 2-pole, 24 V DC, 0.7-1.25* Uc, with varistor and series resistor, auxiliary contacts: 2 NO + 1 NC, screw terminal, frame size 2, for railway applications | 9000 | 1 | Z9 | 1
3TC4417-0LC8 |  | contactor, DC-3/DC-5, 32 A, 2-pole, 33 V DC, 0.7-1.25* Uc, with varistor and series resistor, auxiliary contacts: 2 NO + 1 NC, screw terminal, frame size 2, for railway applications | 9370 | 1 | Z9 | 1
3TC4417-0LF4 |  | contactor, DC-3/DC-5, 32 A, 2-pole, 110 V DC, 0.7-1.25* Uc, with varistor and series resistor, auxiliary contacts: 2 NO + 1 NC, screw terminal, frame size 2, for railway applications | 9000 | 1 | Z9 | 1
3TC4417-0LJ8 |  | contactor, DC-3/DC-5, 32 A, 2-pole, 72 V DC, 0.7-1.25* Uc, with varistor and series resistor, auxiliary contacts: 2 NO + 1 NC, screw terminal, frame size 2, for railway applications | 11700 | 1 | Z9 | 1
3TC4417-0LV4 |  | contactor, DC-3/DC-5, 32 A, 2-pole, 36 V DC, 0.7-1.25* Uc, with varistor and series resistor, auxiliary contacts: 2 NO + 1 NC, screw terminal, frame size 2, for railway applications | 9370 | 1 | Z9 | 1
3TC4417-0LY80-0AH0 |  | contactor, DC-3/DC-5, 32 A, 2-pole, 52 V DC, 0.7-1.25* Uc, with varistor and series resistor, auxiliary contacts: 2 NO + 1 NC, screw terminal, frame size 2, for railway applications | 9370 | 1 | Z9 | 1
3TC4417-1LF4 |  | contactor, DC-3/DC-5, 32 A, 2-pole, 110 V DC, with built-on varistor, auxiliary contacts: 2 NO + 2 NC, screw terminal, frame size 2, for railway applications | 8380 | 1 | Z9 | 1
3TC4417-4AF4 |  | reversing contactor, DC-3/DC-5, 32 A, 2-pole, 110 V DC, auxiliary contacts: 2 NO + 2 NC, screw terminal, frame size 2, for 3TF6833-.D and 3TF6933-.D, | 6830 | 1 | Z9 | 1
3TC4417-4AM4 |  | reversing contactor, DC-3/DC-5, 32 A, 2-pole, 220 V DC, auxiliary contacts: 2 NO + 2 NC, screw terminal, frame size 2, for 3TF6833-.D and 3TF6933-.D, | 6830 | 1 | Z9 | 1
3TC4417-4AP4 |  | reversing contactor, DC-3/DC-5, 32 A, 2-pole, 230 V DC, auxiliary contacts: 2 NO + 2 NC, screw terminal, frame size 2, for 3TF6833-.D and 3TF6933-.D, | 6830 | 1 | Z9 | 1
3TC4417-5KB4 |  | contactor, DC-3/DC-5, 32 A, 2-pole, 24 V DC, with varistor, auxiliary contacts: 2 NO + 2 NC, screw terminal, frame size 2 | 8070 | 1 | Z9 | 1
3TC4417-5KV4 |  | contactor, DC-3/DC-5, 32 A, 2-pole, 36 V DC, with varistor, auxiliary contacts: 2 NO + 2 NC, screw terminal, frame size 2 | 8400 | 1 | Z9 | 1
3TC4418-0AA4 |  | contactor, DC-3/DC-5, 32 A, 2-pole, 12 V DC, auxiliary contacts: 1 NO + 1 NC + 1 CO, screw terminal, frame size 2 | 7980 | 1 | Z9 | 1
3TC4814-0BM0 |  | contactor, DC-3/DC-5, 75 A, 2-pole, 220 V AC, 50 Hz / 264 V AC, 60 Hz, auxiliary contacts: 4 NO + 4 NC, connecting bar, frame size 4 | 22800 | 1 | Z9 | 1
3TC4817-0AA4 |  | contactor, DC-3/DC-5, 75 A, 2-pole, 12 V DC, auxiliary contacts: 2 NO + 2 NC, connecting bar, frame size 4 | 27000 | 1 | Z9 | 1
3TC4817-0AB4 |  | contactor, DC-3/DC-5, 75 A, 2-pole, 24 V DC, auxiliary contacts: 2 NO + 2 NC, connecting bar, frame size 4 | 24300 | 1 | Z9 | 1
3TC4817-0AE4 |  | contactor, DC-3/DC-5, 75 A, 2-pole, 60 V DC, auxiliary contacts: 2 NO + 2 NC, connecting bar, frame size 4 | 24300 | 1 | Z9 | 1
3TC4817-0AF4 |  | contactor, DC-3/DC-5, 75 A, 2-pole, 110 V DC, auxiliary contacts: 2 NO + 2 NC, connecting bar, frame size 4 | 24300 | 1 | Z9 | 1
3TC4817-0AF8 |  | contactor, DC-3/DC-5, 75 A, 2-pole, 100 V DC, auxiliary contacts: 2 NO + 2 NC, connecting bar, frame size 4 | 24800 | 1 | Z9 | 1
3TC4817-0AG4 |  | contactor, DC-3/DC-5, 75 A, 2-pole, 125 V DC, auxiliary contacts: 2 NO + 2 NC, connecting bar, frame size 4 | 24300 | 1 | Z9 | 1
3TC4817-0AM4 |  | contactor, DC-3/DC-5, 75 A, 2-pole, 220 V DC, auxiliary contacts: 2 NO + 2 NC, connecting bar, frame size 4 | 24300 | 1 | Z9 | 1
3TC4817-0AN4 |  | contactor, DC-3/DC-5, 75 A, 2-pole, 250 V DC, auxiliary contacts: 2 NO + 2 NC, connecting bar, frame size 4 | 24800 | 1 | Z9 | 1
3TC4817-0AP4 |  | contactor, DC-3/DC-5, 75 A, 2-pole, 230 V DC, auxiliary contacts: 2 NO + 2 NC, connecting bar, frame size 4 | 24300 | 1 | Z9 | 1
3TC4817-0AW4 |  | contactor, DC-3/DC-5, 75 A, 2-pole, 48 V DC, auxiliary contacts: 2 NO + 2 NC, connecting bar, frame size 4 | 24300 | 1 | Z9 | 1
3TC4817-0AY80-0AC1 |  | contactor, DC-3/DC-5, 75 A, 2-pole, 70 V DC, auxiliary contacts: 2 NO + 2 NC, connecting bar, frame size 4 | 28100 | 1 | Z9 | 1
3TC4817-0BB0 |  | contactor, DC-3/DC-5, 75 A, 2-pole, 24 V AC, 50 Hz / 29 V AC, 60 Hz, auxiliary contacts: 2 NO + 2 NC, connecting bar, frame size 4 | 19200 | 1 | Z9 | 1
3TC4817-0BC1 |  | contactor, DC-3/DC-5, 75 A, 2-pole, 20 V AC, 50 Hz / 24 V AC, 60 Hz, auxiliary contacts: 2 NO + 2 NC, connecting bar, frame size 4 | 22100 | 1 | Z9 | 1
3TC4817-0BD0 |  | contactor, DC-3/DC-5, 75 A, 2-pole, 42 V AC, 50 Hz / 50 V AC, 60 Hz, auxiliary contacts: 2 NO + 2 NC, connecting bar, frame size 4 | 20100 | 1 | Z9 | 1
3TC4817-0BF0 |  | contactor, DC-3/DC-5, 75 A, 2-pole, 110 V AC, 50 Hz / 132 V AC 60 Hz, auxiliary contacts: 2 NO + 2 NC, connecting bar, frame size 4 | 19200 | 1 | Z9 | 1
3TC4817-0BG1 |  | contactor, DC-3/DC-5, 75 A, 2-pole, 92 V AC, 50 Hz / 110 V AC 60 Hz, auxiliary contacts: 2 NO + 2 NC, connecting bar, frame size 4 | 22100 | 1 | Z9 | 1
3TC4817-0BH0 |  | contactor, DC-3/DC-5, 75 A, 2-pole, 48 V AC, 50 Hz / 58 V AC 60 Hz, auxiliary contacts: 2 NO + 2 NC, connecting bar, frame size 4 | 20100 | 1 | Z9 | 1
3TC4817-0BJ1 |  | contactor, DC-3/DC-5, 75 A, 2-pole, 96 V AC, 50 Hz / 115 V AC 60 Hz, auxiliary contacts: 2 NO + 2 NC, connecting bar, frame size 4 | 20100 | 1 | Z9 | 1
3TC4817-0BK1 |  | contactor, DC-3/DC-5, 75 A, 2-pole, 100 V AC, 50 Hz / 120 V AC, 60 Hz, auxiliary contacts: 2 NO + 2 NC, connecting bar, frame size 4 | 20100 | 1 | Z9 | 1
3TC4817-0BK6 |  | contactor, DC-3/DC-5, 75 A, 2-pole, 110 V AC, 50 Hz / 120 V AC, 60 Hz, auxiliary contacts: 2 NO + 2 NC, connecting bar, frame size 4 | 20100 | 1 | Z9 | 1
3TC4817-0BL1 |  | contactor, DC-3/DC-5, 75 A, 2-pole, 192 V AC, 50 Hz / 230 V AC, 60 Hz, auxiliary contacts: 2 NO + 2 NC, connecting bar, frame size 4 | 22100 | 1 | Z9 | 1
3TC4817-0BM0 |  | contactor, DC-3/DC-5, 75 A, 2-pole, 220 V AC, 50 Hz / 264 V AC, 60 Hz, auxiliary contacts: 2 NO + 2 NC, connecting bar, frame size 4 | 21400 | 1 | Z9 | 1
3TC4817-0BN1 |  | contactor, DC-3/DC-5, 75 A, 2-pole, 183 V AC, 50 Hz / 220 V AC, 60 Hz, auxiliary contacts: 2 NO + 2 NC, connecting bar, frame size 4 | 22100 | 1 | Z9 | 1
3TC4817-0BP0 |  | contactor, DC-3/DC-5, 75 A, 2-pole, 230 V AC, 50 Hz / 277 V AC, 60 Hz, auxiliary contacts: 2 NO + 2 NC, connecting bar, frame size 4 | 19200 | 1 | Z9 | 1
3TC4817-0BP00-0KF0 |  | contactor, DC-3/DC-5, 75 A, 2-pole, 230 V AC, 50 Hz / 277 V AC, 60 Hz, auxiliary contacts: 2 NO + 2 NC, connecting bar, frame size 4, with Ag/Ni plates | 20100 | 1 | Z9 | 1
3TC4817-0BU0 |  | contactor, DC-3/DC-5, 75 A, 2-pole, 240 V AC, 50 Hz / 288 V AC, 60 Hz, auxiliary contacts: 2 NO + 2 NC, connecting bar, frame size 4 | 19200 | 1 | Z9 | 1
3TC4817-0BV0 |  | contactor, DC-3/DC-5, 75 A, 2-pole, 400 V AC, 50 Hz / 480 V AC, 60 Hz, auxiliary contacts: 2 NO + 2 NC, connecting bar, frame size 4 | 20100 | 1 | Z9 | 1
3TC4817-0CB4 |  | contactor, DC-3/DC-5, 75 A, 2-pole, 24 V DC, 0.8-1.2* Uc, with one series resistor, auxiliary contacts: 2 NO + 1 NC, connecting bar, frame size 4 | 35400 | 1 | Z9 | 1
3TC4817-0CF4 |  | contactor, DC-3/DC-5, 75 A, 2-pole, 110 V DC, 0.8-1.2* Uc, with one series resistor, auxiliary contacts: 2 NO + 1 NC, connecting bar, frame size 4 | 35400 | 1 | Z9 | 1
3TC4817-0LB4 |  | contactor, DC-3/DC-5, 75 A, 2-pole, 24 V DC, 0.7-1.25* Uc, with varistor and series resistor, auxiliary contacts: 2 NO + 1 NC, connecting bar, frame size 4, for railway applications | 25000 | 1 | Z9 | 1
3TC4817-0LF4 |  | contactor, DC-3/DC-5, 75 A, 2-pole, 110 V DC, 0.7-1.25* Uc, with varistor and series resistor, auxiliary contacts: 2 NO + 1 NC, connecting bar, frame size 4, for railway applications | 25000 | 1 | Z9 | 1
3TC4817-0LF8 |  | contactor, DC-3/DC-5, 75 A, 2-pole, 100 V DC, 0.7-1.25* Uc, with varistor and series resistor, auxiliary contacts: 2 NO + 1 NC, connecting bar, frame size 4, for railway applications | 27400 | 1 | Z9 | 1
3TC4817-0LJ8 |  | contactor, DC-3/DC-5, 75 A, 2-pole, 72 V DC, 0.7-1.25* Uc, with varistor and series resistor, auxiliary contacts: 2 NO + 1 NC, connecting bar, frame size 4, for railway applications | 30700 | 1 | Z9 | 1
3TC4817-0LM4 |  | contactor, DC-3/DC-5, 75 A, 2-pole, 220 V DC, 0.7-1.25* Uc, with varistor and series resistor, auxiliary contacts: 2 NO + 1 NC, connecting bar, frame size 4, for railway applications | 25000 | 1 | Z9 | 1
3TC4817-0LV4 |  | contactor, DC-3/DC-5, 75 A, 2-pole, 36 V DC, 0.7-1.25* Uc, with varistor and series resistor, auxiliary contacts: 2 NO + 1 NC, connecting bar, frame size 4, for railway applications | 27400 | 1 | Z9 | 1
3TC4817-0LW4 |  | contactor, DC-3/DC-5, 75 A, 2-pole, 48 V DC, 0.7-1.25* Uc, with varistor and series resistor, auxiliary contacts: 2 NO + 1 NC, connecting bar, frame size 4, for railway applications | 25900 | 1 | Z9 | 1
3TC4817-5KB4 |  | contactor, DC-3/DC-5, 75 A, 2-pole, 24 V DC, with varistor, auxiliary contacts: 2 NO + 2 NC, connecting bar, frame size 4 | 28500 | 1 | Z9 | 1
3TC5214-0BP0 |  | contactor, DC-3/DC-5, 220 A, 2-pole, 230 V AC, 50 Hz / 277 V AC, 60 Hz, auxiliary contacts: 4 NO + 4 NC, connecting bar, frame size 8 | 36900 | 1 | Z9 | 1
3TC5217-0AB4 |  | contactor, DC-3/DC-5, 220 A, 2-pole, 24 V DC, auxiliary contacts: 2 NO + 2 NC, connecting bar, frame size 8 | 37300 | 1 | Z9 | 1
3TC5217-0AE4 |  | contactor, DC-3/DC-5, 220 A, 2-pole, 60 V DC, auxiliary contacts: 2 NO + 2 NC, connecting bar, frame size 8 | 39100 | 1 | Z9 | 1
3TC5217-0AF4 |  | contactor, DC-3/DC-5, 220 A, 2-pole, 110 V DC, auxiliary contacts: 2 NO + 2 NC, connecting bar, frame size 8 | 37300 | 1 | Z9 | 1
3TC5217-0AG4 |  | contactor, DC-3/DC-5, 220 A, 2-pole, 125 V DC, auxiliary contacts: 2 NO + 2 NC, connecting bar, frame size 8 | 39100 | 1 | Z9 | 1
3TC5217-0AM4 |  | contactor, DC-3/DC-5, 220 A, 2-pole, 220 V DC, auxiliary contacts: 2 NO + 2 NC, connecting bar, frame size 8 | 37300 | 1 | Z9 | 1
3TC5217-0AN4 |  | contactor, DC-3/DC-5, 220 A, 2-pole, 250 V DC, auxiliary contacts: 2 NO + 2 NC, connecting bar, frame size 8 | 39100 | 1 | Z9 | 1
3TC5217-0AP4 |  | contactor, DC-3/DC-5, 220 A, 2-pole, 230 V DC, auxiliary contacts: 2 NO + 2 NC, connecting bar, frame size 8 | 39100 | 1 | Z9 | 1
3TC5217-0AW4 |  | contactor, DC-3/DC-5, 220 A, 2-pole, 48 V DC, auxiliary contacts: 2 NO + 2 NC, connecting bar, frame size 8 | 39100 | 1 | Z9 | 1
3TC5217-0AY80-0AG8 |  | contactor, DC-3/DC-5, 220 A, 2-pole, 104 V DC, with series resistor, auxiliary contacts: 2 NO + 1 NC, connecting bar, frame size 8 | 39100 | 1 | Z9 | 1
3TC5217-0BF0 |  | contactor, DC-3/DC-5, 220 A, 2-pole, 110 V AC, 50 Hz / 132 V AC 60 Hz, auxiliary contacts: 2 NO + 2 NC, connecting bar, frame size 8 | 31800 | 1 | Z9 | 1
3TC5217-0BG1 |  | contactor, DC-3/DC-5, 220 A, 2-pole, 92 V AC, 50 Hz / 110 V AC 60 Hz, auxiliary contacts: 2 NO + 2 NC, connecting bar, frame size 8 | 35100 | 1 | Z9 | 1
3TC5217-0BK1 |  | contactor, DC-3/DC-5, 220 A, 2-pole, 100 V AC, 50 Hz / 120 V AC, 60 Hz, auxiliary contacts: 2 NO + 2 NC, connecting bar, frame size 8 | 36300 | 1 | Z9 | 1
3TC5217-0BM0 |  | contactor, DC-3/DC-5, 220 A, 2-pole, 220 V AC, 50 Hz / 264 V AC, 60 Hz, auxiliary contacts: 2 NO + 2 NC, connecting bar, frame size 8 | 35600 | 1 | Z9 | 1
3TC5217-0BP0 |  | contactor, DC-3/DC-5, 220 A, 2-pole, 230 V AC, 50 Hz / 277 V AC, 60 Hz, auxiliary contacts: 2 NO + 2 NC, connecting bar, frame size 8 | 31800 | 1 | Z9 | 1
3TC5217-0BU0 |  | contactor, DC-3/DC-5, 220 A, 2-pole, 240 V AC, 50 Hz / 288 V AC, 60 Hz, auxiliary contacts: 2 NO + 2 NC, connecting bar, frame size 8 | 35100 | 1 | Z9 | 1
3TC5217-0LB4 |  | contactor, DC-3/DC-5, 220 A, 2-pole, 24 V DC, 0.7-1.25* Uc, with varistor and series resistor, auxiliary contacts: 2 NO + 1 NC, connecting bar, frame size 8, for railway applications | 43100 | 1 | Z9 | 1
3TC5217-0LF4 |  | contactor, DC-3/DC-5, 220 A, 2-pole, 110 V DC, 0.7-1.25* Uc, with varistor and series resistor, auxiliary contacts: 2 NO + 1 NC, connecting bar, frame size 8, for railway applications | 43100 | 1 | Z9 | 1
3TC5217-0LJ8 |  | contactor, DC-3/DC-5, 220 A, 2-pole, 72 V DC, 0.7-1.25* Uc, with varistor and series resistor, auxiliary contacts: 2 NO + 1 NC, connecting bar, frame size 8, for railway applications | 44600 | 1 | Z9 | 1
3TC5217-5KB4 |  | contactor, DC-3/DC-5, 220 A, 2-pole, 24 V DC, with varistor, auxiliary contacts: 2 NO + 2 NC, connecting bar, frame size 8 | 42500 | 1 | Z9 | 1
3TC5614-0BK1 |  | contactor, DC-3/DC-5, 400 A, 2-pole, 100 V AC, 50 Hz / 120 V AC, 60 Hz, auxiliary contacts: 4 NO + 4 NC, connecting bar, frame size 12 | 111000 | 1 | Z9 | 1
3TC5617-0AB4 |  | contactor, DC-3/DC-5, 400 A, 2-pole, 24 V DC, auxiliary contacts: 2 NO + 2 NC, connecting bar, frame size 12 | 120000 | 1 | Z9 | 1
3TC5617-0AF4 |  | contactor, DC-3/DC-5, 400 A, 2-pole, 110 V DC, auxiliary contacts: 2 NO + 2 NC, connecting bar, frame size 12 | 120000 | 1 | Z9 | 1
3TC5617-0AG4 |  | contactor, DC-3/DC-5, 400 A, 2-pole, 125 V DC, auxiliary contacts: 2 NO + 2 NC, connecting bar, frame size 12 | 127000 | 1 | Z9 | 1
3TC5617-0AM4 |  | contactor, DC-3/DC-5, 400 A, 2-pole, 220 V DC, auxiliary contacts: 2 NO + 2 NC, connecting bar, frame size 12 | 120000 | 1 | Z9 | 1
3TC5617-0AP4 |  | contactor, DC-3/DC-5, 400 A, 2-pole, 230 V DC, auxiliary contacts: 2 NO + 2 NC, connecting bar, frame size 12 | 134000 | 1 | Z9 | 1
3TC5617-0AW4 |  | contactor, DC-3/DC-5, 400 A, 2-pole, 48 V DC, auxiliary contacts: 2 NO + 2 NC, connecting bar, frame size 12 | 127000 | 1 | Z9 | 1
3TC5617-0BF0 |  | contactor, DC-3/DC-5, 400 A, 2-pole, 110 V AC, 50 Hz / 132 V AC 60 Hz, auxiliary contacts: 2 NO + 2 NC, connecting bar, frame size 12 | 94200 | 1 | Z9 | 1
3TC5617-0BK1 |  | contactor, DC-3/DC-5, 400 A, 2-pole, 100 V AC, 50 Hz / 120 V AC, 60 Hz, auxiliary contacts: 2 NO + 2 NC, connecting bar, frame size 12 | 109000 | 1 | Z9 | 1
3TC5617-0BP0 |  | contactor, DC-3/DC-5, 400 A, 2-pole, 230 V AC, 50 Hz / 277 V AC, 60 Hz, auxiliary contacts: 2 NO + 2 NC, connecting bar, frame size 12 | 94200 | 1 | Z9 | 1
3TC5617-0BU0 |  | contactor, DC-3/DC-5, 400 A, 2-pole, 240 V AC, 50 Hz / 288 V AC, 60 Hz, auxiliary contacts: 2 NO + 2 NC, connecting bar, frame size 12 | 101000 | 1 | Z9 | 1
3TC5617-0LB4 |  | contactor, DC-3/DC-5, 400 A, 2-pole, 24 V DC, 0.7-1.25* Uc, with varistor and series resistor, auxiliary contacts: 2 NO + 1 NC, connecting bar, frame size 12, for railway applications | 125000 | 1 | Z9 | 1
3TC5617-0LF4 |  | contactor, DC-3/DC-5, 400 A, 2-pole, 110 V DC, 0.7-1.25* Uc, with varistor and series resistor, auxiliary contacts: 2 NO + 1 NC, connecting bar, frame size 12, for railway applications | 125000 | 1 | Z9 | 1
3TC5617-0LJ8 |  | contactor, DC-3/DC-5, 400 A, 2-pole, 72 V DC, 0.7-1.25* Uc, with varistor and series resistor, auxiliary contacts: 2 NO + 1 NC, connecting bar, frame size 12, for railway applications | 132000 | 1 | Z9 | 1
3TC5617-5KB4 |  | contactor, DC-3/DC-5, 400 A, 2-pole, 24 V DC, with varistor, auxiliary contacts: 2 NO + 2 NC, connecting bar, frame size 12 | 120000 | 1 | Z9 | 1
3TC7414-0EB |  | contactor, DC-3/DC-5, 400 A, 1-pole, 24 V DC, auxiliary contacts: 4 NO + 4 NC, connecting bar | 53300 | 1 | Z9 | 1
3TC7414-0EF |  | contactor, DC-3/DC-5, 400 A, 1-pole, 110 V DC, auxiliary contacts: 4 NO + 4 NC, connecting bar | 53300 | 1 | Z9 | 1
3TC7414-0EG |  | contactor, DC-3/DC-5, 400 A, 1-pole, 125 V DC, auxiliary contacts: 4 NO + 4 NC, connecting bar | 61000 | 1 | Z9 | 1
3TC7414-0EM |  | contactor, DC-3/DC-5, 400 A, 1-pole, 220 V DC, auxiliary contacts: 4 NO + 4 NC, connecting bar | 55500 | 1 | Z9 | 1
3TC7414-0EV |  | contactor, DC-3/DC-5, 400 A, 1-pole, 36 V DC, auxiliary contacts: 4 NO + 4 NC, connecting bar | 61900 | 1 | Z9 | 1
3TC7414-0EY80-0AA0 |  | contactor, DC-3/DC-5, 400 A, 1-pole, 750 V DC, auxiliary contacts: 4 NO + 4 NC, connecting bar | 61900 | 1 | Z9 | 1
3TC7414-0EY80-0AB4 |  | contactor, DC-3/DC-5, 400 A, 1-pole, 600 V DC, auxiliary contacts: 4 NO + 4 NC, connecting bar | 61900 | 1 | Z9 | 1
3TC7414-1CM |  | contactor, DC-3/DC-5, 400 A, 1-pole, 220 V AC, 50 Hz, auxiliary contacts: 4 NO + 4 NC, connecting bar | 55900 | 1 | Z9 | 1
3TC7414-5KB |  | contactor, DC-3/DC-5, 400 A, 1-pole, 24 V DC, with varistor, auxiliary contacts: 4 NO + 4 NC, connecting bar | 59500 | 1 | Z9 | 1
3TC7414-5KF |  | contactor, DC-3/DC-5, 400 A, 1-pole, 110 V DC, with varistor, auxiliary contacts: 4 NO + 4 NC, connecting bar | 59500 | 1 | Z9 | 1
3TC7814-0EB |  | contactor, DC-3/DC-5, 400 A, 2-pole, 24 V DC, auxiliary contacts: 4 NO + 4 NC, connecting bar | 119000 | 1 | Z9 | 1
3TC7814-0EF |  | contactor, DC-3/DC-5, 400 A, 2-pole, 110 V DC, auxiliary contacts: 4 NO + 4 NC, connecting bar | 119000 | 1 | Z9 | 1
3TC7814-0EM |  | contactor, DC-3/DC-5, 400 A, 2-pole, 220 V DC, auxiliary contacts: 4 NO + 4 NC, connecting bar | 124000 | 1 | Z9 | 1
3TC7814-0EY80-0AB6 |  | contactor, DC-3/DC-5, 400 A, 2-pole, 72 V DC, auxiliary contacts: 4 NO + 4 NC, connecting bar | 132000 | 1 | Z9 | 1
3TC7814-1CF |  | contactor, DC-3/DC-5, 400 A, 2-pole, 110 V AC, 50 Hz, auxiliary contacts: 4 NO + 4 NC, connecting bar | 140000 | 1 | Z9 | 1
3TC7814-1CM |  | contactor, DC-3/DC-5, 400 A, 2-pole, 220 V AC, 50 Hz, auxiliary contacts: 4 NO + 4 NC, connecting bar | 129000 | 1 | Z9 | 1
3TC7814-1CY80-0AD7 |  | contactor, DC-3/DC-5, 400 A, 2-pole, 115 V AC, 50 Hz, auxiliary contacts: 4 NO + 4 NC, connecting bar | 140000 | 1 | Z9 | 1
3TC7814-5KB |  | contactor, DC-3/DC-5, 400 A, 2-pole, 24 V DC, with varistor, auxiliary contacts: 4 NO + 4 NC, connecting bar | 132000 | 1 | Z9 | 1
3TC7814-5KF |  | contactor, DC-3/DC-5, 400 A, 2-pole, 110 V DC, with varistor, auxiliary contacts: 4 NO + 4 NC, connecting bar | 132000 | 1 | Z9 | 1
3TF6833-1DB4 |  | vacuum contactor AC-3e/AC-3 630 A, 335 kW / 400 V, Ue 690 V, 3-pole, Uc: 24 V DC drive: conventional installed with series resistor with reversing contactor 3TC4417-4A DC economy circuit auxiliary contacts 3 NO + 3 NC main circuit: busbar control and auxiliary circuit: screw terminal | 131000 | 1 | Z9 | 1
3TF6833-1DF4 |  | vacuum contactor AC-3e/AC-3 630 A, 335 kW / 400 V, Ue 690 V, 3-pole, Uc: 110 V DC drive: conventional installed with series resistor with reversing contactor 3TC4417-4A DC economy circuit auxiliary contacts 3 NO + 3 NC main circuit: busbar control and auxiliary circuit: screw terminal | 131000 | 1 | Z9 | 1
3TF6833-1DG4 |  | vacuum contactor AC-3e/AC-3 630 A, 335 kW / 400 V, Ue 690 V, 3-pole, Uc: 125 V DC drive: conventional installed with series resistor with reversing contactor 3TC4417-4A DC economy circuit auxiliary contacts 3 NO + 3 NC main circuit: busbar control and auxiliary circuit: screw terminal | 131000 | 1 | Z9 | 1
3TF6833-1DM4 |  | vacuum contactor AC-3e/AC-3 630 A, 335 kW / 400 V, Ue 690 V, 3-pole, Uc: 220 V DC drive: conventional installed with series resistor with reversing contactor 3TC4417-4A DC economy circuit auxiliary contacts 3 NO + 3 NC main circuit: busbar control and auxiliary circuit: screw terminal | 131000 | 1 | Z9 | 1
3TF6833-1DP4 |  | vacuum contactor AC-3e/AC-3 630 A, 335 kW / 400 V, Ue 690 V, 3-pole, Uc: 230 V DC drive: conventional installed with series resistor with reversing contactor 3TC4417-4A DC economy circuit auxiliary contacts 3 NO + 3 NC main circuit: busbar control and auxiliary circuit: screw terminal | 131000 | 1 | Z9 | 1
3TF6833-1QG7 |  | vacuum contactor AC-3e/AC-3 630 A, 335 kW / 400 V, Ue 690 V, 3-pole, Uc: 110-120 V AC(50/60 Hz) drive: conventional rectifier bridge built-in with reversing contactor 3TC44 auxiliary contacts 3 NO + 3 NC main circuit: busbar control and auxiliary circuit: screw terminal | 138000 | 1 | Z9 | 1
3TF6833-1QL7 |  | vacuum contactor AC-3e/AC-3 630 A, 335 kW / 400 V, Ue 690 V, 3-pole, Uc: 220-240 V AC(50/60 Hz) drive: conventional rectifier bridge built-in with reversing contactor 3TC44 auxiliary contacts 3 NO + 3 NC main circuit: busbar control and auxiliary circuit: screw terminal | 138000 | 1 | Z9 | 1
3TF6833-1QV7 |  | vacuum contactor AC-3e/AC-3 630 A, 335 kW / 400 V, Ue 690 V, 3-pole, Uc: 380-420 V AC(50/60 Hz) drive: conventional rectifier bridge built-in with reversing contactor 3TC44 auxiliary contacts 3 NO + 3 NC main circuit: busbar control and auxiliary circuit: screw terminal | 138000 | 1 | Z9 | 1
3TF6833-8DB4 |  | vacuum contactor AC-3e/AC-3 630 A, 335 kW / 400 V, Ue 1000 V, 3-pole, Uc: 24 V DC drive: conventional installed with series resistor with reversing contactor 3TC4417-4A DC economy circuit auxiliary contacts 3 NO + 3 NC main circuit: busbar control and auxiliary circuit: screw terminal | 146000 | 1 | Z9 | 1
3TF6833-8DF4 |  | vacuum contactor AC-3e/AC-3 630 A, 335 kW / 400 V, Ue 1000 V, 3-pole, Uc: 110 V DC drive: conventional installed with series resistor with reversing contactor 3TC4417-4A DC economy circuit auxiliary contacts 3 NO + 3 NC main circuit: busbar control and auxiliary circuit: screw terminal | 146000 | 1 | Z9 | 1
3TF6833-8DM4 |  | vacuum contactor AC-3e/AC-3 630 A, 335 kW / 400 V, Ue 1000 V, 3-pole, Uc: 220 V DC drive: conventional installed with series resistor with reversing contactor 3TC4417-4A DC economy circuit auxiliary contacts 3 NO + 3 NC main circuit: busbar control and auxiliary circuit: screw terminal | 146000 | 1 | Z9 | 1
3TF6833-8DP4 |  | vacuum contactor AC-3e/AC-3 630 A, 335 kW / 400 V, Ue 1000 V, 3-pole, Uc: 230 V DC drive: conventional installed with series resistor with reversing contactor 3TC4417-4A DC economy circuit auxiliary contacts 3 NO + 3 NC main circuit: busbar control and auxiliary circuit: screw terminal | 146000 | 1 | Z9 | 1
3TF6833-8QL7 |  | vacuum contactor AC-3e/AC-3 630 A, 335 kW / 400 V, Ue 1000 V, 3-pole, Uc: 220-240 V AC(50/60 Hz) drive: conventional rectifier bridge built-in with reversing contactor 3TC44 auxiliary contacts 3 NO + 3 NC main circuit: busbar control and auxiliary circuit: screw terminal | 156000 | 1 | Z9 | 1
3TF6844-0CF7 |  | vacuum contactor AC-3e/AC-3 630 A, 335 kW / 400 V, Ue 690 V, 3-pole, Uc: 110-132 V AC(50/60 Hz) drive: conventional auxiliary contacts 4 NO + 4 NC main circuit: busbar control and auxiliary circuit: screw terminal | 119000 | 1 | Z9 | 1
3TF6844-0CM7 |  | vacuum contactor AC-3e/AC-3 630 A, 335 kW / 400 V, Ue 690 V, 3-pole, Uc: 200-240 V AC(50/60 Hz) drive: conventional auxiliary contacts 4 NO + 4 NC main circuit: busbar control and auxiliary circuit: screw terminal | 119000 | 1 | Z9 | 1
3TF6844-0CP7 |  | vacuum contactor AC-3e/AC-3 630 A, 335 kW / 400 V, Ue 690 V, 3-pole, Uc: 230-276 V AC(50/60 Hz) drive: conventional auxiliary contacts 4 NO + 4 NC main circuit: busbar control and auxiliary circuit: screw terminal | 119000 | 1 | Z9 | 1
3TF6844-0CQ7 |  | vacuum contactor AC-3e/AC-3 630 A, 335 kW / 400 V, Ue 690 V, 3-pole, Uc: 380-460 V AC(50/60 Hz) drive: conventional auxiliary contacts 4 NO + 4 NC main circuit: busbar control and auxiliary circuit: screw terminal | 119000 | 1 | Z9 | 1
3TF6844-8CF7 |  | vacuum contactor AC-3e/AC-3 630 A, 335 kW / 400 V, Ue 1000 V, 3-pole, Uc: 110-132 V AC(50/60 Hz) drive: conventional auxiliary contacts 4 NO + 4 NC main circuit: busbar control and auxiliary circuit: screw terminal | 133000 | 1 | Z9 | 1
3TF6844-8CM7 |  | vacuum contactor AC-3e/AC-3 630 A, 335 kW / 400 V, Ue 1000 V, 3-pole, Uc: 200-240 V AC(50/60 Hz) drive: conventional auxiliary contacts 4 NO + 4 NC main circuit: busbar control and auxiliary circuit: screw terminal | 133000 | 1 | Z9 | 1
3TF6844-8CP7 |  | vacuum contactor AC-3e/AC-3 630 A, 335 kW / 400 V, Ue 1000 V, 3-pole, Uc: 230-276 V AC(50/60 Hz) drive: conventional auxiliary contacts 4 NO + 4 NC main circuit: busbar control and auxiliary circuit: screw terminal | 133000 | 1 | Z9 | 1
3TF6844-8CQ7 |  | vacuum contactor AC-3e/AC-3 630 A, 335 kW / 400 V, Ue 1000 V, 3-pole, Uc: 380-460 V AC(50/60 Hz) drive: conventional auxiliary contacts 4 NO + 4 NC main circuit: busbar control and auxiliary circuit: screw terminal | 133000 | 1 | Z9 | 1
3TF6933-1DB4 |  | vacuum contactor AC-3e 630 A, 335 kW / 400 V, AC-3 820 A, 450 kW / 400 V, Ue 690 V, 3-pole, Uc: 24 V DC drive: conventional installed with series resistor with reversing contactor 3TC4417-4A DC economy circuit auxiliary contacts 3 NO + 3 NC main circuit: busbar control and auxiliary circuit: screw terminal | 162000 | 1 | Z9 | 1
3TF6933-1DF4 |  | vacuum contactor AC-3e 630 A, 335 kW / 400 V, AC-3 820 A, 450 kW / 400 V, Ue 690 V, 3-pole, Uc: 110 V DC drive: conventional installed with series resistor with reversing contactor 3TC4417-4A DC economy circuit auxiliary contacts 3 NO + 3 NC main circuit: busbar control and auxiliary circuit: screw terminal | 162000 | 1 | Z9 | 1
3TF6933-1DM4 |  | vacuum contactor AC-3e 630 A, 335 kW / 400 V, AC-3 820 A, 450 kW / 400 V, Ue 690 V, 3-pole, Uc: 220 V DC drive: conventional installed with series resistor with reversing contactor 3TC4417-4A DC economy circuit auxiliary contacts 3 NO + 3 NC main circuit: busbar control and auxiliary circuit: screw terminal | 162000 | 1 | Z9 | 1
3TF6933-1DP4 |  | vacuum contactor AC-3e 630 A, 335 kW / 400 V, AC-3 820 A, 450 kW / 400 V, Ue 690 V, 3-pole, Uc: 230 V DC drive: conventional installed with series resistor with reversing contactor 3TC4417-4A DC economy circuit auxiliary contacts 3 NO + 3 NC main circuit: busbar control and auxiliary circuit: screw terminal | 162000 | 1 | Z9 | 1
3TF6933-1QG7 |  | vacuum contactor AC-3e 630 A, 335 kW / 400 V, AC-3 820 A, 450 kW / 400 V, Ue 690 V, 3-pole, Uc: 110-120 V AC(50/60 Hz) drive: conventional rectifier bridge built-in with reversing contactor 3TC44 auxiliary contacts 3 NO + 3 NC main circuit: busbar control and auxiliary circuit: screw terminal | 169000 | 1 | Z9 | 1
3TF6933-1QL7 |  | vacuum contactor AC-3e 630 A, 335 kW / 400 V, AC-3 820 A, 450 kW / 400 V, Ue 690 V, 3-pole, Uc: 220-240 V AC(50/60 Hz) drive: conventional rectifier bridge built-in with reversing contactor 3TC44 auxiliary contacts 3 NO + 3 NC main circuit: busbar control and auxiliary circuit: screw terminal | 169000 | 1 | Z9 | 1
3TF6933-1QV7 |  | vacuum contactor AC-3e 630 A, 335 kW / 400 V, AC-3 820 A, 450 kW / 400 V, Ue 690 V, 3-pole, Uc: 380-420 V AC(50/60 Hz) drive: conventional rectifier bridge built-in with reversing contactor 3TC44 auxiliary contacts 3 NO + 3 NC main circuit: busbar control and auxiliary circuit: screw terminal | 169000 | 1 | Z9 | 1
3TF6933-8DB4 |  | vacuum contactor AC-3e 630 A, 335 kW / 400 V, AC-3 820 A, 450 kW / 400 V, Ue 1000 V, 3-pole, Uc: 24 V DC drive: conventional installed with series resistor with reversing contactor 3TC4417-4A DC economy circuit auxiliary contacts 3 NO + 3 NC main circuit: busbar control and auxiliary circuit: screw terminal | 177000 | 1 | Z9 | 1
3TF6933-8DG4 |  | vacuum contactor AC-3e 630 A, 335 kW / 400 V, AC-3 820 A, 450 kW / 400 V, Ue 1000 V, 3-pole, Uc: 125 V DC drive: conventional installed with series resistor with reversing contactor 3TC4417-4A DC economy circuit auxiliary contacts 3 NO + 3 NC main circuit: busbar control and auxiliary circuit: screw terminal | 177000 | 1 | Z9 | 1
3TF6933-8DM4 |  | vacuum contactor AC-3e 630 A, 335 kW / 400 V, AC-3 820 A, 450 kW / 400 V, Ue 1000 V, 3-pole, Uc: 220 V DC drive: conventional installed with series resistor with reversing contactor 3TC4417-4A DC economy circuit auxiliary contacts 3 NO + 3 NC main circuit: busbar control and auxiliary circuit: screw terminal | 177000 | 1 | Z9 | 1
3TF6933-8DP4 |  | vacuum contactor AC-3e 630 A, 335 kW / 400 V, AC-3 820 A, 450 kW / 400 V, Ue 1000 V, 3-pole, Uc: 230 V DC drive: conventional installed with series resistor with reversing contactor 3TC4417-4A DC economy circuit auxiliary contacts 3 NO + 3 NC main circuit: busbar control and auxiliary circuit: screw terminal | 177000 | 1 | Z9 | 1
3TF6933-8QG7 |  | vacuum contactor AC-3e 630 A, 335 kW / 400 V, AC-3 820 A, 450 kW / 400 V, Ue 1000 V, 3-pole, Uc: 110-120 V AC(50/60 Hz) drive: conventional rectifier bridge built-in with reversing contactor 3TC44 auxiliary contacts 3 NO + 3 NC main circuit: busbar control and auxiliary circuit: screw terminal | 187000 | 1 | Z9 | 1
3TF6933-8QL7 |  | vacuum contactor AC-3e 630 A, 335 kW / 400 V, AC-3 820 A, 450 kW / 400 V, Ue 1000 V, 3-pole, Uc: 220-240 V AC(50/60 Hz) drive: conventional rectifier bridge built-in with reversing contactor 3TC44 auxiliary contacts 3 NO + 3 NC main circuit: busbar control and auxiliary circuit: screw terminal | 187000 | 1 | Z9 | 1
3TF6944-0CF7 |  | vacuum contactor AC-3e 630 A, 335 kW / 400 V, AC-3 820 A, 450 kW / 400 V, Ue 690 V, 3-pole, Uc: 110-132 V AC(50/60 Hz) drive: conventional auxiliary contacts 4 NO + 4 NC main circuit: busbar control and auxiliary circuit: screw terminal | 153000 | 1 | Z9 | 1
3TF6944-0CF7-Z | A02 | vacuum contactor AC-3e 630 A, 335 kW / 400 V, AC-3 820 A, 450 kW / 400 V, Ue 690 V, 3-pole, Uc: 110-132 V AC(50/60 Hz) drive: conventional auxiliary contacts 4 NO + 4 NC main circuit: busbar control and auxiliary circuit: screw terminal without overvoltage damping in main circuit | 153000 | 1 | Z9 | 1
3TF6944-0CM7 |  | vacuum contactor AC-3e 630 A, 335 kW / 400 V, AC-3 820 A, 450 kW / 400 V, Ue 690 V, 3-pole, Uc: 200-240 V AC(50/60 Hz) drive: conventional auxiliary contacts 4 NO + 4 NC main circuit: busbar control and auxiliary circuit: screw terminal | 153000 | 1 | Z9 | 1
3TF6944-0CP7 |  | vacuum contactor AC-3e 630 A, 335 kW / 400 V, AC-3 820 A, 450 kW / 400 V, Ue 690 V, 3-pole, Uc: 230-276 V AC(50/60 Hz) drive: conventional auxiliary contacts 4 NO + 4 NC main circuit: busbar control and auxiliary circuit: screw terminal | 153000 | 1 | Z9 | 1
3TF6944-0CQ7 |  | vacuum contactor AC-3e 630 A, 335 kW / 400 V, AC-3 820 A, 450 kW / 400 V, Ue 690 V, 3-pole, Uc: 380-460 V AC(50/60 Hz) drive: conventional auxiliary contacts 4 NO + 4 NC main circuit: busbar control and auxiliary circuit: screw terminal | 153000 | 1 | Z9 | 1
3TF6944-8CF7 |  | vacuum contactor AC-3e 630 A, 335 kW / 400 V, AC-3 820 A, 450 kW / 400 V, Ue 1000 V, 3-pole, Uc: 110-132 V AC(50/60 Hz) drive: conventional auxiliary contacts 4 NO + 4 NC main circuit: busbar control and auxiliary circuit: screw terminal | 167000 | 1 | Z9 | 1
3TF6944-8CM7 |  | vacuum contactor AC-3e 630 A, 335 kW / 400 V, AC-3 820 A, 450 kW / 400 V, Ue 1000 V, 3-pole, Uc: 200-240 V AC(50/60 Hz) drive: conventional auxiliary contacts 4 NO + 4 NC main circuit: busbar control and auxiliary circuit: screw terminal | 167000 | 1 | Z9 | 1
3TF6944-8CP7 |  | vacuum contactor AC-3e 630 A, 335 kW / 400 V, AC-3 820 A, 450 kW / 400 V, Ue 1000 V, 3-pole, Uc: 230-276 V AC(50/60 Hz) drive: conventional auxiliary contacts 4 NO + 4 NC main circuit: busbar control and auxiliary circuit: screw terminal | 167000 | 1 | Z9 | 1
3TF6944-8CQ7 |  | vacuum contactor AC-3e 630 A, 335 kW / 400 V, AC-3 820 A, 450 kW / 400 V, Ue 1000 V, 3-pole, Uc: 380-460 V AC(50/60 Hz) drive: conventional auxiliary contacts 4 NO + 4 NC main circuit: busbar control and auxiliary circuit: screw terminal | 167000 | 1 | Z9 | 1
3TG1001-0AC2 |  | power relay, AC-3, 8.4 A, 4 kW / 400 V, 3-pole, 24 V AC, 45-450 Hz, auxiliary contacts: 1 NC, screw terminal | 1040 | 1 | Z9 | 10
3TG1001-0AG2 |  | power relay, AC-3, 8.4 A, 4 kW / 400 V, 3-pole, 110 V AC, 45-450 Hz, auxiliary contacts: 1 NC, screw terminal | 1040 | 1 | Z9 | 10
3TG1001-0AL2 |  | power relay, AC-3, 8.4 A, 4 kW / 400 V, 3-pole, 230 V AC, 45-450 Hz, auxiliary contacts: 1 NC, screw terminal | 1040 | 1 | Z9 | 10
3TG1001-0AL20-0AA0 |  | power relay, AC-3, 8.4 A, 4 kW / 400 V, 3-pole, 230 V AC, 45-450 Hz, auxiliary contacts: 1 NC, screw terminal, multi-unit packaging, pack = 50 units | 1040 | 1 | Z9 | 50
3TG1001-0BB4 |  | power relay, AC-3, 8.4 A, 4 kW / 400 V, 3-pole, 24 V DC, auxiliary contacts: 1 NC, screw terminal | 1200 | 1 | Z9 | 10
3TG1001-1AC2 |  | power relay, AC-3, 8.4 A, 4 kW / 400 V, 3-pole, 24 V AC, 45-450 Hz, auxiliary contacts: 1 NC, flat connector 6.3 x 0.8 mm | 856 | 1 | Z9 | 10
3TG1001-1AG2 |  | power relay, AC-3, 8.4 A, 4 kW / 400 V, 3-pole, 110 V AC, 45-450 Hz, auxiliary contacts: 1 NC, flat connector 6.3 x 0.8 mm | 856 | 1 | Z9 | 10
3TG1001-1AL2 |  | power relay, AC-3, 8.4 A, 4 kW / 400 V, 3-pole, 230 V AC, 45-450 Hz, auxiliary contacts: 1 NC, flat connector 6.3 x 0.8 mm | 856 | 1 | Z9 | 10
3TG1001-1BB4 |  | power relay, AC-3, 8.4 A, 4 kW / 400 V, 3-pole, 24 V DC, auxiliary contacts: 1 NC, flat connector 6.3 x 0.8 mm | 1040 | 1 | Z9 | 10
3TG1010-0AC2 |  | power relay, AC-3, 8.4 A, 4 kW / 400 V, 3-pole, 24 V AC, 45-450 Hz, auxiliary contacts: 1 NO, screw terminal | 1040 | 1 | Z9 | 10
3TG1010-0AG2 |  | power relay, AC-3, 8.4 A, 4 kW / 400 V, 3-pole, 110 V AC, 45-450 Hz, auxiliary contacts: 1 NO, screw terminal | 1040 | 1 | Z9 | 10
3TG1010-0AL2 |  | power relay, AC-3, 8.4 A, 4 kW / 400 V, 3-pole, 230 V AC, 45-450 Hz, auxiliary contacts: 1 NO, screw terminal | 1040 | 1 | Z9 | 10
3TG1010-0AL20-0AA0 |  | power relay, AC-3, 8.4 A, 4 kW / 400 V, 3-pole, 230 V AC, 45-450 Hz, auxiliary contacts: 1 NO, screw terminal, multi-unit packaging, pack = 50 units | 1040 | 1 | Z9 | 50
3TG1010-0AM2 |  | power relay, AC-3, 8.4 A, 4 kW / 400 V, 3-pole, 230 V AC, 45-450 Hz, wired with 68 nF, auxiliary contacts: 1 NO, screw terminal | 1040 | 1 | Z9 | 10
3TG1010-0BB4 |  | power relay, AC-3, 8.4 A, 4 kW / 400 V, 3-pole, 24 V DC, auxiliary contacts: 1 NO, screw terminal | 1200 | 1 | Z9 | 10
3TG1010-1AC2 |  | power relay, AC-3, 8.4 A, 4 kW / 400 V, 3-pole, 24 V AC, 45-450 Hz, auxiliary contacts: 1 NO, flat connector 6.3 x 0.8 mm | 856 | 1 | Z9 | 10
3TG1010-1AG2 |  | power relay, AC-3, 8.4 A, 4 kW / 400 V, 3-pole, 110 V AC, 45-450 Hz, auxiliary contacts: 1 NO, flat connector 6.3 x 0.8 mm | 856 | 1 | Z9 | 10
3TG1010-1AL2 |  | power relay, AC-3, 8.4 A, 4 kW / 400 V, 3-pole, 230 V AC, 45-450 Hz, auxiliary contacts: 1 NO, flat connector 6.3 x 0.8 mm | 856 | 1 | Z9 | 10
3TG1010-1BB4 |  | power relay, AC-3, 8.4 A, 4 kW / 400 V, 3-pole, 24 V DC, auxiliary contacts: 1 NO, flat connector 6.3 x 0.8 mm | 1040 | 1 | Z9 | 10
3TH4244-0AB0 |  | contactor relay, 44E, EN 50011, 4 NO + 4 NC, screw terminal AC operation 24 V AC 50 Hz/29 V AC 60 Hz | 1730 | 1 | Z9 | 1
3TH4244-0AC2 |  | contactor relay, 44E, EN 50011, 4 NO + 4 NC, screw terminal AC operation 24 V AC 50/60 Hz | 1730 | 1 | Z9 | 1
3TH4244-0AD0 |  | contactor relay, 44E, EN 50011, 4 NO + 4 NC, screw terminal AC operation 42 V AC 50 Hz/50 V AC 60 Hz | 1790 | 1 | Z9 | 1
3TH4244-0AF0 |  | contactor relay, 44E, EN 50011, 4 NO + 4 NC, screw terminal AC operation 110 V AC 50 Hz/132 V AC 60 Hz | 1730 | 1 | Z9 | 1
3TH4244-0AG1 |  | contactor relay, 44E, EN 50011, 4 NO + 4 NC, screw terminal AC operation 110 V 60 Hz/92 V AC 50 Hz | 1790 | 1 | Z9 | 1
3TH4244-0AG2 |  | contactor relay, 44E, EN 50011, 4 NO + 4 NC, screw terminal AC operation 110 V AC 50/60 Hz | 1730 | 1 | Z9 | 1
3TH4244-0AH0 |  | contactor relay, 44E, EN 50011, 4 NO + 4 NC, screw terminal AC operation 48 V AC 50 Hz/58 V AC 60 Hz | 1790 | 1 | Z9 | 1
3TH4244-0AJ1 |  | contactor relay, 44E, EN 50011, 4 NO + 4 NC, screw terminal AC operation 115 V 60 Hz/96 V AC 50 Hz | 1790 | 1 | Z9 | 1
3TH4244-0AJ2 |  | contactor relay, 44E, EN 50011, 4 NO + 4 NC, screw terminal AC operation 115 V AC 50/60 Hz | 1790 | 1 | Z9 | 1
3TH4244-0AK6 |  | contactor relay, 44E, EN 50011, 4 NO + 4 NC, screw terminal AC operation 120 V AC 60 Hz/110 V AC 50 Hz | 1730 | 1 | Z9 | 1
3TH4244-0AL0 |  | contactor relay, 44E, EN 50011, 4 NO + 4 NC, screw terminal AC operation 125 V AC, 127 V 50 Hz/ | 1790 | 1 | Z9 | 1
3TH4244-0AL2 |  | contactor relay, 44E, EN 50011, 4 NO + 4 NC, screw terminal AC operation 230 V AC 50/60 Hz | 1730 | 1 | Z9 | 1
3TH4244-0AM0 |  | contactor relay, 44E, EN 50011, 4 NO + 4 NC, screw terminal AC operation 220 V AC 50 Hz/264 V AC 60 Hz | 1790 | 1 | Z9 | 1
3TH4244-0AN1 |  | contactor relay, 44E, EN 50011, 4 NO + 4 NC, screw terminal AC operation 220 V AC 60 Hz/183 V AC 50 Hz | 1790 | 1 | Z9 | 1
3TH4244-0AN2 |  | contactor relay, 44E, EN 50011, 4 NO + 4 NC, screw terminal AC operation 220 V AC 50/60 Hz | 1730 | 1 | Z9 | 1
3TH4244-0AP0 |  | contactor relay, 44E, EN 50011, 4 NO + 4 NC, screw terminal AC operation 230/220 V AC 50 Hz, 276/264 V 60 Hz | 1730 | 1 | Z9 | 1
3TH4244-0AP2 |  | contactor relay, 44E, EN 50011, 4 NO + 4 NC, screw terminal AC operation 240 V AC 50/60 Hz | 1790 | 1 | Z9 | 1
3TH4244-0AP6 |  | contactor relay, 44E, EN 50011, 4 NO + 4 NC, screw terminal AC operation 240 V AC 60 Hz/220 V AC 50 Hz | 1790 | 1 | Z9 | 1
3TH4244-0AS0 |  | contactor relay, 44E, EN 50011, 4 NO + 4 NC, screw terminal AC operation 500 V AC 50 Hz/600 V AC 60 Hz | 1790 | 1 | Z9 | 1
3TH4244-0AU0 |  | contactor relay, 44E, EN 50011, 4 NO + 4 NC, screw terminal AC operation 240 V AC 50 Hz/288 V AC 60 Hz | 1790 | 1 | Z9 | 1
3TH4244-0AV0 |  | contactor relay, 44E, EN 50011, 4 NO + 4 NC, screw terminal AC operation 400 V AC 50 Hz/480 V 60 Hz | 1790 | 1 | Z9 | 1
3TH4244-0BB4 |  | contactor relay, 44E, EN 50011, 4 NO + 4 NC, screw terminal DC operation 24 V DC | 3120 | 1 | Z9 | 1
3TH4244-0BC4 |  | contactor relay, 44E, EN 50011, 4 NO + 4 NC, screw terminal DC operation 30 V DC | 3120 | 1 | Z9 | 1
3TH4244-0BD4 |  | contactor relay, 44E, EN 50011, 4 NO + 4 NC, screw terminal DC operation 42 V DC | 3120 | 1 | Z9 | 1
3TH4244-0BE4 |  | contactor relay, 44E, EN 50011, 4 NO + 4 NC, screw terminal DC operation 60 V DC | 3120 | 1 | Z9 | 1
3TH4244-0BF4 |  | contactor relay, 44E, EN 50011, 4 NO + 4 NC, screw terminal DC operation 110 V DC | 3120 | 1 | Z9 | 1
3TH4244-0BG4 |  | contactor relay, 44E, EN 50011, 4 NO + 4 NC, screw terminal DC operation 125 V DC | 3120 | 1 | Z9 | 1
3TH4244-0BG8 |  | contactor relay, 44E, EN 50011, 4 NO + 4 NC, screw terminal DC operation 90 V-140 V DC | 3120 | 1 | Z9 | 1
3TH4244-0BM4 |  | contactor relay, 44E, EN 50011, 4 NO + 4 NC, screw terminal DC operation 220 V DC | 3120 | 1 | Z9 | 1
3TH4244-0BP4 |  | contactor relay, 44E, EN 50011, 4 NO + 4 NC, screw terminal DC operation 230 V DC | 3120 | 1 | Z9 | 1
3TH4244-0BV4 |  | contactor relay, 44E, EN 50011, 4 NO + 4 NC, screw terminal DC operation 36 V DC | 3120 | 1 | Z9 | 1
3TH4244-0BW4 |  | contactor relay, 44E, EN 50011, 4 NO + 4 NC, screw terminal DC operation 48 V DC | 3120 | 1 | Z9 | 1
3TH4244-0LB4 |  | contactor relay, 44E, EN 50011, for railway applications 4 NO+4 NC, screw terminal operating range 0.7...1.25xUs connected to varistor 24 V DC | 3280 | 1 | Z9 | 1
3TH4244-0LC8 |  | Contactor relay 44 E EN 50011 for railway applications 4NO+4NC,screw terminal Operating range 0.7 to 1.25 x US connected to varistor 33 V DC | 3280 | 1 | Z9 | 1
3TH4244-0LF4 |  | contactor relay, 44E, EN 50011, for railway applications 4 NO+4 NC, screw terminal operating range 0.7...1.25xUs connected to varistor 110 V DC | 3280 | 1 | Z9 | 1
3TH4244-0LJ8 |  | Contactor relay 44 E EN 50011 for railway applications 4NO+4NC,screw terminal Operating range 0.7 to 1.25 x US connected to varistor 72 V DC | 3280 | 1 | Z9 | 1
3TH4244-4MP0 |  | contactor relay, 44E, EN 50011, 4 NO + 4 NC plug-type terminal AC operation 230 V AC 50 Hz, 277 V 60 Hz | 1970 | 1 | Z9 | 1
3TH4244-5CE4 |  | Contactor relay 44 E EN 50011 4NO+4NC, for fork-type cable lug Direct current operation 60 V DC | 3120 | 1 | Z9 | 1
3TH4244-5KB4 |  | contactor relay, 44E, EN 50011, 4 NO + 4 NC, screw terminal, DC solenoid system with integrated varistor 24 V DC | 3340 | 1 | Z9 | 1
3TH4244-5MB4 |  | contactor relay, 44E, EN 50011, 4 NO + 4 NC plug-type terminal DC operation 24 V DC | 3190 | 1 | Z9 | 1
3TH4244-5MM4 |  | contactor relay, 44E, EN 50011, 4 NO + 4 NC plug-type terminal DC operation 220 V DC | 3190 | 1 | Z9 | 1
3TH4244-6BB4 |  | contactor relay, 44E, EN 50011, 4 NO + 4 NC, screw terminal varistor built-in DC operation 24 V DC | 3410 | 1 | Z9 | 1
3TH4244-6CH8 |  | Contactor relay 44 E EN 50011 4NO+4NC, for fork-type cable lug Direct current operation 96 V DC | 3540 | 1 | Z9 | 1
3TH4253-0AF0 |  | contactor relay, 53E, EN 50011, 5 NO + 3 NC, screw terminal AC operation 110 V AC 50 Hz/132 V AC 60 Hz | 1730 | 1 | Z9 | 1
3TH4253-0AG1 |  | contactor relay, 53E, EN 50011, 5 NO + 3 NC, screw terminal AC operation 110 V 60 Hz/92 V AC 50 Hz | 1790 | 1 | Z9 | 1
3TH4253-0AG2 |  | contactor relay, 53E, EN 50011, 5 NO + 3 NC, screw terminal AC operation 110 V AC 50/60 Hz | 1730 | 1 | Z9 | 1
3TH4253-0AK6 |  | contactor relay, 53E, EN 50011, 5 NO + 3 NC, screw terminal AC operation 120 V AC 60 Hz/110 V AC 50 Hz | 1730 | 1 | Z9 | 1
3TH4253-0AL0 |  | contactor relay, 53E, EN 50011, 5 NO + 3 NC, screw terminal AC operation 125 V AC, 127 V 50 Hz/ | 1790 | 1 | Z9 | 1
3TH4253-0AL2 |  | contactor relay, 53E, EN 50011, 5 NO + 3 NC, screw terminal AC operation 230 V AC 50/60 Hz | 1730 | 1 | Z9 | 1
3TH4253-0AM0 |  | contactor relay, 53E, EN 50011, 5 NO + 3 NC, screw terminal AC operation 220 V AC 50 Hz/264 V AC 60 Hz | 1790 | 1 | Z9 | 1
3TH4253-0AN2 |  | contactor relay, 53E, EN 50011, 5 NO + 3 NC, screw terminal AC operation 220 V AC 50/60 Hz | 1730 | 1 | Z9 | 1
3TH4253-0AP0 |  | contactor relay, 53E, EN 50011, 5 NO + 3 NC, screw terminal AC operation 230 V AC 50 Hz, 277 V 60 Hz | 1730 | 1 | Z9 | 1
3TH4253-0BB4 |  | contactor relay, 53E, EN 50011, 5 NO + 3 NC, screw terminal DC operation 24 V DC | 3030 | 1 | Z9 | 1
3TH4253-0BE4 |  | contactor relay, 53E, EN 50011, 5 NO + 3 NC, screw terminal DC operation 60 V DC | 3120 | 1 | Z9 | 1
3TH4253-0BF4 |  | contactor relay, 53E, EN 50011, 5 NO + 3 NC, screw terminal DC operation 110 V DC | 3030 | 1 | Z9 | 1
3TH4253-0BG8 |  | contactor relay, 53E, EN 50011, 5 NO + 3 NC, screw terminal DC operation 90 V-140 V DC | 3120 | 1 | Z9 | 1
3TH4253-0BP4 |  | contactor relay, 53E, EN 50011, 5 NO + 3 NC, screw terminal DC operation 230 V DC | 3120 | 1 | Z9 | 1
3TH4253-0LB4 |  | contactor relay, 53E, EN 50011, for railway applications 5 NO + 3 NC, screw terminal, operating range 0.7...1.25xUs connected to varistor 24 V DC | 3280 | 1 | Z9 | 1
3TH4253-0LF4 |  | contactor relay, 53E, EN 50011, for railway applications 5 NO + 3 NC, screw terminal, operating range 0.7...1.25xUs connected to varistor 110 V DC | 3280 | 1 | Z9 | 1
3TH4253-5KB4 |  | contactor relay, 53E, EN 50011, 5 NO + 3 NC, screw terminal, DC solenoid system with integrated varistor 24 V DC | 3410 | 1 | Z9 | 1
3TH4253-5MM4 |  | contactor relay, 53E, EN 50011, 5 NO + 3 NC plug-type terminal DC operation 220 V DC | 3190 | 1 | Z9 | 1
3TH4262-0AB0 |  | contactor relay, 62E, EN 50011, 6 NO + 2 NC, screw terminal AC operation 24 V AC 50 Hz/29 V AC 60 Hz | 1730 | 1 | Z9 | 1
3TH4262-0AC2 |  | contactor relay, 62E, EN 50011, 6 NO + 2 NC, screw terminal AC operation 24 V AC 50/60 Hz | 1730 | 1 | Z9 | 1
3TH4262-0AD0 |  | contactor relay, 62E, EN 50011, 6 NO + 2 NC, screw terminal AC operation 42 V AC 50 Hz/50 V AC 60 Hz | 1730 | 1 | Z9 | 1
3TH4262-0AD2 |  | contactor relay, 62E, EN 50011, 6 NO + 2 NC, screw terminal AC operation 42 V AC 50/60 Hz | 1790 | 1 | Z9 | 1
3TH4262-0AF0 |  | contactor relay, 62E, EN 50011, 6 NO + 2 NC, screw terminal AC operation 110 V AC 50 Hz/132 V AC 60 Hz | 1730 | 1 | Z9 | 1
3TH4262-0AG2 |  | contactor relay, 62E, EN 50011, 6 NO + 2 NC, screw terminal AC operation 110 V AC 50/60 Hz | 1730 | 1 | Z9 | 1
3TH4262-0AK6 |  | contactor relay, 62E, EN 50011, 6 NO + 2 NC, screw terminal AC operation 120 V AC 60 Hz/110 V AC 50 Hz | 1790 | 1 | Z9 | 1
3TH4262-0AL0 |  | contactor relay, 62E, EN 50011, 6 NO + 2 NC, screw terminal AC operation 125 V AC, 127 V 50 Hz/ | 1790 | 1 | Z9 | 1
3TH4262-0AL1 |  | contactor relay, 62E, EN 50011, 6 NO + 2 NC, screw terminal AC operation 230 V AC 60 Hz/192 V AC 50 Hz | 1790 | 1 | Z9 | 1
3TH4262-0AL2 |  | contactor relay, 62E, EN 50011, 6 NO + 2 NC, screw terminal AC operation 230 V AC 50/60 Hz | 1790 | 1 | Z9 | 1
3TH4262-0AM0 |  | contactor relay, 62E, EN 50011, 6 NO + 2 NC, screw terminal AC operation 220 V AC 50 Hz/264 V AC 60 Hz | 1790 | 1 | Z9 | 1
3TH4262-0AN2 |  | contactor relay, 62E, EN 50011, 6 NO + 2 NC, screw terminal AC operation 220 V AC 50/60 Hz | 1730 | 1 | Z9 | 1
3TH4262-0AP0 |  | contactor relay, 62E, EN 50011, 6 NO + 2 NC, screw terminal AC operation 230/220 V AC 50 Hz, 276/264 V 60 Hz | 1730 | 1 | Z9 | 1
3TH4262-0AP6 |  | contactor relay, 62E, EN 50011, 6 NO + 2 NC, screw terminal AC operation 240 V AC 60 Hz/220 V AC 50 Hz | 1790 | 1 | Z9 | 1
3TH4262-0BB4 |  | contactor relay, 62E, EN 50011, 6 NO + 2 NC, screw terminal DC operation 24 V DC | 3030 | 1 | Z9 | 1
3TH4262-0BD4 |  | contactor relay, 62E, EN 50011, 6 NO + 2 NC, screw terminal DC operation 42 V DC | 3120 | 1 | Z9 | 1
3TH4262-0BE4 |  | contactor relay, 62E, EN 50011, 6 NO + 2 NC, screw terminal DC operation 60 V DC | 3120 | 1 | Z9 | 1
3TH4262-0BE8 |  | contactor relay, 62E, EN 50011, 6 NO + 2 NC, screw terminal DC operation 80 V DC | 3120 | 1 | Z9 | 1
3TH4262-0BF4 |  | contactor relay, 62E, EN 50011, 6 NO + 2 NC, screw terminal DC operation 110 V DC | 3030 | 1 | Z9 | 1
3TH4262-0BG4 |  | contactor relay, 62E, EN 50011, 6 NO + 2 NC, screw terminal DC operation 125 V DC | 3120 | 1 | Z9 | 1
3TH4262-0BG8 |  | contactor relay, 62E, EN 50011, 6 NO + 2 NC, screw terminal DC operation 90 V-140 V DC | 3120 | 1 | Z9 | 1
3TH4262-0BM4 |  | contactor relay, 62E, EN 50011, 6 NO + 2 NC, screw terminal DC operation 220 V DC | 3030 | 1 | Z9 | 1
3TH4262-0BW4 |  | contactor relay, 62E, EN 50011, 6 NO + 2 NC, screw terminal DC operation 48 V DC | 3120 | 1 | Z9 | 1
3TH4262-0LB4 |  | contactor relay, 62E, EN 50011, for railway applications 6 NO + 2 NC, screw terminal operating range 0.7...1.25xUs connected to varistor 24 V DC | 3280 | 1 | Z9 | 1
3TH4262-0LF4 |  | contactor relay, 62E, EN 50011, for railway applications 6 NO + 2 NC, screw terminal operating range 0.7...1.25xUs connected to varistor 110 V DC | 3280 | 1 | Z9 | 1
3TH4262-0LF8 |  | contactor relay, 62E, EN 50011, for railway applications 6 NO + 2 NC, screw terminal operating range 0.7...1.25xUs connected to varistor 100 V DC | 3320 | 1 | Z9 | 1
3TH4262-0LJ8 |  | Contactor relay 62 E EN 50011 for railway applications 6 NO+2 NC,screw terminal Operating range 0.7 to 1.25 x US connected to varistor 72 V DC | 3280 | 1 | Z9 | 1
3TH4262-4BB4 |  | coupling contactor for auxiliary circuits, 62E EN 50011 6 NO + 2 NC, screw terminal with built-in varistor DC operation 24 V DC | 3410 | 1 | Z9 | 1
3TH4262-4MP0 |  | Contactor relay, 62E, DIN EN 50011, 6 NO + 2 NC flat connector terminal AC operation 230 V AC 50 Hz, 277 V 60 Hz | 1970 | 1 | Z9 | 1
3TH4262-5CB4 |  | Contactor relay 62 E EN 50 011 6 NO+2 NC, for fork-type cable lug Direct current operation 24 V DC | 3050 | 1 | Z9 | 1
3TH4262-5CE4 |  | Contactor relay 62 E EN 50 011 6 NO+2 NC, for fork-type cable lug Direct current operation 60 V DC | 3120 | 1 | Z9 | 1
3TH4262-5KB4 |  | contactor relay, 62E, EN 50011, 6 NO + 2 NC, screw terminal, DC solenoid system with integrated varistor 24 V DC | 3340 | 1 | Z9 | 1
3TH4262-5MB4 |  | contactor relay, 62E, EN 50011, 6 NO + 2 NC, flat connector DC operation 24 V DC | 3190 | 1 | Z9 | 1
3TH4262-6CH8 |  | Contactor relay 62 E EN 50 011 6 NO+2 NC, for fork-type cable lug Direct current operation 96 V DC | 3540 | 1 | Z9 | 1
3TH4271-0AB0 |  | contactor relay, 71E, EN 50011, 7 NO + 1 NC, screw terminal AC operation 24 V AC 50 Hz/29 V AC 60 Hz | 1730 | 1 | Z9 | 1
3TH4271-0AC2 |  | contactor relay, 71E, EN 50011, 7 NO + 1 NC, screw terminal AC operation 24 V AC 50/60 Hz | 1730 | 1 | Z9 | 1
3TH4271-0AF0 |  | contactor relay, 71E, EN 50011, 7 NO + 1 NC, screw terminal AC operation 110 V AC 50 Hz/132 V AC 60 Hz | 1730 | 1 | Z9 | 1
3TH4271-0AG2 |  | contactor relay, 71E, EN 50011, 7 NO + 1 NC, screw terminal AC operation 110 V AC 50/60 Hz | 1730 | 1 | Z9 | 1
3TH4271-0AK6 |  | contactor relay, 71E, EN 50011, 7 NO + 1 NC, screw terminal AC operation 120 V AC 60 Hz/110 V AC 50 Hz | 1730 | 1 | Z9 | 1
3TH4271-0AL2 |  | contactor relay, 71E, EN 50011, 7 NO + 1 NC, screw terminal AC operation 230 V AC 50/60 Hz | 1730 | 1 | Z9 | 1
3TH4271-0AP0 |  | contactor relay, 71E, EN 50011, 7 NO + 1 NC, screw terminal AC operation 230 V AC 50 Hz, 277 V 60 Hz | 1730 | 1 | Z9 | 1
3TH4271-0BB4 |  | contactor relay, 71E, EN 50011, 7 NO + 1 NC, screw terminal DC operation 24 V DC | 3030 | 1 | Z9 | 1
3TH4271-0BD4 |  | contactor relay, 71E, EN 50011, 7 NO + 1 NC, screw terminal DC operation 42 V DC | 3120 | 1 | Z9 | 1
3TH4271-0BF4 |  | contactor relay, 71E, EN 50011, 7 NO + 1 NC, screw terminal DC operation 110 V DC | 3030 | 1 | Z9 | 1
3TH4271-0BG4 |  | contactor relay, 71E, EN 50011, 7 NO + 1 NC, screw terminal DC operation 125 V DC | 3120 | 1 | Z9 | 1
3TH4271-0LF4 |  | contactor relay, 44E, EN 50011, for railway applications 7 NO + 1 NC, screw terminal connected to varistor 110 V DC operating range 0.7...1.25xUs | 3230 | 1 | Z9 | 1
3TH4271-5KB4 |  | contactor relay, 71E, EN 50011, 7 NO + 1 NC, screw terminal, DC solenoid system with integrated varistor 24 V DC | 3410 | 1 | Z9 | 1
3TH4280-0AB0 |  | contactor relay, 80E, EN 50011, 8 NO, screw terminal AC operation 24 V AC 50 Hz/29 V AC 60 Hz | 1730 | 1 | Z9 | 1
3TH4280-0AD0 |  | contactor relay, 80E, EN 50011, 8 NO, screw terminal AC operation 42 V AC 50 Hz/50 V AC 60 Hz | 1730 | 1 | Z9 | 1
3TH4280-0AF0 |  | contactor relay, 80E, EN 50011, 8 NO, screw terminal AC operation 110 V AC 50 Hz/132 V AC 60 Hz | 1730 | 1 | Z9 | 1
3TH4280-0AG2 |  | contactor relay, 80E, EN 50011, 8 NO, screw terminal AC operation 110 V AC 50/60 Hz | 1730 | 1 | Z9 | 1
3TH4280-0AK6 |  | contactor relay, 80E, EN 50011, 8 NO, screw terminal AC operation 120 V AC 60 Hz/110 V AC 50 Hz | 1730 | 1 | Z9 | 1
3TH4280-0AL2 |  | contactor relay, 80E, EN 50011, 8 NO, screw terminal AC operation 230 V AC 50/60 Hz | 1730 | 1 | Z9 | 1
3TH4280-0AM0 |  | contactor relay, 80E, EN 50011, 8 NO, screw terminal AC operation 220 V 50 Hz | 1790 | 1 | Z9 | 1
3TH4280-0AP0 |  | contactor relay, 80E, EN 50011, 8 NO, screw terminal AC operation 230 V AC 50 Hz, 277 V 60 Hz | 1730 | 1 | Z9 | 1
3TH4280-0BB4 |  | contactor relay, 80E, EN 50011, 8 NO, screw terminal DC operation 24 V DC | 3030 | 1 | Z9 | 1
3TH4280-0BF4 |  | contactor relay, 80E, EN 50011, 8 NO, screw terminal DC operation 110 V DC | 3030 | 1 | Z9 | 1
3TH4280-0BG8 |  | contactor relay, 80E, EN 50011, 8 NO, screw terminal DC operation 90 V-140 V DC | 3120 | 1 | Z9 | 1
3TH4280-0BM4 |  | contactor relay, 80E, EN 50011, 8 NO, screw terminal DC operation 220 V DC | 3030 | 1 | Z9 | 1
3TH4280-0LB4 |  | contactor relay, 80E, EN 50011, 8 NO, screw terminal DC operation 24 V DC operating range 0.7...1.25xUs connected to varistor | 3230 | 1 | Z9 | 1
3TH4280-0LF4 |  | contactor relay, 80E, EN 50011, for railway applications 8 NO, screw terminal connected to varistor 110 V DC operating range 0.7...1.25xUs | 3230 | 1 | Z9 | 1
3TH4280-5CE4 |  | Contactor relay 8 E EN 50 011 8 NO for for fork-type cable lug Direct current operation 60 V DC | 3280 | 1 | Z9 | 1
3TH4280-5KB4 |  | contactor relay, 80E, EN 50011, 8 NO, screw terminal, DC solenoid system with integrated varistor 24 V DC | 3410 | 1 | Z9 | 1
3TH4280-6CH8 |  | Contactor relay 80 E EN 50011 8 NO, Direct current operation for British Rail 96 V DC | 3410 | 1 | Z9 | 1
3TH4283-0BB4 |  | contactor relay, 4 NO + 4 NC, 2U screw terminal DC operation 24 V DC | 3210 | 1 | Z9 | 1
3TH4283-0BF4 |  | Contactor relay 4NO+4NC, 2U,screw terminal Direct current operation 110 V DC | 3210 | 1 | Z9 | 1
3TH4293-0AB0 |  | contactor relay, 44E, EN 50011, 4 NO + 4 NC, 1U screw terminal AC operation 24 V AC 50 Hz/29 V AC 60 Hz | 2080 | 1 | Z9 | 1
3TH4293-0AD0 |  | contactor relay, 44E, EN 50011, 4 NO + 4 NC, 1U screw terminal AC operation 42 V AC 50 Hz/50 V AC 60 Hz | 2080 | 1 | Z9 | 1
3TH4293-0AD2 |  | contactor relay, 44E, EN 50011, 4 NO + 4 NC, 1U screw terminal AC operation 42 V AC 50/60 Hz | 2130 | 1 | Z9 | 1
3TH4293-0AF0 |  | contactor relay, 44E, EN 50011, 4 NO + 4 NC, 1U screw terminal AC operation 110 V AC 50 Hz/132 V AC 60 Hz | 2080 | 1 | Z9 | 1
3TH4293-0AH0 |  | contactor relay, 44E, EN 50011, 4 NO + 4 NC, 1U screw terminal AC operation 48 V AC 50 Hz/58 V AC 60 Hz | 2130 | 1 | Z9 | 1
3TH4293-0AL2 |  | contactor relay, 44E, EN 50011, 4 NO + 4 NC, 1U screw terminal AC operation 230 V AC 50/60 Hz | 2080 | 1 | Z9 | 1
3TH4293-0AP0 |  | contactor relay, 44E, EN 50011, 4 NO + 4 NC, 1U screw terminal AC operation 230 V AC 50 Hz, 277 V 60 Hz | 2080 | 1 | Z9 | 1
3TH4293-0BB4 |  | contactor relay, 44E, EN 50011, 4 NO + 4 NC, 1U screw terminal DC operation 24 V DC | 3280 | 1 | Z9 | 1
3TH4293-0BF4 |  | contactor relay, 44E, EN 50011, 4 NO + 4 NC, 1U screw terminal DC operation 110 V DC | 3280 | 1 | Z9 | 1
3TH4310-0AB0 |  | contactor relay, 100E, EN 50011 10 NO, screw terminal, AC operation, 24 V AC 50 Hz/29 V AC 60 Hz | 2630 | 1 | Z9 | 1
3TH4310-0AC2 |  | contactor relay, 100E, EN 50011 10 NO, screw terminal, AC operation, 24 V AC 50/60 Hz | 2630 | 1 | Z9 | 1
3TH4310-0AF0 |  | contactor relay, 100E, EN 50011 10 NO, screw terminal, AC operation, 110 V AC 50 Hz/132 V AC 60 Hz | 2630 | 1 | Z9 | 1
3TH4310-0AG2 |  | contactor relay, 100E, EN 50011 10 NO, screw terminal, AC operation, 110 V AC 50/60 Hz | 2630 | 1 | Z9 | 1
3TH4310-0AK6 |  | contactor relay, 100E, EN 50011 10 NO, screw terminal, AC operation, 120 V AC 60 Hz/110 V AC 50 Hz | 2630 | 1 | Z9 | 1
3TH4310-0AL2 |  | contactor relay, 100E, EN 50011 10 NO, screw terminal, AC operation, 230 V AC 50/60 Hz | 2630 | 1 | Z9 | 1
3TH4310-0AN2 |  | contactor relay, 100E, EN 50011 10 NO, screw terminal, AC operation, 220 V AC 50/60 Hz | 2630 | 1 | Z9 | 1
3TH4310-0AP0 |  | contactor relay, 100E, EN 50011 10 NO, screw terminal, AC operation, 230 V AC 50 Hz/277 V AC 60 Hz | 2630 | 1 | Z9 | 1
3TH4310-0BB4 |  | contactor relay, 100E, EN 50011 10 NO, screw terminal, DC operation, 24 V DC | 3980 | 1 | Z9 | 1
3TH4310-0BF4 |  | contactor relay, 100E, EN 50011 10 NO, screw terminal, DC operation, 110 V DC | 3980 | 1 | Z9 | 1
3TH4310-0BG4 |  | contactor relay, 100E, EN 50011 10 NO, screw terminal, DC operation, 125 V DC | 4120 | 1 | Z9 | 1
3TH4310-0BM4 |  | contactor relay, 100E, EN 50011 10 NO, screw terminal, DC operation, 220 V DC | 3980 | 1 | Z9 | 1
3TH4310-0BW4 |  | contactor relay, 100E, EN 50011 10 NO, screw terminal, DC operation, 48 V DC | 3980 | 1 | Z9 | 1
3TH4310-0LB4 |  | Contactor relay EN 50011 10 NC, 10 NO,screw terminal Direct current operation , 24 V DC Integrated varistor | 5110 | 1 | Z9 | 1
3TH4310-0LF4 |  | contactor relay, 100E, EN 50011 10 NO, screw terminal, DC operation DC operation 110 V DC integrated varistor | 5110 | 1 | Z9 | 1
3TH4346-0AB0 |  | contactor relay, 73E, EN 50011, 7 NO + 3 NC 1U screw terminal AC operation, 24 V AC 50 Hz/29 V AC 60 Hz | 2970 | 1 | Z9 | 1
3TH4346-0AD0 |  | contactor relay, 73E, EN 50011, 7 NO + 3 NC 1U screw terminal AC operation, 42 V AC 50 Hz/50 V AC 60 Hz | 2970 | 1 | Z9 | 1
3TH4346-0AF0 |  | contactor relay, 73E, EN 50011, 7 NO + 3 NC 1U screw terminal AC operation, 110 V AC 50 Hz/132 V AC 60 Hz | 2970 | 1 | Z9 | 1
3TH4346-0AG2 |  | contactor relay, 73E, EN 50011, 7 NO + 3 NC 1U screw terminal AC operation, 110 V AC 50/60 Hz | 2970 | 1 | Z9 | 1
3TH4346-0AL2 |  | contactor relay, 73E, EN 50011, 7 NO + 3 NC 1U screw terminal AC operation, 230 V AC 50/60 Hz | 2970 | 1 | Z9 | 1
3TH4346-0AN2 |  | contactor relay, 73E, EN 50011, 7 NO + 3 NC 1U screw terminal AC operation, 220 V AC 50/60 Hz | 2970 | 1 | Z9 | 1
3TH4346-0AP0 |  | contactor relay, 73E, EN 50011, 7 NO + 3 NC 1U screw terminal AC operation, 230 V AC 50 Hz, 277 V 60 Hz | 2970 | 1 | Z9 | 1
3TH4346-0BB4 |  | contactor relay, 73E, EN 50011, 7 NO + 3 NC 1U screw terminal DC operation, 24 V DC | 4290 | 1 | Z9 | 1
3TH4355-0AB0 |  | contactor relay, 55E, EN 50011, 5 NO + 5 NC, screw terminal, AC operation, 24 V AC 50 Hz/29 V AC 60 Hz | 2630 | 1 | Z9 | 1
3TH4355-0AC2 |  | contactor relay, 55E, EN 50011, 5 NO + 5 NC, screw terminal, AC operation, 24 V AC 50/60 Hz | 2630 | 1 | Z9 | 1
3TH4355-0AD0 |  | contactor relay, 55E, EN 50011, 5 NO + 5 NC, screw terminal, AC operation, 42 V AC 50 Hz/50 V AC 60 Hz | 2630 | 1 | Z9 | 1
3TH4355-0AD2 |  | contactor relay, 55E, EN 50011, 5 NO + 5 NC, screw terminal, AC operation, 42 V AC 50/60 Hz | 2630 | 1 | Z9 | 1
3TH4355-0AF0 |  | contactor relay, 55E, EN 50011, 5 NO + 5 NC, screw terminal, AC operation, 110 V AC 50 Hz/132 V AC 60 Hz | 2630 | 1 | Z9 | 1
3TH4355-0AG1 |  | contactor relay, 55E, EN 50011, 5 NO + 5 NC, screw terminal, AC operation, 110 V 60 Hz/92 V AC 50 Hz | 2790 | 1 | Z9 | 1
3TH4355-0AG2 |  | contactor relay, 55E, EN 50011, 5 NO + 5 NC, screw terminal, AC operation, 110 V AC 50/60 Hz | 2630 | 1 | Z9 | 1
3TH4355-0AK2 |  | contactor relay, 55E, EN 50011, 5 NO + 5 NC, screw terminal, AC operation, 120 V AC 50/60 Hz | 2790 | 1 | Z9 | 1
3TH4355-0AK6 |  | contactor relay, 55E, EN 50011, 5 NO + 5 NC, screw terminal, AC operation, 120 V AC 60 Hz/110 V AC 50 Hz | 2630 | 1 | Z9 | 1
3TH4355-0AL2 |  | contactor relay, 55E, EN 50011, 5 NO + 5 NC, screw terminal, AC operation, 230 V AC 50/60 Hz | 2630 | 1 | Z9 | 1
3TH4355-0AN1 |  | contactor relay, 55E, EN 50011, 5 NO + 5 NC, screw terminal, AC operation, 220 V AC 60 Hz/183 V AC 50 Hz | 2790 | 1 | Z9 | 1
3TH4355-0AN2 |  | contactor relay, 55E, EN 50011, 5 NO + 5 NC, screw terminal, AC operation, 220 V AC 50/60 Hz | 2630 | 1 | Z9 | 1
3TH4355-0AP0 |  | contactor relay, 55E, EN 50011, 5 NO + 5 NC, screw terminal, AC operation, 230 V AC 50 Hz, 277 V 60 Hz | 2630 | 1 | Z9 | 1
3TH4355-0AP2 |  | contactor relay, 55E, EN 50011, 5 NO + 5 NC, screw terminal, AC operation, 240 V AC 50/60 Hz | 2790 | 1 | Z9 | 1
3TH4355-0BB4 |  | contactor relay, 55E, EN 50011, 5 NO + 5 NC, screw terminal, DC operation, 24 V DC | 3980 | 1 | Z9 | 1
3TH4355-0BC4 |  | contactor relay, 55E, EN 50011, 5 NO + 5 NC, screw terminal, DC operation, 30 V DC | 4120 | 1 | Z9 | 1
3TH4355-0BD4 |  | contactor relay, 55E, EN 50011, 5 NO + 5 NC, screw terminal, DC operation, 42 V DC | 3980 | 1 | Z9 | 1
3TH4355-0BE4 |  | contactor relay, 55E, EN 50011, 5 NO + 5 NC, screw terminal, DC operation, 60 V DC | 3980 | 1 | Z9 | 1
3TH4355-0BF4 |  | contactor relay, 55E, EN 50011, 5 NO + 5 NC, screw terminal, DC operation, 110 V DC | 3980 | 1 | Z9 | 1
3TH4355-0BG4 |  | contactor relay, 55E, EN 50011, 5 NO + 5 NC, screw terminal, DC operation, 125 V DC | 4120 | 1 | Z9 | 1
3TH4355-0BK4 |  | contactor relay, 55E, EN 50011, 5 NO + 5 NC, screw terminal, DC operation, 180 V DC | 4120 | 1 | Z9 | 1
3TH4355-0BM4 |  | contactor relay, 55E, EN 50011, 5 NO + 5 NC, screw terminal, DC operation, 220 V DC | 3980 | 1 | Z9 | 1
3TH4355-0BP4 |  | contactor relay, 55E, EN 50011, 5 NO + 5 NC, screw terminal, DC operation, 230 V DC | 3980 | 1 | Z9 | 1
3TH4355-0BV4 |  | contactor relay, 55E, EN 50011, 5 NO + 5 NC, screw terminal, DC operation, 36 V DC | 4120 | 1 | Z9 | 1
3TH4355-0LB4 |  | contactor relay, 55E, EN 50011 5 NO + 5 NC, screw terminal DC operation DC operation integrated varistor | 5110 | 1 | Z9 | 1
3TH4355-0LF4 |  | contactor relay, 55E, EN 50011 5 NO + 5 NC, screw terminal DC operation DC operation 110 V DC integrated varistor | 5180 | 1 | Z9 | 1
3TH4364-0AB0 |  | contactor relay, 64E, EN 50011, 6 NO + 4 NC, screw terminal, AC operation, 24 V AC 50 Hz/29 V AC 60 Hz | 2630 | 1 | Z9 | 1
3TH4364-0AD0 |  | contactor relay, 64E, EN 50011, 6 NO + 4 NC, screw terminal, AC operation, 42 V AC 50 Hz/50 V AC 60 Hz | 2630 | 1 | Z9 | 1
3TH4364-0AF0 |  | contactor relay, 64E, EN 50011, 6 NO + 4 NC, screw terminal, AC operation, 110 V AC 50 Hz/132 V AC 60 Hz | 2630 | 1 | Z9 | 1
3TH4364-0AG2 |  | contactor relay, 64E, EN 50011, 6 NO + 4 NC, screw terminal, AC operation, 110 V AC 50/60 Hz | 2630 | 1 | Z9 | 1
3TH4364-0AL2 |  | contactor relay, 64E, EN 50011, 6 NO + 4 NC, screw terminal, AC operation, 230 V AC 50/60 Hz | 2630 | 1 | Z9 | 1
3TH4364-0AM0 |  | contactor relay, 64E, EN 50011, 6 NO + 4 NC, screw terminal, AC operation 220 V AC 50 Hz/264 V AC 60 Hz | 2790 | 1 | Z9 | 1
3TH4364-0AN2 |  | contactor relay, 64E, EN 50011, 6 NO + 4 NC, screw terminal, AC operation, 220 V AC 50/60 Hz | 2630 | 1 | Z9 | 1
3TH4364-0AP0 |  | contactor relay, 64E, EN 50011, 6 NO + 4 NC, screw terminal, AC operation, 230 V AC 50 Hz, 277 V 60 Hz | 2630 | 1 | Z9 | 1
3TH4364-0BB4 |  | contactor relay, 64E, EN 50011, 6 NO + 4 NC, screw terminal, DC operation, 24 V DC | 3980 | 1 | Z9 | 1
3TH4364-0BE4 |  | contactor relay, 64E, EN 50011, 6 NO + 4 NC, screw terminal, DC operation, 60 V DC | 3980 | 1 | Z9 | 1
3TH4364-0BF4 |  | contactor relay, 64E, EN 50011, 6 NO + 4 NC, screw terminal, DC operation, 110 V DC | 3980 | 1 | Z9 | 1
3TH4364-0BG4 |  | contactor relay, 64E, EN 50011, 6 NO + 4 NC, screw terminal, DC operation, 125 V DC | 4120 | 1 | Z9 | 1
3TH4364-0BK4 |  | contactor relay, 64E, EN 50011, 6 NO + 4 NC, screw terminal, DC operation, 180 V DC | 4120 | 1 | Z9 | 1
3TH4364-0BM4 |  | contactor relay, 64E, EN 50011, 6 NO + 4 NC, screw terminal, DC operation, 220 V DC | 3980 | 1 | Z9 | 1
3TH4364-0BQ4 |  | contactor relay, 64E, EN 50011, 6 NO + 4 NC, screw terminal, DC operation, 240 V DC | 4120 | 1 | Z9 | 1
3TH4364-4MF0 |  | contactor relay, 64E, EN 50011, 6 NO + 4 NC, flat connector, AC operation 110 V AC 50 Hz/132 V AC 60 Hz | 3320 | 1 | Z9 | 1
3TH4364-4MG1 |  | contactor relay, 64E, EN 50011, 6 NO + 4 NC, flat connector, AC operation 110 V 60 Hz/92 V AC 50 Hz | 3500 | 1 | Z9 | 1
3TH4373-0AD0 |  | contactor relay, 73E, EN 50011, 7 NO + 3 NC, screw terminal, AC operation, 42 V AC 50 Hz/50 V AC 60 Hz | 2630 | 1 | Z9 | 1
3TH4373-0AF0 |  | contactor relay, 73E, EN 50011, 7 NO + 3 NC, screw terminal, AC operation, 110 V AC 50 Hz/132 V AC 60 Hz | 2630 | 1 | Z9 | 1
3TH4373-0AG2 |  | contactor relay, 73E, EN 50011, 7 NO + 3 NC, screw terminal, AC operation, 110 V AC 50/60 Hz | 2630 | 1 | Z9 | 1
3TH4373-0AK6 |  | contactor relay, 73E, EN 50011, 7 NO + 3 NC, screw terminal, AC operation, 120 V AC 60 Hz/110 V AC 50 Hz | 2630 | 1 | Z9 | 1
3TH4373-0AL2 |  | contactor relay, 73E, EN 50011, 7 NO + 3 NC, screw terminal, AC operation, 230 V AC 50/60 Hz | 2630 | 1 | Z9 | 1
3TH4373-0AM0 |  | contactor relay, 73E, EN 50011, 7 NO + 3 NC, screw terminal AC operation 220 V AC 50 Hz/264 V AC 60 Hz | 2790 | 1 | Z9 | 1
3TH4373-0AN2 |  | contactor relay, 73E, EN 50011, 7 NO + 3 NC, screw terminal, AC operation, 220 V AC 50/60 Hz | 2630 | 1 | Z9 | 1
3TH4373-0AP0 |  | contactor relay, 73E, EN 50011, 7 NO + 3 NC, screw terminal, AC operation, 230 V AC 50 Hz, 277 V 60 Hz | 2630 | 1 | Z9 | 1
3TH4373-0BB4 |  | contactor relay, 73E, EN 50011, 7 NO + 3 NC, screw terminal, DC operation, 24 V DC | 3980 | 1 | Z9 | 1
3TH4373-0BC4 |  | contactor relay, 73E, EN 50011, 7 NO + 3 NC, screw terminal, DC operation, 30 V DC | 4120 | 1 | Z9 | 1
3TH4373-0BE4 |  | contactor relay, 73E, EN 50011, 7 NO + 3 NC, screw terminal, DC operation, 60 V DC | 3980 | 1 | Z9 | 1
3TH4373-0BF4 |  | contactor relay, 73E, EN 50011, 7 NO + 3 NC, screw terminal, DC operation, 110 V DC | 3980 | 1 | Z9 | 1
3TH4373-0BM4 |  | contactor relay, 73E, EN 50011, 7 NO + 3 NC, screw terminal, DC operation, 220 V DC | 3980 | 1 | Z9 | 1
3TH4373-0BP4 |  | contactor relay, 73E, EN 50011, 7 NO + 3 NC, screw terminal, DC operation, 230 V DC | 3980 | 1 | Z9 | 1
3TH4373-0LB4 |  | Contactor relay 100 E EN 50011 7 NO + 3 NC,screw terminal Direct current operation DC solenoid system Integrated varistor | 5130 | 1 | Z9 | 1
3TH4373-0LC8 |  | contactor relay, 100E, EN 50011, 7 NO + 3 NC, screw terminal DC operation 33 V DC integrated varistor | 5130 | 1 | Z9 | 1
3TH4373-4MF0 |  | contactor relay, 73E, EN 50011, 7 NO + 3 NC, flat connector AC operation 110 V AC 50 Hz/132 V AC 60 Hz | 3320 | 1 | Z9 | 1
3TH4382-0AB0 |  | contactor relay, 82E, EN 50011, 8 NO + 2 NC, screw terminal, AC operation, 24 V AC 50 Hz/29 V AC 60 Hz | 2630 | 1 | Z9 | 1
3TH4382-0AC2 |  | contactor relay, 82E, EN 50011, 8 NO + 2 NC, screw terminal, AC operation, 24 V AC 50/60 Hz | 2630 | 1 | Z9 | 1
3TH4382-0AF0 |  | contactor relay, 82E, EN 50011, 8 NO + 2 NC, screw terminal, AC operation, 110 V AC 50 Hz/132 V AC 60 Hz | 2630 | 1 | Z9 | 1
3TH4382-0AG2 |  | Contactor relay 82 E EN 50011 8 NO + 2 NC,screw terminal Alternating current operation, 110 V AC 50/60 Hz | 2630 | 1 | Z9 | 1
3TH4382-0AK6 |  | contactor relay, 82E, EN 50011, 8 NO + 2 NC, screw terminal, AC operation, 120 V AC 60 Hz/110 V AC 50 Hz | 2630 | 1 | Z9 | 1
3TH4382-0AL2 |  | contactor relay, 82E, EN 50011, 8 NO + 2 NC, screw terminal, AC operation, 230 V AC 50/60 Hz | 2630 | 1 | Z9 | 1
3TH4382-0AN2 |  | contactor relay, 82E, EN 50011, 8 NO + 2 NC, screw terminal, AC operation, 220 V AC 50/60 Hz | 2630 | 1 | Z9 | 1
3TH4382-0AP0 |  | contactor relay, 82E, EN 50011, 8 NO + 2 NC, screw terminal, AC operation, 230 V AC 50 Hz, 277 V 60 Hz | 2630 | 1 | Z9 | 1
3TH4382-0AP6 |  | contactor relay, 82E, EN 50011, 8 NO + 2 NC, screw terminal, AC operation, 240 V AC 60 Hz/220 V AC 50 Hz | 2630 | 1 | Z9 | 1
3TH4382-0BB4 |  | contactor relay, 82E, EN 50011, 8 NO + 2 NC, screw terminal, DC operation, 24 V DC | 3980 | 1 | Z9 | 1
3TH4382-0BE4 |  | contactor relay, 82E, EN 50011, 8 NO + 2 NC, screw terminal, DC operation, 60 V DC | 3980 | 1 | Z9 | 1
3TH4382-0BF4 |  | contactor relay, 82E, EN 50011, 8 NO + 2 NC, screw terminal, DC operation, 110 V DC | 3980 | 1 | Z9 | 1
3TH4382-0BF8 |  | contactor relay, 82E, EN 50011, 8 NO + 2 NC, screw terminal, DC operation, 100 V DC (0.8-1.2 Uc) | 4120 | 1 | Z9 | 1
3TH4382-0BM4 |  | contactor relay, 82E, EN 50011, 8 NO + 2 NC, screw terminal, DC operation, 220 V DC | 3980 | 1 | Z9 | 1
3TH4382-0BQ4 |  | contactor relay, 82E, EN 50011, 8 NO + 2 NC, screw terminal DC operation, 240 V DC | 4120 | 1 | Z9 | 1
3TH4382-0LB4 |  | contactor relay, 82E, EN 50011, 8 NO + 2 NC, screw terminal DC operation integrated varistor 24 V DC | 5130 | 1 | Z9 | 1
3TH4382-0LC8 |  | contactor relay, 100E, EN 50011, 8 NO + 2 NC, screw terminal DC operation 33 V DC integrated varistor | 5130 | 1 | Z9 | 1
3TH4382-0LF4 |  | Contactor relay 82 E EN 50011 8 NO + 2 NC,screw terminal Direct current operation integrated varistor 110 V DC | 5980 | 1 | Z9 | 1
3TH4391-0AB0 |  | contactor relay, 91E, EN 50011, 9 NO + 1 NC, screw terminal, AC operation, 24 V AC 50 Hz/29 V AC 60 Hz | 2630 | 1 | Z9 | 1
3TH4391-0AC2 |  | contactor relay, 91E, EN 50011, 9 NO + 1 NC, screw terminal, AC operation, 24 V AC 50/60 Hz | 2630 | 1 | Z9 | 1
3TH4391-0AG2 |  | contactor relay, 91E, EN 50011, 9 NO + 1 NC, screw terminal, AC operation, 110 V AC 50/60 Hz | 2630 | 1 | Z9 | 1
3TH4391-0AK6 |  | contactor relay, 91E, EN 50011, 9 NO + 1 NC, screw terminal, AC operation, 120 V AC 60 Hz/110 V AC 50 Hz | 2630 | 1 | Z9 | 1
3TH4391-0AL2 |  | contactor relay, 91E, EN 50011, 9 NO + 1 NC, screw terminal, AC operation, 230 V AC 50/60 Hz | 2630 | 1 | Z9 | 1
3TH4391-0AM0 |  | contactor relay, 91E, EN 50011, 9 NO + 1 NC, screw terminal AC operation 220 V AC 50 Hz/264 V AC 60 Hz | 2790 | 1 | Z9 | 1
3TH4391-0AN2 |  | contactor relay, 91E, EN 50011, 9 NO + 1 NC, screw terminal, AC operation, 220 V AC 50/60 Hz | 2630 | 1 | Z9 | 1
3TH4391-0AP0 |  | contactor relay, 91E, EN 50011, 9 NO + 1 NC, screw terminal, AC operation, 230 V AC 50 Hz, 277 V 60 Hz | 2630 | 1 | Z9 | 1
3TH4391-0BB4 |  | contactor relay, 91E, EN 50011, 9 NO + 1 NC, screw terminal, DC operation, 24 V DC | 3980 | 1 | Z9 | 1
3TH4391-0LB4 |  | contactor relay, 91E, EN 50011, 9 NO + 1 NC, screw terminal DC operation DC operation integrated varistor | 5130 | 1 | Z9 | 1
3TH4394-0AB0 |  | contactor relay, 55E, EN 50011, 5 NO + 5 NC, 1U, screw terminal 24 V AC 50 Hz/29 V AC 60 Hz AC operation, | 2970 | 1 | Z9 | 1
3TH4394-0AD0 |  | contactor relay, 55E, EN 50011, 5 NO + 5 NC, 1U, screw terminal 42 V AC 50 Hz/50 V AC 60 Hz AC operation, | 2970 | 1 | Z9 | 1
3TH4394-0AL2 |  | contactor relay, 55E, EN 50011, 5 NO + 5 NC, 1U, screw terminal 230 V AC 50/60 Hz AC operation, | 2970 | 1 | Z9 | 1
3TH4394-0AN2 |  | contactor relay, 55E, EN 50011, 5 NO + 5 NC, 1U, screw terminal 220 V AC 50/60 Hz AC operation, | 2970 | 1 | Z9 | 1
3TH4394-0AP0 |  | contactor relay, 55E, EN 50011, 5 NO + 5 NC, 1U, screw terminal 230 V AC 50 Hz, 277 V 60 Hz AC operation, | 2970 | 1 | Z9 | 1
3TH4394-0BB4 |  | contactor relay, 55E, EN 50011, 5 NO + 5 NC, 1U, screw terminal 24 V DC DC operation, | 4290 | 1 | Z9 | 1
3TK1542-0AF0 |  | contactor, AC-1, 4-pole, 800 A, main contacts 4 NO, auxiliary contacts 2 NO + 2 NC, AC operation 110 V AC 50 Hz/120 V AC 60 Hz | 124000 | 1 | Z9 | 1
3TK1542-0AP0 |  | contactor, AC-1, 4-pole, 800 A, main contacts 4 NO, auxiliary contacts 2 NO + 2 NC, AC operation 220...230 V AC 50 Hz/240 V AC 60 Hz | 124000 | 1 | Z9 | 1
3TK1542-0AU0 |  | contactor, AC-1, 4-pole, 800 A, main contacts 4 NO, auxiliary contacts 2 NO + 2 NC, AC operation 230...240 V AC 50 Hz | 124000 | 1 | Z9 | 1
3TK1742-0AF0 |  | contactor, AC-1, 4-pole, 1000 A, main contacts 4 NO, auxiliary contacts 2 NO + 2 NC, AC operation 110 V AC 50 Hz/120 V AC 60 Hz | 164000 | 1 | Z9 | 1
3TK1742-0AP0 |  | contactor, AC-1, 4-pole, 1000 A, main contacts 4 NO, auxiliary contacts 2 NO + 2 NC, AC operation 220...230 V AC 50 Hz/240 V AC 60 Hz | 164000 | 1 | Z9 | 1
3TK1742-0AU0 |  | contactor, AC-1, 4-pole, 1000 A, main contacts 4 NO, auxiliary contacts 2 NO + 2 NC, AC operation 230...240 V AC, 50 Hz | 164000 | 1 | Z9 | 1
3TK1910-3A |  | 1st auxiliary switch block for lateral mounting to contactor left or right, 1 NO + 1 NC | 700 | 1 | Z9 | 1
3TK1910-3B |  | 2nd auxiliary switch block for lateral mounting to contactor left or right, 1 NO + 1 NC | 700 | 1 | Z9 | 1
3TK1924-0A |  | Locking devices for mechanical interlocking of 2 identical contactors | 19100 | 1 | Z9 | 1
3TK1934-0C |  | Surge suppressor RC elements, for mounting to contactor 3TK14 to 3TK17 48...110 V AC | 2240 | 1 | Z9 | 1
3TK1934-0D |  | Surge suppressor RC elements, for mounting to contactor 3TK14 to 3TK17 220...600 V AC | 2590 | 1 | Z9 | 1
3TK1944-0A |  | Terminal covers for mounting to contactor 3TK14, 3TK15 | 1360 | 1 | Z9 | 2
3TK1946-0A |  | Terminal covers for mounting to contactor 3TK17 | 1420 | 1 | Z9 | 2
3TK1955-0A |  | Arc chutes 1 arc chute, 4-pole, 3TK15 | 18700 | 1 | Z9 | 1
3TK1957-0A |  | Arc chutes 1 arc chute, 4-pole, 3TK17 | 19700 | 1 | Z9 | 1
3TK1965-0A |  | Contact pieces with Mounting parts for 3TK15 4 movable and 8 fixed contact pieces | 49800 | 1 | Z9 | 1
3TK1967-0A |  | Contact pieces with Mounting parts for 3TK17 4 movable and 8 fixed contact pieces | 55000 | 1 | Z9 | 1
3TK1974-0AF0 |  | Magnet coil for 3TK14, 3TK15, 110 V AC 50 Hz/120 V AC 60 Hz | 10200 | 1 | Z9 | 1
3TK1974-0AP0 |  | Coil for 3TK14, 3TK15, 3TK17, 220...230 V AC 50 Hz/240 V AC 60 Hz | 10200 | 1 | Z9 | 1
3TK1974-0AU0 |  | Coil for 3TK14, 3TK15, 3TK17, 230...240 V AC, 50 Hz | 10200 | 1 | Z9 | 1
3TX2746-2F |  | Surge suppressor Varistor 24 V AC/DC for contactors size 12 | 520 | 1 | Z9 | 1
3TX2746-2G |  | Surge suppressor Varistor 110 V AC/DC for contactors size 12 | 520 | 1 | Z9 | 1
3TX4210-0L |  | Test adapter for test plug 4 mm | 431 | 1 | Z9 | 2
3TX6526-1B |  | Surge suppressor Varistor 48...115 V AC/70...150 V DC for contactors size 8...12 | 1000 | 1 | Z9 | 1
3TX6526-1C |  | Surge suppressor Varistor 115...240 V AC/150...290 V DC for contactors size 8...12 | 1010 | 1 | Z9 | 1
3TX6526-1F |  | Surge suppressor Varistor 24 V DC for contactors size 8...12 | 1040 | 1 | Z9 | 1
3TX6526-3B |  | Terminal cover transparent for M8 thread consists of 6 terminal covers | 1500 | 1 | Z9 | 1
3TX6546-3B |  | Terminal cover transparent for M10 thread consists of 6 terminal covers | 2100 | 1 | Z9 | 1
3TX7522-3G |  | Surge suppressor Varistor for snapping on 24-70 V DC for contactors size 8...12 | 550 | 1 | Z9 | 1
3TX7522-3H |  | Surge suppressor Varistor for snapping on 70-150 V DC for contactors size 8...12 | 585 | 1 | Z9 | 1
3TX7522-3J |  | Surge suppressor Varistor for snapping on 150-250 V DC for contactors size 8...12 | 639 | 1 | Z9 | 1
3TX7522-3R |  | Surge suppressor RC element for snapping on 24-48 V AC / 24-70 V DC for contactors Size 8-12, AC operation Size 3-6, DC operation | 1400 | 1 | Z9 | 1
3TX7522-3S |  | Surge suppressor RC element for snapping on 48-127 V AC / 70-150 V DC for contactors Size 8-12, AC operation Size 3-6, DC operation | 779 | 1 | Z9 | 1
3TX7522-3T |  | Surge suppressor RC element for snapping on 127-240 V AC / 150-250 V DC for contactors Size 8-12, AC operation Size 3-6, DC operation | 779 | 1 | Z9 | 1
3TX7522-3U |  | Surge suppressor RC element for snapping on 240-400 V AC for contactors size 8...12 | 779 | 1 | Z9 | 1
3TX7522-3V |  | Surge suppressor RC element for snapping on 400-600 V AC for contactors size 8...12 | 779 | 1 | Z9 | 1
3TX7572-3G |  | Surge suppressor Varistor for DC economy circuit 24-48 V DC for contactors size 12 and 14 | 928 | 1 | Z9 | 1
3TX7572-3J |  | Surge suppressor Varistor for DC economy circuit 127-250 V DC for contactors size 12 and 14 | 983 | 1 | Z9 | 1
3TX7680-0D |  | Links for paralleling without connection terminal 3-pole without touch protection for 3TF68 | 1130 | 1 | Z9 | 1
3TX7680-1A |  | set of cables for main circuit for 3TF68 | 21200 | 1 | Z9 | 1
3TX7680-1B |  | set of cables for main circuit for 3TF68-3TF68-3RT1.7 | 6730 | 1 | Z9 | 1
3TX7681-1A |  | base plate for mounting combination of two contactors (2x 3TF68) for reversing | 8760 | 1 | Z9 | 1
3TX7681-1B |  | base plate for mounting combination of three contactors (2x 3TF68, 1x 3RT1.7) for star-delta (wye-delta) starting | 10700 | 1 | Z9 | 1
3TX7686-0A |  | terminal cover for converter 3UF1868-3F and contactor 3TF68, consists of 2 terminal covers 1 unit corresponds to 1 set (2 covers) | 1570 | 1 | Z9 | 1
3TX7686-0B |  | terminal cover, short for screwed connection between contactor 3TF68 and converter 3UF1868-3F | 1490 | 1 | Z9 | 1
3TX7686-1A |  | locking device for mechanical interlock 2 contactors same size for 3TF68 | 38000 | 1 | Z9 | 1
3TX7696-0A |  | terminal cover for converter 3UF1868-3G and for mounting on contactors 3TF69 consists of 2 terminal covers 1 unit corresponds to 1 set (2 covers) | 1890 | 1 | Z9 | 1
3TY2440-0A |  | Main contact elements for contactor, 3TC44, Size 2, | 771 | 1 | Z9 | 1
3TY2442-0A |  | Arc chute for contactor, 3TC44, Size 2, | 1060 | 1 | Z9 | 1
3TY2442-0B |  | Arc chute for contactors with extended operating range | 1060 | 1 | Z9 | 1
3TY2444-0B |  | Terminal cover transparent for 3TC44 as additional Touch protection 1 unit corresponds to 1 set consists of 2 terminal covers | 1490 | 1 | Z9 | 1
3TY2480-0A |  | Main contact elements for contactor, 3TC48, Size 4, | 2340 | 1 | Z9 | 1
3TY2482-0A |  | Arc chute for contactor, 3TC48, Size 4, | 1900 | 1 | Z9 | 1
3TY2520-0A |  | Main contact elements for contactor, 3TC52, Size 8, | 5770 | 1 | Z9 | 1
3TY2522-0A |  | Arc chute for contactor, 3TC52, Size 8, | 2790 | 1 | Z9 | 1
3TY2560-0A |  | Main contact elements for contactor, 3TC56, Size 12, | 11100 | 1 | Z9 | 1
3TY2562-0A |  | Arc chute for contactor, 3TC56, Size 12, | 6170 | 1 | Z9 | 1
3TY2564-5A |  | Repair kit for contactor, 3TC56, Size 12, | 13100 | 1 | Z9 | 1
3TY2740-0E |  | Main contact pieces | 6610 | 1 | Z9 | 1
3TY2741-2J |  | Auxiliary switch block, 4 NO+4 NC | 2790 | 1 | Z9 | 1
3TY2742-0C |  | Arc chute | 15800 | 1 | Z9 | 1
3TY2744-5A |  | Repair kit for contactor, 3TC74, | 7270 | 1 | Z9 | 1
3TY2781-2C |  | Auxiliary switch block, 2 NO+2 NC, left | 1570 | 1 | Z9 | 1
3TY2781-2D |  | auxiliary switch block 2 NO+2 NC, right | 1570 | 1 | Z9 | 1
3TY4803-0BA4 |  | Magnet coil for contactors 3TF30-33, 3TF40-43, 3TH3, 3TH4 3TB40...43, 3TH8 12V DC | 1120 | 1 | Z9 | 1
3TY6443-0BB4 |  | Magnet coil for contactor 3TB44, 3TC44, 24 V DC | 1580 | 1 | Z9 | 1
3TY6443-0BF4 |  | Magnet coil for contactor 3TB44, 3TC44, DC 110V | 1580 | 1 | Z9 | 1
3TY6443-0BG4 |  | Magnet coil for contactor 3TB44, 3TC44, 125 V DC | 1580 | 1 | Z9 | 1
3TY6443-0BM4 |  | Magnet coil for contactor 3TB44, 3TC44, DC 220V | 1580 | 1 | Z9 | 1
3TY6443-0BP4 |  | Magnet coil for contactor 3TB44, 3TC44, 230 V DC | 1580 | 1 | Z9 | 1
3TY6443-0BW4 |  | Magnet coil for contactor 3TB44, 3TC44, 48 V DC | 1580 | 1 | Z9 | 1
3TY6443-0LB4 |  | Magnet coil for contactors 3TC44 with series resistor without varistor 24 V DC | 2170 | 1 | Z9 | 1
3TY6443-0LF4 |  | Magnet coil for contactors 3TC44 with series resistor without varistor 110 V DC | 2170 | 1 | Z9 | 1
3TY6483-0AB0 |  | Magnet coil for contactor 3TC48, 24 V AC 50 Hz/29 V AC 60 Hz | 1470 | 1 | Z9 | 1
3TY6483-0AP0 |  | Magnet coil for contactor 3TC48, 230/220 V AC 50 Hz, 276/264V 60Hz | 1470 | 1 | Z9 | 1
3TY6483-0AU0 |  | Magnet coil for contactor 3TC48, 240 V AC 50 Hz/288 V AC 60 Hz | 1470 | 1 | Z9 | 1
3TY6483-0BB4 |  | Magnet coil for contactor 3TB47, 3TB48, 3TC48, 24 V DC | 3510 | 1 | Z9 | 1
3TY6483-0BE4 |  | Magnet coil for contactor 3TB47, 3TB48, 3TC48, 60 V DC | 3510 | 1 | Z9 | 1
3TY6483-0BF4 |  | Magnet coil for contactor 3TB47, 3TB48, 3TC48, DC 110V | 3510 | 1 | Z9 | 1
3TY6483-0BG4 |  | Magnet coil for contactor 3TB47, 3TB48, 3TC48, 125 V DC | 3510 | 1 | Z9 | 1
3TY6483-0BM4 |  | Magnet coil for contactor 3TB47, 3TB48, 3TC48, DC 220V | 3510 | 1 | Z9 | 1
3TY6483-0BP4 |  | Magnet coil for contactor 3TB47, 3TB48, 3TC48, 230 V DC | 3510 | 1 | Z9 | 1
3TY6483-0BW4 |  | Magnet coil for contactor 3TB47, 3TB48, 3TC48, 48 V DC | 3510 | 1 | Z9 | 1
3TY6483-0LB4 |  | Magnet coil for 3TB48, 3TC48 with series resistor without varistor 24 V DC | 4470 | 1 | Z9 | 1
3TY6483-0LF4 |  | Magnet coil for 3TB48, 3TC48 with series resistor without varistor DC 110V | 4470 | 1 | Z9 | 1
3TY6523-0AF0 |  | Magnet coil for 3TC52, 110 V AC 50 Hz/132 V AC 60 Hz | 1970 | 1 | Z9 | 1
3TY6523-0AP0 |  | Magnet coil for 3TC52 and 3TB52 230/220 V AC 50 Hz, 276/264 V 60 Hz | 1970 | 1 | Z9 | 1
3TY6523-0BB4 |  | Magnet coil for 3TB52, 3TC52, 24 V DC | 8350 | 1 | Z9 | 1
3TY6523-0BF4 |  | Magnet coil for 3TB52, 3TC52, DC 110V | 8350 | 1 | Z9 | 1
3TY6523-0BM4 |  | Magnet coil for 3TB52, 3TC52, DC 220V | 8350 | 1 | Z9 | 1
3TY6523-0LB4 |  | Magnet coil for 3TB52, 3TC52 with series resistor without varistor 24 V DC | 9240 | 1 | Z9 | 1
3TY6523-0LF4 |  | Magnet coil for 3TB52, 3TC52 with series resistor without varistor DC 110V | 9240 | 1 | Z9 | 1
3TY6523-0LJ8 |  | Magnet coil for 3TB52, 3TC52 with series resistor without varistor 72 V DC | 10900 | 1 | Z9 | 1
3TY6561-1A |  | Auxiliary switch block, for 3TB52...3TB56, 3TC52, 3TC56, left | 781 | 1 | Z9 | 1
3TY6561-1B |  | Auxiliary switch block, for 3TB52...3TB56, 3TC52, 3TC56, right | 781 | 1 | Z9 | 1
3TY6561-1K |  | 2nd auxiliary switch block Left, for 3TB52/54/56..-0A Left, for 3TC52/56..-0B | 807 | 1 | Z9 | 1
3TY6561-1L |  | 2nd auxiliary switch block on the right, for 3TB52/54/56..-0A on the right, for 3TC52/56..-0B | 807 | 1 | Z9 | 1
3TY6563-0BB4 |  | Magnet coil for 3TB56, 3TC56, 24 V DC | 13200 | 1 | Z9 | 1
3TY6563-0BF4 |  | Magnet coil for 3TB56, 3TC56, DC 110V | 13200 | 1 | Z9 | 1
3TY6563-0BM4 |  | Magnet coil for 3TB56, 3TC56, DC 220V | 13200 | 1 | Z9 | 1
3TY6563-0BY80-0AD2 |  | Magnet coil for 3TB56, 3TC56, SPU 96 V DC 41-45 ohm 2x2497 W DG | 13200 | 1 | Z9 | 1
3TY6563-0LB4 |  | Magnet coil for 3TB56, 3TC56 with series resistor without varistor 24 V DC | 12800 | 1 | Z9 | 1
3TY6563-0LF4 |  | Magnet coil for 3TB56, 3TC56 with series resistor without varistor DC 110V | 12800 | 1 | Z9 | 1
3TY6566-0AF0 |  | Magnet coil for 3TC56 110 V AC 50 Hz/132 V AC 60 Hz | 4830 | 1 | Z9 | 1
3TY6566-0AP0 |  | Magnet coil for 3TC56 230/220 V AC 50 Hz, 276/264V 60Hz |  |  | Z9 | 1
3TY7561-1AA00 |  | Auxiliary switch block for size 2...14 1st auxiliary switch block left or right | 518 | 1 | Z9 | 1
3TY7561-1EA00 |  | auxiliary switch 1 NO 1 NC overlapping for 3TF6 auxiliary switch left or right | 819 | 1 | Z9 | 1
3TY7561-1KA00 |  | Auxiliary switch block, for size 3...12 2nd auxiliary switch block left or right | 269 | 1 | Z9 | 1
3TY7561-1LA00 |  | Auxiliary switch block combination for size 2...14 3TY7561-1AA00 + 3TY7561-1KA00 with 2 combined bolts for 3TL medium-voltage vacuum contactor | 1150 | 1 | Z9 | 1
3TY7561-1UA00 |  | Auxiliary switch block, solid-state compatible, for 3TF44-69, 3TK4/5, 3TC4/5 for mounting left or right (replacement for 3TY7561-1U/- 1V) | 1170 | 1 | Z9 | 1
3TY7561-2A |  | Auxiliary switch block, with flat connector terminal Left, for 3TF44...3TF50 and 3TK48...3TK50 | 728 | 1 | Z9 | 1
3TY7561-2B |  | Auxiliary switch block, with flat connector terminal on the right, for 3TF44...3TF50 and 3TK48...3TK50 | 728 | 1 | Z9 | 1
3TY7680-0B |  | Vacuum interrupters for 3TF68..-.C.., 3TF68..-.D.. 3TF68..-.Q.., consists of 3 vacuum interrupters with add-on parts | 84100 | 1 | Z9 | 1
3TY7681-1G |  | Auxiliary switch block, for coil switchover in DC economy circuit with screw terminal for 3TF57...3TF69 | 835 | 1 | Z9 | 1
3TY7683-0CF7 |  | Magnet coil with switch-on electronics for contactor 3TF6844-.C.., 110...132 V AC 50/60 Hz | 12900 | 1 | Z9 | 1
3TY7683-0CM7 |  | Magnet coil with switch-on electronics for contactor 3TF6844-.C.., 200...240 V AC 50/60 Hz | 12900 | 1 | Z9 | 1
3TY7683-0CP7 |  | Magnet coil with switch-on electronics for contactor 3TF6844-.C.., 230...276 V AC 50/60 Hz | 12900 | 1 | Z9 | 1
3TY7683-0CQ7 |  | Magnet coil with switch-on electronics for contactor 3TF6844-.C.., 380...460 V AC 50/60 Hz | 12900 | 1 | Z9 | 1
3TY7683-0DB4 |  | Magnet coil for contactor 3TF6833-.D.., 24 V DC | 13600 | 1 | Z9 | 1
3TY7683-0QL7 |  | Magnet coil for contactor 3TF6833-.Q.. with rectifier bridge 220 to 240 V AC 50/60 Hz | 21600 | 1 | Z9 | 1
3TY7684-0QG7 |  | Reversing contactor, complete with resistor and connecting cable for 3TF6833-.Q and 3TF6933-.Q AC operation 110 to 120 V AC, 50/60 Hz | 14000 | 1 | Z9 | 1
3TY7684-0QL7 |  | Reversing contactor, complete with resistor and connecting cable for 3TF6833-.Q and 3TF6933-.Q AC operation 220 to 240 V AC, 50/60 Hz | 14000 | 1 | Z9 | 1
3TY7684-0QV7 |  | Reversing contactor, complete with resistor and connecting cable for 3TF6833-.Q and 3TF6933-.Q AC operation 380 to 420 V AC, 50/60 Hz | 14000 | 1 | Z9 | 1
3TY7685-0CM7 |  | Magnet drive with coil for 3TF6844-.CM7 as of date of manufacture '93/46thCW AC operation 200...240 V AC 50/60 Hz | 60900 | 1 | Z9 | 1
3TY7685-0CP7 |  | Magnet drive with coil for 3TF6844-.CP7 as of date of manufacture '93/46thCW AC operation 230...276 V AC 50/60 Hz | 86600 | 1 | Z9 | 1
3TY7690-0B |  | Vacuum interrupters for 3TF69 consists of 3 vacuum interrupters with add-on parts | 86800 | 1 | Z9 | 1
3TY7693-0CF7 |  | Magnet coil for contactor 3TF6944-.C.., 110...132 V AC 50/60 Hz | 22700 | 1 | Z9 | 1
3TY7693-0CM7 |  | Magnet coil for contactor 3TF6944-.C.., 200...240 V AC 50/60 Hz | 22700 | 1 | Z9 | 1
3TY7693-0CP7 |  | Magnet coil for contactor 3TF6944-.C.., 230...277 V AC 50/60 Hz | 22700 | 1 | Z9 | 1
3TY7693-0CQ7 |  | Magnet coil for contactor 3TF6944-.C.., 380...460 V AC 50/60 Hz | 32000 | 1 | Z9 | 1
3TY7693-0QG7 |  | Magnet coil for contactor 3TF6933-.Q.. with rectifier bridge 110 to 120 V AC 50/60 Hz | 38600 | 1 | Z9 | 1
3TY7693-0QL7 |  | Magnet coil for contactor 3TF6933-.Q.. with rectifier bridge 220 to 240 V AC 50/60 Hz | 26900 | 1 | Z9 | 1
3UF1868-3GA00 |  | Current transformer, 3-phase for contactor mounting and stand-alone installation 820 A / 1 A, 0.1 VA | 22800 | 1 | ZU | 1
3UF1900-1KA00 |  | Bus termination module for SINEC L2-RS 485 and PROFIBUS RS 485 for bus connection after the last device at the bus line Supply voltage: 24 V AC 110/115/120/220/230/240 V AC 380/400/415 V AC | 5090 | 1 | ZU | 1
3UF1900-1KB00 |  | Bus termination module for SINEC L2-RS 485 and PROFIBUS RS 485 for bus connection after the last device at the bus line Supply voltage: 24 V DC | 5250 | 1 | ZU | 1
3UF7000-1AB00-0 |  | basic device SIMOCODE pro C, PROFIBUS DP interface 12 Mbps, RS-485, 4 I/3 O freely configurable, Us: 24 V DC, input for thermistor connection monostable relay outputs | 13900 | 1 | ZU | 1
3UF7000-1AU00-0 |  | basic device SIMOCODE pro C, PROFIBUS DP interface 12 Mbps, RS-485, 4 I/3 O freely configurable, Us: 110...240 V AC/DC, input for thermistor connection monostable relay outputs | 11500 | 1 | ZU | 1
3UF7010-1AB00-0 |  | basic device SIMOCODE pro V PB, PROFIBUS DP interface 12 Mbps, RS-485, 4 I/3 O freely configurable, Us: 24 V DC, input for thermistor connection monostable relay outputs, expandable by expansion modules | 17900 | 1 | ZU | 1
3UF7010-1AU00-0 |  | basic device SIMOCODE pro V PB, PROFIBUS DP interface 12 Mbps, RS-485, 4 I/3 O freely configurable, Us: 110...240 V AC/DC, input for thermistor connection monostable relay outputs, expandable by expansion modules | 15800 | 1 | ZU | 1
3UF7011-1AB00-0 |  | basic device SIMOCODE pro V PN, Ethernet/PROFINET IO, PN system redundancy, OPC UA server, web server, transfer rate 100 Mbps, 2 x bus connection via RJ45, 4 I/3 O freely configurable, Us: 24 V DC, input for thermistor connection monostable relay outputs, expandable by expansion modules | 20900 | 1 | ZU | 1
3UF7011-1AB00-1 |  | basic device SIMOCODE pro V PN GP , Ethernet/PROFINET IO, PN system redundancy, OPC UA server, web server, transfer rate 100 Mbps, 2 x bus connection via RJ45, 4 I/3 O freely configurable, Us: 24 V DC, input for thermistor connection monostable relay outputs, expandable by 1 expansion module(DM, TM, EM) | 17700 | 1 | ZU | 1
3UF7011-1AB00-2 |  | basic device SIMOCODE pro V PN GP , Ethernet/PROFINET IO, PN system redundancy, OPC UA server, web server, transfer rate 100 Mbps, 1 x bus connection via RJ45, 4 I/3 O freely configurable, Us: 24 V DC, input for thermistor connection monostable relay outputs, expandable by 1 expansion module(DM, TM, EM) | 14600 | 1 | ZU | 1
3UF7011-1AU00-0 |  | basic device SIMOCODE pro V PN, Ethernet/PROFINET IO, PN system redundancy, OPC UA server, web server, transfer rate 100 Mbps, 2 x bus connection via RJ45, 4 I/3 O freely configurable, Us: 110...240 V AC/DC, input for thermistor connection monostable relay outputs, expandable by expansion modules | 18400 | 1 | ZU | 1
3UF7011-1AU00-1 |  | basic device SIMOCODE pro V PN GP , Ethernet/PROFINET IO, PN system redundancy, OPC UA server, web server, transfer rate 100 Mbps, 2 x bus connection via RJ45, 4 I/3 O freely configurable, Us: 110...240 V AC/DC, input for thermistor connection monostable relay outputs, expandable by 1 expansion module(DM, TM, EM) | 15700 | 1 | ZU | 1
3UF7011-1AU00-2 |  | basic device SIMOCODE pro V PN GP , Ethernet/PROFINET IO, PN system redundancy, OPC UA server, web server, transfer rate 100 Mbps, 1 x bus connection via RJ45, 4 I/3 O freely configurable, Us: 110...240 V AC/DC, input for thermistor connection monostable relay outputs, expandable by 1 expansion module(DM, TM, EM) | 12900 | 1 | ZU | 1
3UF7012-1AB00-0 |  | basic device SIMOCODE pro V MR, MODBUS RTU interface 57.6 Kbps, RS-485, 4 I/3 O freely configurable, Us: 24 V DC, input for thermistor connection monostable relay outputs, expandable by expansion modules | 17900 | 1 | ZU | 1
3UF7012-1AU00-0 |  | basic device SIMOCODE pro V MR, MODBUS RTU interface 57.6 Kbps, RS-485, 4 I/3 O freely configurable, Us: 110...240 V AC/DC, input for thermistor connection monostable relay outputs, expandable by expansion modules | 15800 | 1 | ZU | 1
3UF7013-1AB00-0 |  | basic device SIMOCODE pro V EIP, EtherNet/IP, media redundancy, DLR (max. 20 participants) web server, transfer rate 100 Mbps, 2 x bus connection via RJ45, 4 I/3 O freely configurable, Us: 24 V DC, input for thermistor connection monostable relay outputs, expandable by expansion modules | 19700 | 1 | ZU | 1
3UF7013-1AU00-0 |  | basic device SIMOCODE pro V EIP, EtherNet/IP, media redundancy, DLR (max. 20 participants) web server, transfer rate 100 Mbps, 2 x bus connection via RJ45, 4 I/3 O freely configurable, Us: 110...240 V AC/DC, input for thermistor connection monostable relay outputs, expandable by expansion modules | 17300 | 1 | ZU | 1
3UF7020-1AB01-0 |  | basic device SIMOCODE pro S, PROFIBUS DP interface 1.5 Mbps, 4 I/2 O freely configurable, Us: 24 V DC, input for thermistor connection monostable relay outputs, expandable by a multifunction module | 11300 | 1 | ZU | 1
3UF7020-1AU01-0 |  | basic device SIMOCODE pro S, PROFIBUS DP interface 1.5 Mbps, 4 I/2 O freely configurable, Us: 110...240 V AC/DC, input for thermistor connection monostable relay outputs, expandable by a multifunction module | 9270 | 1 | ZU | 1
3UF7100-1AA00-0 |  | Current measuring module, Set current 0.3...3 A Overall width 45 mm, straight-through transformer | 3280 | 1 | ZU | 1
3UF7101-1AA00-0 |  | Current measuring module, Set current 2.4...25 A Overall width 45 mm, straight-through transformer | 3470 | 1 | ZU | 1
3UF7102-1AA00-0 |  | Current measuring module, Set current 10...100 A Overall width 55 mm, straight-through transformer | 3770 | 1 | ZU | 1
3UF7103-1AA00-0 |  | Current measuring module, Set current 20...200 A overall width 120 mm, straight-through transformer | 7380 | 1 | ZU | 1
3UF7103-1BA00-0 |  | Current measuring module, Set current 20...200 A overall width 120 mm, busbar connection | 7380 | 1 | ZU | 1
3UF7104-1BA00-0 |  | Current measuring module, Set current 63...630 A Overall width 145 mm, busbar connection | 8450 | 1 | ZU | 1
3UF7110-1AA01-0 |  | Current/voltage measuring module V2; Set current 0.3 ... 4 A, Voltage measurement up to 690 V, Overall width 45 mm, Straight-through transformer, basic unit required pro V PB, pro V MR, pro V PN or pro V EIP | 6510 | 1 | ZU | 1
3UF7111-1AA01-0 |  | Current/voltage measuring module V2; Set current 3...40 A, Voltage measurement up to 690 V, Overall width 45 mm, Straight-through transformer, basic unit required pro V PB, pro V MR, pro V PN or pro V EIP | 6590 | 1 | ZU | 1
3UF7112-1AA01-0 |  | Current/voltage measuring module V2; Set current 10...115 A, Voltage measurement up to 690 V, Overall width 55 mm, Straight-through transformer, basic unit required pro V PB, pro V MR, pro V PN or pro V EIP | 6700 | 1 | ZU | 1
3UF7113-1AA01-0 |  | Current/voltage measuring module V2; Set current 20...200 A, Voltage measurement up to 690 V, Overall width 120 mm, Straight-through transformer, basic unit required pro V PB, pro V MR, pro V PN or pro V EIP | 10200 | 1 | ZU | 1
3UF7113-1BA01-0 |  | Current/voltage measuring module V2; Set current 20...200 A, Voltage measurement up to 690 V, Overall width 120 mm, Busbar connection basic unit required pro V PB, pro V MR, pro V PN or pro V EIP | 10200 | 1 | ZU | 1
3UF7114-1BA01-0 |  | Current/voltage measuring module V2; Set current 63...630 A, Voltage measurement up to 690 V, Overall width 145 mm, Busbar connection basic unit required pro V PB, pro V MR, pro V PN or pro V EIP | 11300 | 1 | ZU | 1
3UF7120-1AA01-0 |  | current/voltage measuring module for dry-running protection of centrifugal pumps in hazardous areas, current setting 0.3...4 A, voltage measurement up to 690 V, width 45 mm, straight-through transformer | 27900 | 1 | ZU | 1
3UF7121-1AA01-0 |  | current/voltage measuring module for dry-running protection of centrifugal pumps in hazardous areas, current setting 3...40 A, voltage measurement up to 690 V, width 45 mm, straight-through transformer | 28400 | 1 | ZU | 1
3UF7122-1AA01-0 |  | current/voltage measuring module for dry-running protection of centrifugal pumps in hazardous areas, current setting 10...115 A, voltage measurement up to 690 V, width 55 mm, straight-through transformer | 28700 | 1 | ZU | 1
3UF7123-1AA01-0 |  | current/voltage measuring module for dry-running protection of centrifugal pumps in hazardous areas, current setting 20...200 A voltage measurement up to 690 V, width 120 mm, straight-through transformer | 31400 | 1 | ZU | 1
3UF7123-1BA01-0 |  | current/voltage measuring module for dry-running protection of centrifugal pumps in hazardous areas, current setting 20...200 A voltage measurement up to 690 V, width 120 mm, bar connection | 31400 | 1 | ZU | 1
3UF7124-1BA01-0 |  | current/voltage measuring module for dry-running protection of centrifugal pumps in hazardous areas, current setting 63...630 A, voltage measurement up to 690 V, width 145 mm, bar connection | 32000 | 1 | ZU | 1
3UF7200-1AA01-0 |  | Operator panel titanium gray, installation in control cabinet door or front plate, can be plugged onto basic unit or extension modules, 10 LEDs for status display and 5 freely assignable keys for manual control | 6590 | 1 | ZU | 1
3UF7210-1AA01-0 |  | operator panel with display for SIMOCODE pro V(without PN GP) installation in control cabinet door or front plate, can be plugged onto basic unit or expansion modules, 7 LEDs for status display and 4 freely assignable buttons for manual control, color: titanium gray | 10900 | 1 | ZU | 1
3UF7300-1AB00-0 |  | Digital module, 4 inputs and 2 relay outputs, input voltage 24 V DC, relay outputs monostable, max. 2 digital modules, for SIMOCODE pro V basic unit | 5000 | 1 | ZU | 1
3UF7300-1AU00-0 |  | Digital module, 4 inputs and 2 relay outputs, input voltage 110-240 V AC/DC relay outputs monostable, max. 2 digital modules, for SIMOCODE pro V basic unit | 5000 | 1 | ZU | 1
3UF7310-1AB00-0 |  | Digital module, 4 inputs and 2 relay outputs, input voltage 24 V DC, relay outputs bistable, max. 2 digital modules, for SIMOCODE pro V basic unit | 5960 | 1 | ZU | 1
3UF7310-1AU00-0 |  | Digital module, 4 inputs and 2 relay outputs, input voltage 110-240 V AC/DC relay outputs bistable, max. 2 digital modules, for SIMOCODE pro V basic unit | 5960 | 1 | ZU | 1
3UF7320-1AB00-0 |  | fail-safe digital module DM-F local, for fail-safe shutdown via hardware signal Us: 24 V DC 2 relay enabling circuits, 2 relay outputs, safety function can be set via DIP switch, maximum achievable SIL IEC 61508: 3, maximum achievable PL ISO 13849-1: E | 10400 | 1 | ZU | 1
3UF7320-1AU00-0 |  | fail-safe digital module DM-F local, for fail-safe shutdown via hardware signal Us: 110...240 V AC/DC 2 relay enabling circuits, 2 relay outputs, safety function can be set via DIP switch, maximum achievable SIL IEC 61508: 3, maximum achievable PL ISO 13849-1: E | 10400 | 1 | ZU | 1
3UF7330-1AB00-0 |  | fail-safe digital module DM-F PROFIsafe, for fail-safe shutdown via bus/PROFIsafe, Us: 24 V DC, 2 relay enabling circuits, 2 relay outputs, 3 inputs, maximum achievable SIL IEC 61508: 3, maximum achievable PL ISO 13849-1: E | 13200 | 1 | ZU | 1
3UF7330-1AU00-0 |  | fail-safe digital module DM-F PROFIsafe, for fail-safe shutdown via bus/PROFIsafe, Us: 110...240 V AC/DC, 2 relay enabling circuits, 2 relay outputs, 3 inputs, maximum achievable SIL IEC 61508: 3, maximum achievable PL ISO 13849-1: E | 13200 | 1 | ZU | 1
3UF7400-1AA00-0 |  | Analog module, 2 inputs (passive) and 1 output, for analog signals 0/4...20 mA for SIMOCODE pro V basic unit | 8420 | 1 | ZU | 1
3UF7510-1AA00-0 |  | Ground fault module with analog residual current detection for connection of a residual-current transformer 3UL23, max. 1 ground fault module per, for SIMOCODE pro V basic unit | 5330 | 1 | ZU | 1
3UF7600-1AB01-0 |  | multifunction module, 4 inputs and 2 relay outputs, input voltage 24 V DC, relay outputs monostable, analog residual current detection, with residual-current transformer 3UL23 connection temperature sensor Pt100/Pt1000/KTY/NTC, max. 1 multifunction module per basic device SIMOCODE pro S | 6700 | 1 | ZU | 1
3UF7600-1AU01-0 |  | multifunction module, 4 inputs and 2 relay outputs, input voltage 110-240 V AC/DC relay outputs monostable, analog residual current detection, with residual-current transformer 3UL23 connection temperature sensor Pt100/Pt1000/KTY/NTC, max. 1 multifunction module per basic device SIMOCODE pro S | 6700 | 1 | ZU | 1
3UF7700-1AA00-0 |  | Temperature module, 3 inputs for connection of up to 3 temperature sensors, for SIMOCODE pro V basic unit | 7080 | 1 | ZU | 1
3UF7900-0AA01-0 |  | Memory module for the parameterization of SIMOCODE pro C without PC/PG, Color: titanium gray | 946 | 1 | ZU | 1
3UF7901-0AA01-0 |  | Memory module for the parameterization of SIMOCODE pro S/V without PC/PG, Color: titanium gray | 946 | 1 | ZU | 1
3UF7902-0AA00-0 |  | Initialization module for the automatic parameterization of SIMOCODE pro S/proV, for fixed mounting in switchgear | 1770 | 1 | ZU | 1
3UF7910-0AA00-0 |  | Addressing plug, for assigning the PROFIBUS address to SIMOCODE pro without PC/PG | 1910 | 1 | ZU | 1
3UF7920-0AA00-0 |  | Door adapter, installation in control cabinet door or front plate, for bringing out only the system interface | 642 | 1 | ZU | 1
3UF7922-0AA00-0 |  | Adapter, for Operator panel 3UF720 | 339 | 1 | ZU | 1
3UF7925-0AA00-0 |  | Labeling strips, for Operator panel 3UF720, for labeling the push-buttons | 1080 | 100 | ZU | 400
3UF7925-0AA01-0 |  | Labeling strips, for Operator panel with display 3UF721, for labeling the push-buttons | 1080 | 100 | ZU | 600
3UF7925-0AA02-0 |  | Labeling strips, for Operator panel 3UF720, for labeling the LED | 722 | 100 | ZU | 1.200,000
3UF7930-0AA00-0 |  | Connecting cable Length 0.025 m, flat, for connection of basic unit with extension modules via the system interface | 320 | 1 | ZU | 1
3UF7931-0AA00-0 |  | Connecting cable Length 0.1 m, flat, for connection of basic unit, current measuring module, current-voltage measuring module, operator panel or extension modules via the system interface | 320 | 1 | ZU | 1
3UF7931-0CA00-0 |  | Y-connecting cable for use in connection with the initialization module, length 0.1 m / 1.0 m, connects basic unit, current or current/ voltage measuring module and Initialization module | 1250 | 1 | ZU | 1
3UF7932-0AA00-0 |  | Connecting cable Length 0.5 m, flat, for connection of basic unit, current measuring module, current/voltage measuring module, operator panel or extension modules via the system interface | 492 | 1 | ZU | 1
3UF7932-0BA00-0 |  | Connecting cable Length 0.5 m, round, for connection of basic unit, current measuring module, current/voltage measuring module, operator panel or extension modules via the system interface | 946 | 1 | ZU | 1
3UF7932-0CA00-0 |  | Y-connecting cable for use in connection with the initialization module, length 0.5 m / 1.0 m, connects basic unit, current or current/ voltage measuring module and Initialization module | 1420 | 1 | ZU | 1
3UF7933-0BA00-0 |  | Connecting cable Length 2.5 m, round, for connection of basic unit, current measuring module, current/voltage measuring module, operator panel or extension modules via the system interface | 1170 | 1 | ZU | 1
3UF7934-0AA00-0 |  | Connecting cable Length 0.15 m, flat, for connection of basic unit, current measuring module, current/voltage measuring module, operator panel or extension modules via the system interface | 424 | 1 | ZU | 1
3UF7935-0AA00-0 |  | Connecting cable Length 0.3 m, flat, for connection of basic unit, current measuring module, current/voltage measuring module, operator panel or extension modules via the system interface | 424 | 1 | ZU | 1
3UF7937-0BA00-0 |  | Connecting cable Length 1.0 m, round, for connection of basic unit, current measuring module, current/voltage measuring module, operator panel or extension modules via the system interface | 1070 | 1 | ZU | 1
3UF7937-0CA00-0 |  | Y-connecting cable for use in connection with the initialization module, length 1.0 m / 1.0 m, connects basic unit, current or current/ voltage measuring module and Initialization module | 1990 | 1 | ZU | 1
3UF7941-0AA00-0 |  | USB PC cable for connection to the USB interface of a PC length 2.5 m, for communication with SIMOCODE pro or SIRIUS 3RW44 soft starter or safety system 3SK2 and 3RK3 via the system interface | 3500 | 1 | ZU | 1
3UF7946-0AA00-0 |  | USB-to-serial adapter for connection of an RS 232 PC cable to the USB interface of a PC, recommended for use in connection with 3UF5 / 3UF7 or MSS 3RK3 or 3RW44 or motor starter ET 200S ECOFAST / ET 200pro or AS-i safety monitor, AS-i analyzer | 1800 | 1 | ZU | 1
3UF7950-0AA00-0 |  | Interface covers for system interface | 241 | 1 | ZU | 5
3UF7960-0AA00-0 |  | Bus connection terminal for connection of a PROFIBUS cable to SIMOCODE pro S | 1510 | 1 | ZU | 1
3UF7982-0AA30-1 |  | PCS 7 block library SIMOCODE pro migration V7-V9.1 AS blocks and faceplates for integration of SIMOCODE pro in the process control system PCS 7 V9.1 engineering software for an engineering station, (Single License) including runtime software for execution of the AS block in an automation system, Single License German/English type of delivery: OSD; software download, Class A email required for delivery condition of use: license for engineering software V7; | 15200 | 1 | ZU | 1
3UG4614-1BR28-0AA3 |  | !!! product phase-out !!! digital monitoring relay asymmetry 0-20%, default off phase sequence, default off phase failure 3 x 160 to 690 V 50 to 60 Hz AC undervoltage, default 320 V hysteresis, default: 5% ON, OFF delay: default 0.1 s 2 changeover contacts screw terminal | 4920 | 1 | ZO | 180
3UG5461-1AA40 |  | DC load monitoring relay for PROFINET, max. 2x8 A / 1x16 A DC, max. 800 V Width: 22.5 mm Monitoring for violation of upper and lower limit of current, voltage and power; Energy consumption counter, energy recovery counter, switching cycle counter, operating hours counter, warning and alarm thresholds, automatic or manual reset, ON delay 0-999.0 sec, OFF delay 0-999.0 sec, automatic reclosing delay 0-999.0 sec Supply voltage: 24 V DC 1 changeover contact, screw terminal | 16300 | 1 | ZO | 1
3UG5462-1AA40 |  | DC load monitoring relay for PROFINET, max. 1x63 A DC, max. 800 V Width: 45.0 mm Monitoring for violation of upper and lower limit of current, voltage and power; Energy consumption counter, energy recovery counter, switching cycle counter, operating hours counter, warning and alarm thresholds, automatic or manual reset, ON delay 0-999.0 sec, OFF delay 0-999.0 sec, automatic reclosing delay 0-999.0 sec Supply voltage: 24 V DC 1 changeover contact, screw terminal | 23800 | 1 | ZO | 1
3UG5501-1AW30 |  | analog monitoring relay level monitoring resistance monitoring from 0.5 to 500 kohm overshoot and undershoot supply voltage 24 ... 240 V AC/DC, 50 .. 60 Hz 2-step or 1-step control tripping delay 0.5-30 s 1 changeover contact screw terminal | 2850 | 1 | ZO | 1
3UG5501-2AW30 |  | analog monitoring relay level monitoring resistance monitoring from 0.5 to 500 kohm overshoot and undershoot supply voltage 24 ... 240 V AC/DC, 50 .. 60 Hz 2-step or 1-step control tripping delay 0.5-30 s 1 changeover contact spring-loaded terminal | 2850 | 1 | ZO | 1
3UG5511-1AR20 |  | monitoring relay phase sequence monitoring 3x 160-690 V AC, 15-70 Hz 1 changeover contact screw terminal | 2520 | 1 | ZO | 1
3UG5511-1BR20 |  | monitoring relay phase sequence monitoring 3x 160-690 V AC, 15-70 Hz 2 changeover contacts screw terminal | 2900 | 1 | ZO | 1
3UG5511-2AR20 |  | monitoring relay phase sequence monitoring 3x 160-690 V AC, 15-70 Hz 1 changeover contact spring-loaded terminal | 2520 | 1 | ZO | 1
3UG5511-2BR20 |  | monitoring relay phase sequence monitoring 3x 160-690 V AC, 15-70 Hz 2 changeover contacts spring-loaded terminal | 2900 | 1 | ZO | 1
3UG5512-1AR20 |  | monitoring relay phase failure, phase sequence and asymmetry monitoring 3x 160-690 V AC, 15-70 Hz 1 changeover contact screw terminal | 2810 | 1 | ZO | 1
3UG5512-1BR20 |  | monitoring relay phase failure, phase sequence and asymmetry monitoring 3x 160-690 V AC, 15-70 Hz 2 changeover contacts screw terminal | 3230 | 1 | ZO | 1
3UG5512-2AR20 |  | monitoring relay phase failure, phase sequence and asymmetry monitoring 3x 160-690 V AC, 15-70 Hz 1 changeover contact spring-loaded terminal | 2810 | 1 | ZO | 1
3UG5512-2BR20 |  | monitoring relay phase failure, phase sequence and asymmetry monitoring 3x 160-690 V AC, 15-70 Hz 2 changeover contacts spring-loaded terminal | 3230 | 1 | ZO | 1
3UG5514-1BR20 |  | analog adjustment monitoring relay phase failure, phase sequence, asymmetry and under-voltage monitoring 3x 160-690 V AC, 15-70 Hz 2 changeover contacts screw terminal | 4030 | 1 | ZO | 1
3UG5514-2BR20 |  | analog adjustment monitoring relay phase failure, phase sequence, asymmetry and under-voltage monitoring 3x 160-690 V AC, 15-70 Hz 2 changeover contacts spring-loaded terminal | 4030 | 1 | ZO | 1
3UG5532-1AW30 |  | analog monitoring relay voltage monitoring from 10 to 690 V AC/DC overshoot and undershoot supply voltage 24 ... 240 V AC/DC, 50 .. 60 Hz tripping delay 0.5-30 s 1 changeover contact screw terminal | 3700 | 1 | ZO | 1
3UG5533-1AL30 |  | analog monitoring relay voltage monitoring from 20 to 275 V AC/DC overshoot and undershoot with internal power supply 24 to 240 V DC and AC 50 to 60 Hz ON delay and tripping delay 0.1 .. 30 s 1 changeover contact screw terminal | 3700 | 1 | ZO | 1
3UG5533-2AL30 |  | analog monitoring relay voltage monitoring from 20 to 275 V AC/DC overshoot and undershoot with internal power supply 24 to 240 V DC and AC 50 to 60 Hz ON delay and tripping delay 0.1 .. 30 s 1 changeover contact spring-loaded terminal | 3700 | 1 | ZO | 1
3UG5616-1CR20 |  | digitally adjustable monitoring relay phase failure, phase sequence, asymmetry, frequency, over- and under-voltage monitoring 3x 90-690 V AC, 15-70 Hz 2 changeover contacts screw terminal | 5450 | 1 | ZO | 1
3UG5616-2CR20 |  | digitally adjustable monitoring relay phase failure, phase sequence, asymmetry, frequency, over- and under-voltage monitoring 3x 90-690 V AC, 15-70 Hz 2 changeover contacts spring-loaded terminal | 5450 | 1 | ZO | 1
3UG5618-1CR20 |  | digitally adjustable monitoring relay phase failure, phase sequence, asymmetry, frequency, overvoltage and undervoltage monitoring, with/without N conductor with phase sequence correction 3x 90-690 V AC, 15-70 Hz 2 changeover contacts screw terminal | 6150 | 1 | ZO | 1
3UG5618-2CR20 |  | digitally adjustable monitoring relay phase failure, phase sequence, asymmetry, frequency, overvoltage and undervoltage monitoring, with/without N conductor with phase sequence correction 3x 90-690 V AC, 15-70 Hz 2 changeover contacts spring-loaded terminal | 6150 | 1 | ZO | 1
3UG5625-1CW30 |  | digital monitoring relay residual current monitoring (with current transformer 3UL23) adjustment range 0.03...40 A supply voltage 24 ... 240 V AC/DC, 50 .. 60 Hz ON delay and tripping delay 0.1..999.9 s 2 changeover contacts screw terminal | 5730 | 1 | ZO | 1
3UG5625-2CW30 |  | digital monitoring relay residual current monitoring (with current transformer 3UL23) adjustment range 0.03...40 A supply voltage 24 ... 240 V AC/DC, 50 .. 60 Hz ON delay and tripping delay 0.1..999.9 s 2 changeover contacts spring-loaded terminal | 5730 | 1 | ZO | 1
3UG5642-1CW30 |  | digital monitoring relay current, active current, voltage, cos-phi and performance monitoring up to 690 V AC/DC up to 10 A supply voltage 24 ... 240 V AC/DC, 50 .. 60 Hz ON delay and tripping delay 0.1..999.9 s 2 changeover contacts screw terminal | 5050 | 1 | ZO | 1
3UG5642-2CW30 |  | digital monitoring relay current, active current, voltage, cos-phi and performance monitoring up to 690 V AC/DC up to 10 A supply voltage 24 ... 240 V AC/DC, 50 .. 60 Hz ON delay and tripping delay 0.1..999.9 s 2 changeover contacts spring-loaded terminal | 5050 | 1 | ZO | 1
3UG5643-1CS20 |  | digital monitoring relay current, active current, voltage, cos-phi and power monitoring 90 to 690 V AC with internal power supply 0.05 to 10 A 90 .. 690 V AC, 50 .. 60 Hz ON delay and tripping delay 0.1..999.9 s 2 changeover contacts screw terminal | 5710 | 1 | ZO | 1
3UG5643-2CS20 |  | digital monitoring relay current, active current, voltage, cos-phi and power monitoring 90 to 690 V AC with internal power supply 0.05 to 10 A 90 .. 690 V AC, 50 .. 60 Hz ON delay and tripping delay 0.1..999.9 s 2 changeover contacts spring-loaded terminal | 5710 | 1 | ZO | 1
3UG5651-1CW30 |  | digital monitoring relay speed monitoring from 0.1 to 6000 r/min overshoot and undershoot supply voltage 24 ... 240 V AC/DC, 50 .. 60 Hz ON delay and tripping delay 0.1..999.9 s 2 changeover contacts screw terminal | 5870 | 1 | ZO | 1
3UG5651-2CW30 |  | digital monitoring relay speed monitoring from 0.1 to 6000 r/min overshoot and undershoot supply voltage 24 ... 240 V AC/DC, 50 .. 60 Hz ON delay and tripping delay 0.1..999.9 s 2 changeover contacts spring-loaded terminal | 5870 | 1 | ZO | 1
3UG5816-1AA40 |  | digitally adjustable monitoring relay phase failure, phase sequence, asymmetry, frequency, overvoltage and undervoltage monitoring with/without N conductor for IO-Link 3x 90-690 V AC, 15-70 Hz 1 changeover contact screw terminal | 6020 | 1 | ZO | 1
3UG5816-2AA40 |  | digitally adjustable monitoring relay phase failure, phase sequence, asymmetry, frequency, overvoltage and undervoltage monitoring with/without N conductor for IO-Link 3x 90-690 V AC, 15-70 Hz 1 changeover contact spring-loaded terminal | 6020 | 1 | ZO | 1
3UG5825-1AA40 |  | digital monitoring relay residual current monitoring (with current transformer 3UL23) adjustment range 0.03...40 A supply voltage 24 V DC ON delay and tripping delay 0.1..999.9 s 1 changeover contact screw terminal | 6270 | 1 | ZO | 1
3UG5825-2AA40 |  | digital monitoring relay residual current monitoring (with current transformer 3UL23) adjustment range 0.03...40 A supply voltage 24 V DC ON delay and tripping delay 0.1..999.9 s 1 changeover contact spring-loaded terminal | 6270 | 1 | ZO | 1
3UG5842-1AA40 |  | digital monitoring relay current, active current, voltage, cos-phi and performance monitoring with IO-Link, up to 690 V AC/DC up to 10 A supply voltage 24 V DC ON delay and tripping delay 0.1..999.9 s 1 changeover contact screw terminal | 5330 | 1 | ZO | 1
3UG5842-2AA40 |  | digital monitoring relay current, active current, voltage, cos-phi and performance monitoring with IO-Link, up to 690 V AC/DC up to 10 A supply voltage 24 V DC ON delay and tripping delay 0.1..999.9 s 1 changeover contact spring-loaded terminal | 5330 | 1 | ZO | 1
3UG5851-1AA40 |  | digital monitoring relay speed monitoring from 0.1 to 6000 r/min overshoot and undershoot for IO-Link supply voltage 24 V DC ON delay and tripping delay 0.1..999.9 s 2 changeover contacts screw terminal | 6460 | 1 | ZO | 1
3UG5851-2AA40 |  | digital monitoring relay speed monitoring from 0.1 to 6000 r/min overshoot and undershoot for IO-Link supply voltage 24 V DC ON delay and tripping delay 0.1..999.9 s 2 changeover contacts spring-loaded terminal | 6460 | 1 | ZO | 1
3UL2302-1A |  | Residual-current transformer for residual current monitoring Bushing opening 35 mm Residual current 30 mA...40 A | 3400 | 1 | ZU | 1
3UL2303-1A |  | Residual-current transformer for residual current monitoring Bushing opening 55 mm Residual current 30 mA...40 A | 3640 | 1 | ZU | 1
3UL2304-1A |  | Residual-current transformer for residual current monitoring Bushing opening 80 mm Residual current 30 mA...40 A | 3900 | 1 | ZU | 1
3UL2305-1A |  | Residual-current transformer for residual current monitoring Bushing opening 105 mm Residual current 30 mA...40 A | 5180 | 1 | ZU | 1
3UL2306-1A |  | Residual-current transformer for residual current monitoring Bushing opening 140 mm Residual current 30 mA...40 A | 7200 | 1 | ZU | 1
3UL2307-1A |  | Residual-current transformer for residual current monitoring Bushing opening 210 mm Residual current 30 mA...40 A | 10400 | 1 | ZU | 1
3UL2900 |  | Adapter for standard mounting rail mounting of the residual-current transformer 3UL23 up to 55 mm inside diameter | 93 | 1 | ZU | 2
3VA1010-2ED32-0AA0 |  | circuit breaker 3VA1 IEC Frame 100 breaking capacity class B Icu=16 kA @ 415 V 3-pole, line protection TM210, FTFM, In=100 A overload protection Ir=100 A permanently set short-circuit protection Ii=10 x In nut keeper kit | 5870 | 1 | ZN | 1
3VA1010-2ED32-0AC0 |  | circuit breaker 3VA1 IEC Frame 100 breaking capacity class B Icu=16 kA @ 415 V 3-pole, line protection TM210, FTFM, In=100 A overload protection Ir=100 A permanently set short-circuit protection Ii=10 x In nut keeper kit 2 auxiliary switches HQ | 7010 | 1 | ZN | 1
3VA1010-2ED36-0AA0 |  | circuit breaker 3VA1 IEC Frame 100 breaking capacity class B Icu=16 kA @ 415 V 3-pole, line protection TM210, FTFM, In=100 A overload protection Ir=100 A permanently set short-circuit protection Ii=10 x In terminal connection | 6480 | 1 | ZN | 1
3VA1010-2ED36-0BA0 |  | circuit breaker 3VA1 IEC Frame 100 breaking capacity class B Icu=16 kA @ 415 V 3-pole, line protection TM210, FTFM, In=100 A overload protection Ir=100 A permanently set short-circuit protection Ii=10 x In terminal connection undervoltage release (UVR) 24 V DC | 9210 | 1 | ZN | 1
3VA1010-2ED42-0AA0 |  | circuit breaker 3VA1 IEC Frame 100 breaking capacity class B Icu=16 kA @ 415 V 4-pole, line protection TM210, FTFM, In=100 A overload protection Ir=100 A permanently set short-circuit protection Ii=10 x In N conductor unprotected nut keeper kit | 7650 | 1 | ZN | 1
3VA1010-2ED46-0AA0 |  | circuit breaker 3VA1 IEC Frame 100 breaking capacity class B Icu=16 kA @ 415 V 4-pole, line protection TM210, FTFM, In=100 A overload protection Ir=100 A permanently set short-circuit protection Ii=10 x In N conductor unprotected terminal connection | 8390 | 1 | ZN | 1
3VA1010-3ED32-0AA0 |  | circuit breaker 3VA1 IEC Frame 100 breaking capacity class N Icu=25 kA @ 415 V 3-pole, line protection TM210, FTFM, In=100 A overload protection Ir=100 A permanently set short-circuit protection Ii=10 x In nut keeper kit | 6000 | 1 | ZN | 1
3VA1010-3ED36-0AA0 |  | circuit breaker 3VA1 IEC Frame 100 breaking capacity class N Icu=25 kA @ 415 V 3-pole, line protection TM210, FTFM, In=100 A overload protection Ir=100 A permanently set short-circuit protection Ii=10 x In terminal connection | 6580 | 1 | ZN | 1
3VA1010-3ED42-0AA0 |  | circuit breaker 3VA1 IEC Frame 100 breaking capacity class N Icu=25 kA @ 415 V 4-pole, line protection TM210, FTFM, In=100 A overload protection Ir=100 A permanently set short-circuit protection Ii=10 x In N conductor unprotected nut keeper kit | 7810 | 1 | ZN | 1
3VA1010-3ED46-0AA0 |  | circuit breaker 3VA1 IEC Frame 100 breaking capacity class N Icu=25 kA @ 415 V 4-pole, line protection TM210, FTFM, In=100 A overload protection Ir=100 A permanently set short-circuit protection Ii=10 x In N conductor unprotected terminal connection | 8570 | 1 | ZN | 1
3VA1010-4ED32-0AA0 |  | circuit breaker 3VA1 IEC Frame 100 breaking capacity class S Icu=36 kA @ 415 V 3-pole, line protection TM210, FTFM, In=100 A overload protection Ir=100 A permanently set short-circuit protection Ii=10 x In nut keeper kit | 6080 | 1 | ZN | 1
3VA1010-4ED36-0AA0 |  | circuit breaker 3VA1 IEC Frame 100 breaking capacity class S Icu=36 kA @ 415 V 3-pole, line protection TM210, FTFM, In=100 A overload protection Ir=100 A permanently set short-circuit protection Ii=10 x In terminal connection | 6660 | 1 | ZN | 1
3VA1010-4ED42-0AA0 |  | circuit breaker 3VA1 IEC Frame 100 breaking capacity class S Icu=36 kA @ 415 V 4-pole, line protection TM210, FTFM, In=100 A overload protection Ir=100 A permanently set short-circuit protection Ii=10 x In N conductor unprotected nut keeper kit | 7930 | 1 | ZN | 1
3VA1010-4ED42-0BC0 |  | circuit breaker 3VA1 IEC Frame 100 breaking capacity class S Icu=36 kA @ 415 V 4-pole, line protection TM210, FTFM, In=100 A overload protection Ir=100 A permanently set short-circuit protection Ii=10 x In N conductor unprotected nut keeper kit undervoltage release (UVR) 24 V DC 2 auxiliary switches HQ | 11900 | 1 | ZN | 1
3VA1010-4ED42-0DH0 |  | circuit breaker 3VA1 IEC Frame 100 breaking capacity class S Icu=36 kA @ 415 V 4-pole, line protection TM210, FTFM, In=100 A overload protection Ir=100 A permanently set short-circuit protection Ii=10 x In N conductor unprotected nut keeper kit undervoltage release (UVR) 208-230 V AC 50/60 Hz 2 auxiliary switches HQ 1 trip alarm switch HQ | 12400 | 1 | ZN | 1
3VA1010-4ED46-0AA0 |  | circuit breaker 3VA1 IEC Frame 100 breaking capacity class S Icu=36 kA @ 415 V 4-pole, line protection TM210, FTFM, In=100 A overload protection Ir=100 A permanently set short-circuit protection Ii=10 x In N conductor unprotected terminal connection | 8680 | 1 | ZN | 1
3VA1020-2ED32-0AA0 |  | circuit breaker 3VA1 IEC Frame 100 breaking capacity class B Icu=16 kA @ 415 V 3-pole, line protection TM210, FTFM, In=20 A overload protection Ir=20 A permanently set short-circuit protection Ii=16 x In nut keeper kit | 4610 | 1 | ZN | 1
3VA1020-2ED36-0AA0 |  | circuit breaker 3VA1 IEC Frame 100 breaking capacity class B Icu=16 kA @ 415 V 3-pole, line protection TM210, FTFM, In=20 A overload protection Ir=20 A permanently set short-circuit protection Ii=16 x In terminal connection | 5180 | 1 | ZN | 1
3VA1020-2ED42-0AA0 |  | circuit breaker 3VA1 IEC Frame 100 breaking capacity class B Icu=16 kA @ 415 V 4-pole, line protection TM210, FTFM, In=20 A overload protection Ir=20 A permanently set short-circuit protection Ii=16 x In N conductor unprotected nut keeper kit | 6010 | 1 | ZN | 1
3VA1020-2ED46-0AA0 |  | circuit breaker 3VA1 IEC Frame 100 breaking capacity class B Icu=16 kA @ 415 V 4-pole, line protection TM210, FTFM, In=20 A overload protection Ir=20 A permanently set short-circuit protection Ii=16 x In N conductor unprotected terminal connection | 6750 | 1 | ZN | 1
3VA1020-3ED32-0AA0 |  | circuit breaker 3VA1 IEC Frame 100 breaking capacity class N Icu=25 kA @ 415 V 3-pole, line protection TM210, FTFM, In=20 A overload protection Ir=20 A permanently set short-circuit protection Ii=16 x In nut keeper kit | 4730 | 1 | ZN | 1
3VA1020-3ED36-0AA0 |  | circuit breaker 3VA1 IEC Frame 100 breaking capacity class N Icu=25 kA @ 415 V 3-pole, line protection TM210, FTFM, In=20 A overload protection Ir=20 A permanently set short-circuit protection Ii=16 x In terminal connection | 5240 | 1 | ZN | 1
3VA1020-3ED42-0AA0 |  | circuit breaker 3VA1 IEC Frame 100 breaking capacity class N Icu=25 kA @ 415 V 4-pole, line protection TM210, FTFM, In=20 A overload protection Ir=20 A permanently set short-circuit protection Ii=16 x In N conductor unprotected nut keeper kit | 6090 | 1 | ZN | 1
3VA1020-3ED46-0AA0 |  | circuit breaker 3VA1 IEC Frame 100 breaking capacity class N Icu=25 kA @ 415 V 4-pole, line protection TM210, FTFM, In=20 A overload protection Ir=20 A permanently set short-circuit protection Ii=16 x In N conductor unprotected terminal connection | 6870 | 1 | ZN | 1
3VA1020-4ED32-0AA0 |  | circuit breaker 3VA1 IEC Frame 100 breaking capacity class S Icu=36 kA @ 415 V 3-pole, line protection TM210, FTFM, In=20 A overload protection Ir=20 A permanently set short-circuit protection Ii=16 x In nut keeper kit | 4810 | 1 | ZN | 1
3VA1020-4ED32-0AF0 |  | circuit breaker 3VA1 IEC Frame 100 breaking capacity class S Icu=36 kA @ 415 V 3-pole, line protection TM210, FTFM, In=20 A overload protection Ir=20 A permanently set short-circuit protection Ii=16 x In nut keeper kit 1 auxiliary switch HQ 1 trip alarm switch HQ | 6000 | 1 | ZN | 1
3VA1020-4ED36-0AA0 |  | circuit breaker 3VA1 IEC Frame 100 breaking capacity class S Icu=36 kA @ 415 V 3-pole, line protection TM210, FTFM, In=20 A overload protection Ir=20 A permanently set short-circuit protection Ii=16 x In terminal connection | 5390 | 1 | ZN | 1
3VA1020-4ED42-0AA0 |  | circuit breaker 3VA1 IEC Frame 100 breaking capacity class S Icu=36 kA @ 415 V 4-pole, line protection TM210, FTFM, In=20 A overload protection Ir=20 A permanently set short-circuit protection Ii=16 x In N conductor unprotected nut keeper kit | 6320 | 1 | ZN | 1
3VA1020-4ED46-0AA0 |  | circuit breaker 3VA1 IEC Frame 100 breaking capacity class S Icu=36 kA @ 415 V 4-pole, line protection TM210, FTFM, In=20 A overload protection Ir=20 A permanently set short-circuit protection Ii=16 x In N conductor unprotected terminal connection | 6990 | 1 | ZN | 1
3VA1025-2ED32-0AA0 |  | circuit breaker 3VA1 IEC Frame 100 breaking capacity class B Icu=16 kA @ 415 V 3-pole, line protection TM210, FTFM, In=25 A overload protection Ir=25 A permanently set short-circuit protection Ii=12.8 x In nut keeper kit | 4610 | 1 | ZN | 1
3VA1025-2ED36-0AA0 |  | circuit breaker 3VA1 IEC Frame 100 breaking capacity class B Icu=16 kA @ 415 V 3-pole, line protection TM210, FTFM, In=25 A overload protection Ir=25 A permanently set short-circuit protection Ii=12.8 x In terminal connection | 5180 | 1 | ZN | 1
3VA1025-2ED42-0AA0 |  | circuit breaker 3VA1 IEC Frame 100 breaking capacity class B Icu=16 kA @ 415 V 4-pole, line protection TM210, FTFM, In=25 A overload protection Ir=25 A permanently set short-circuit protection Ii=12.8 x In N conductor unprotected nut keeper kit | 6010 | 1 | ZN | 1
3VA1025-2ED46-0AA0 |  | circuit breaker 3VA1 IEC Frame 100 breaking capacity class B Icu=16 kA @ 415 V 4-pole, line protection TM210, FTFM, In=25 A overload protection Ir=25 A permanently set short-circuit protection Ii=12.8 x In N conductor unprotected terminal connection | 6750 | 1 | ZN | 1
3VA1025-3ED32-0AA0 |  | circuit breaker 3VA1 IEC Frame 100 breaking capacity class N Icu=25 kA @ 415 V 3-pole, line protection TM210, FTFM, In=25 A overload protection Ir=25 A permanently set short-circuit protection Ii=12.8 x In nut keeper kit | 4730 | 1 | ZN | 1
3VA1025-3ED36-0AA0 |  | circuit breaker 3VA1 IEC Frame 100 breaking capacity class N Icu=25 kA @ 415 V 3-pole, line protection TM210, FTFM, In=25 A overload protection Ir=25 A permanently set short-circuit protection Ii=12.8 x In terminal connection | 5240 | 1 | ZN | 1
3VA1025-3ED42-0AA0 |  | circuit breaker 3VA1 IEC Frame 100 breaking capacity class N Icu=25 kA @ 415 V 4-pole, line protection TM210, FTFM, In=25 A overload protection Ir=25 A permanently set short-circuit protection Ii=12.8 x In N conductor unprotected nut keeper kit | 6090 | 1 | ZN | 1
3VA1025-3ED46-0AA0 |  | circuit breaker 3VA1 IEC Frame 100 breaking capacity class N Icu=25 kA @ 415 V 4-pole, line protection TM210, FTFM, In=25 A overload protection Ir=25 A permanently set short-circuit protection Ii=12.8 x In N conductor unprotected terminal connection | 6870 | 1 | ZN | 1
3VA1025-4ED32-0AA0 |  | circuit breaker 3VA1 IEC Frame 100 breaking capacity class S Icu=36 kA @ 415 V 3-pole, line protection TM210, FTFM, In=25 A overload protection Ir=25 A permanently set short-circuit protection Ii=12.8 x In nut keeper kit | 4810 | 1 | ZN | 1
3VA1025-4ED36-0AA0 |  | circuit breaker 3VA1 IEC Frame 100 breaking capacity class S Icu=36 kA @ 415 V 3-pole, line protection TM210, FTFM, In=25 A overload protection Ir=25 A permanently set short-circuit protection Ii=12.8 x In terminal connection | 5390 | 1 | ZN | 1
3VA1025-4ED42-0AA0 |  | circuit breaker 3VA1 IEC Frame 100 breaking capacity class S Icu=36 kA @ 415 V 4-pole, line protection TM210, FTFM, In=25 A overload protection Ir=25 A permanently set short-circuit protection Ii=12.8 x In N conductor unprotected nut keeper kit | 6320 | 1 | ZN | 1
3VA1025-4ED46-0AA0 |  | circuit breaker 3VA1 IEC Frame 100 breaking capacity class S Icu=36 kA @ 415 V 4-pole, line protection TM210, FTFM, In=25 A overload protection Ir=25 A permanently set short-circuit protection Ii=12.8 x In N conductor unprotected terminal connection | 6990 | 1 | ZN | 1
3VA1032-2ED32-0AA0 |  | circuit breaker 3VA1 IEC Frame 100 breaking capacity class B Icu=16 kA @ 415 V 3-pole, line protection TM210, FTFM, In=32 A overload protection Ir=32 A permanently set short-circuit protection Ii=10 x In nut keeper kit | 4610 | 1 | ZN | 1
3VA1032-2ED32-0AD0 |  | circuit breaker 3VA1 IEC Frame 100 breaking capacity class B Icu=16 kA @ 415 V 3-pole, line protection TM210, FTFM, In=32 A overload protection Ir=32 A permanently set short-circuit protection Ii=10 x In nut keeper kit 3 auxiliary switches HQ | 6400 | 1 | ZN | 1
3VA1032-2ED36-0AA0 |  | circuit breaker 3VA1 IEC Frame 100 breaking capacity class B Icu=16 kA @ 415 V 3-pole, line protection TM210, FTFM, In=32 A overload protection Ir=32 A permanently set short-circuit protection Ii=10 x In terminal connection | 5180 | 1 | ZN | 1
3VA1032-2ED42-0AA0 |  | circuit breaker 3VA1 IEC Frame 100 breaking capacity class B Icu=16 kA @ 415 V 4-pole, line protection TM210, FTFM, In=32 A overload protection Ir=32 A permanently set short-circuit protection Ii=10 x In N conductor unprotected nut keeper kit | 6010 | 1 | ZN | 1
3VA1032-2ED46-0AA0 |  | circuit breaker 3VA1 IEC Frame 100 breaking capacity class B Icu=16 kA @ 415 V 4-pole, line protection TM210, FTFM, In=32 A overload protection Ir=32 A permanently set short-circuit protection Ii=10 x In N conductor unprotected terminal connection | 6750 | 1 | ZN | 1
3VA1032-3ED32-0AA0 |  | circuit breaker 3VA1 IEC Frame 100 breaking capacity class N Icu=25 kA @ 415 V 3-pole, line protection TM210, FTFM, In=32 A overload protection Ir=32 A permanently set short-circuit protection Ii=10 x In nut keeper kit | 4730 | 1 | ZN | 1
3VA1032-3ED36-0AA0 |  | circuit breaker 3VA1 IEC Frame 100 breaking capacity class N Icu=25 kA @ 415 V 3-pole, line protection TM210, FTFM, In=32 A overload protection Ir=32 A permanently set short-circuit protection Ii=10 x In terminal connection | 5240 | 1 | ZN | 1
3VA1032-3ED42-0AA0 |  | circuit breaker 3VA1 IEC Frame 100 breaking capacity class N Icu=25 kA @ 415 V 4-pole, line protection TM210, FTFM, In=32 A overload protection Ir=32 A permanently set short-circuit protection Ii=10 x In N conductor unprotected nut keeper kit | 6090 | 1 | ZN | 1
3VA1032-3ED46-0AA0 |  | circuit breaker 3VA1 IEC Frame 100 breaking capacity class N Icu=25 kA @ 415 V 4-pole, line protection TM210, FTFM, In=32 A overload protection Ir=32 A permanently set short-circuit protection Ii=10 x In N conductor unprotected terminal connection | 6870 | 1 | ZN | 1
3VA1032-4ED32-0AA0 |  | circuit breaker 3VA1 IEC Frame 100 breaking capacity class S Icu=36 kA @ 415 V 3-pole, line protection TM210, FTFM, In=32 A overload protection Ir=32 A permanently set short-circuit protection Ii=10 x In nut keeper kit | 4810 | 1 | ZN | 1
3VA1032-4ED36-0AA0 |  | circuit breaker 3VA1 IEC Frame 100 breaking capacity class S Icu=36 kA @ 415 V 3-pole, line protection TM210, FTFM, In=32 A overload protection Ir=32 A permanently set short-circuit protection Ii=10 x In terminal connection | 5390 | 1 | ZN | 1
3VA1032-4ED42-0AA0 |  | circuit breaker 3VA1 IEC Frame 100 breaking capacity class S Icu=36 kA @ 415 V 4-pole, line protection TM210, FTFM, In=32 A overload protection Ir=32 A permanently set short-circuit protection Ii=10 x In N conductor unprotected nut keeper kit | 6320 | 1 | ZN | 1
3VA1032-4ED46-0AA0 |  | circuit breaker 3VA1 IEC Frame 100 breaking capacity class S Icu=36 kA @ 415 V 4-pole, line protection TM210, FTFM, In=32 A overload protection Ir=32 A permanently set short-circuit protection Ii=10 x In N conductor unprotected terminal connection | 6990 | 1 | ZN | 1
3VA1040-2ED32-0AA0 |  | circuit breaker 3VA1 IEC Frame 100 breaking capacity class B Icu=16 kA @ 415 V 3-pole, line protection TM210, FTFM, In=40 A overload protection Ir=40 A permanently set short-circuit protection Ii=10 x In nut keeper kit | 4610 | 1 | ZN | 1
3VA1040-2ED36-0AA0 |  | circuit breaker 3VA1 IEC Frame 100 breaking capacity class B Icu=16 kA @ 415 V 3-pole, line protection TM210, FTFM, In=40 A overload protection Ir=40 A permanently set short-circuit protection Ii=10 x In terminal connection | 5180 | 1 | ZN | 1
3VA1040-2ED42-0AA0 |  | circuit breaker 3VA1 IEC Frame 100 breaking capacity class B Icu=16 kA @ 415 V 4-pole, line protection TM210, FTFM, In=40 A overload protection Ir=40 A permanently set short-circuit protection Ii=10 x In N conductor unprotected nut keeper kit | 6010 | 1 | ZN | 1
3VA1040-2ED46-0AA0 |  | circuit breaker 3VA1 IEC Frame 100 breaking capacity class B Icu=16 kA @ 415 V 4-pole, line protection TM210, FTFM, In=40 A overload protection Ir=40 A permanently set short-circuit protection Ii=10 x In N conductor unprotected terminal connection | 6750 | 1 | ZN | 1
3VA1040-3ED32-0AA0 |  | circuit breaker 3VA1 IEC Frame 100 breaking capacity class N Icu=25 kA @ 415 V 3-pole, line protection TM210, FTFM, In=40 A overload protection Ir=40 A permanently set short-circuit protection Ii=10 x In nut keeper kit | 4730 | 1 | ZN | 1
3VA1040-3ED36-0AA0 |  | circuit breaker 3VA1 IEC Frame 100 breaking capacity class N Icu=25 kA @ 415 V 3-pole, line protection TM210, FTFM, In=40 A overload protection Ir=40 A permanently set short-circuit protection Ii=10 x In terminal connection | 5240 | 1 | ZN | 1
3VA1040-3ED42-0AA0 |  | circuit breaker 3VA1 IEC Frame 100 breaking capacity class N Icu=25 kA @ 415 V 4-pole, line protection TM210, FTFM, In=40 A overload protection Ir=40 A permanently set short-circuit protection Ii=10 x In N conductor unprotected nut keeper kit | 6090 | 1 | ZN | 1
3VA1040-3ED46-0AA0 |  | circuit breaker 3VA1 IEC Frame 100 breaking capacity class N Icu=25 kA @ 415 V 4-pole, line protection TM210, FTFM, In=40 A overload protection Ir=40 A permanently set short-circuit protection Ii=10 x In N conductor unprotected terminal connection | 6870 | 1 | ZN | 1
3VA1040-4ED32-0AA0 |  | circuit breaker 3VA1 IEC Frame 100 breaking capacity class S Icu=36 kA @ 415 V 3-pole, line protection TM210, FTFM, In=40 A overload protection Ir=40 A permanently set short-circuit protection Ii=10 x In nut keeper kit | 4810 | 1 | ZN | 1
3VA1040-4ED36-0AA0 |  | circuit breaker 3VA1 IEC Frame 100 breaking capacity class S Icu=36 kA @ 415 V 3-pole, line protection TM210, FTFM, In=40 A overload protection Ir=40 A permanently set short-circuit protection Ii=10 x In terminal connection | 5390 | 1 | ZN | 1
3VA1040-4ED42-0AA0 |  | circuit breaker 3VA1 IEC Frame 100 breaking capacity class S Icu=36 kA @ 415 V 4-pole, line protection TM210, FTFM, In=40 A overload protection Ir=40 A permanently set short-circuit protection Ii=10 x In N conductor unprotected nut keeper kit | 6320 | 1 | ZN | 1
3VA1040-4ED46-0AA0 |  | circuit breaker 3VA1 IEC Frame 100 breaking capacity class S Icu=36 kA @ 415 V 4-pole, line protection TM210, FTFM, In=40 A overload protection Ir=40 A permanently set short-circuit protection Ii=10 x In N conductor unprotected terminal connection | 6990 | 1 | ZN | 1
3VA1050-2ED32-0AA0 |  | circuit breaker 3VA1 IEC Frame 100 breaking capacity class B Icu=16 kA @ 415 V 3-pole, line protection TM210, FTFM, In=50 A overload protection Ir=50 A permanently set short-circuit protection Ii=10 x In nut keeper kit | 4610 | 1 | ZN | 1
3VA1050-2ED36-0AA0 |  | circuit breaker 3VA1 IEC Frame 100 breaking capacity class B Icu=16 kA @ 415 V 3-pole, line protection TM210, FTFM, In=50 A overload protection Ir=50 A permanently set short-circuit protection Ii=10 x In terminal connection | 5180 | 1 | ZN | 1
3VA1050-2ED42-0AA0 |  | circuit breaker 3VA1 IEC Frame 100 breaking capacity class B Icu=16 kA @ 415 V 4-pole, line protection TM210, FTFM, In=50 A overload protection Ir=50 A permanently set short-circuit protection Ii=10 x In N conductor unprotected nut keeper kit | 6010 | 1 | ZN | 1
3VA1050-2ED46-0AA0 |  | circuit breaker 3VA1 IEC Frame 100 breaking capacity class B Icu=16 kA @ 415 V 4-pole, line protection TM210, FTFM, In=50 A overload protection Ir=50 A permanently set short-circuit protection Ii=10 x In N conductor unprotected terminal connection | 6750 | 1 | ZN | 1
3VA1050-3ED32-0AA0 |  | circuit breaker 3VA1 IEC Frame 100 breaking capacity class N Icu=25 kA @ 415 V 3-pole, line protection TM210, FTFM, In=50 A overload protection Ir=50 A permanently set short-circuit protection Ii=10 x In nut keeper kit | 4730 | 1 | ZN | 1
3VA1050-3ED36-0AA0 |  | circuit breaker 3VA1 IEC Frame 100 breaking capacity class N Icu=25 kA @ 415 V 3-pole, line protection TM210, FTFM, In=50 A overload protection Ir=50 A permanently set short-circuit protection Ii=10 x In terminal connection | 5240 | 1 | ZN | 1
3VA1050-3ED42-0AA0 |  | circuit breaker 3VA1 IEC Frame 100 breaking capacity class N Icu=25 kA @ 415 V 4-pole, line protection TM210, FTFM, In=50 A overload protection Ir=50 A permanently set short-circuit protection Ii=10 x In N conductor unprotected nut keeper kit | 6090 | 1 | ZN | 1
3VA1050-3ED46-0AA0 |  | circuit breaker 3VA1 IEC Frame 100 breaking capacity class N Icu=25 kA @ 415 V 4-pole, line protection TM210, FTFM, In=50 A overload protection Ir=50 A permanently set short-circuit protection Ii=10 x In N conductor unprotected terminal connection | 6870 | 1 | ZN | 1
3VA1050-4ED32-0AA0 |  | circuit breaker 3VA1 IEC Frame 100 breaking capacity class S Icu=36 kA @ 415 V 3-pole, line protection TM210, FTFM, In=50 A overload protection Ir=50 A permanently set short-circuit protection Ii=10 x In nut keeper kit | 4810 | 1 | ZN | 1
3VA1050-4ED36-0AA0 |  | circuit breaker 3VA1 IEC Frame 100 breaking capacity class S Icu=36 kA @ 415 V 3-pole, line protection TM210, FTFM, In=50 A overload protection Ir=50 A permanently set short-circuit protection Ii=10 x In terminal connection | 5390 | 1 | ZN | 1
3VA1050-4ED42-0AA0 |  | circuit breaker 3VA1 IEC Frame 100 breaking capacity class S Icu=36 kA @ 415 V 4-pole, line protection TM210, FTFM, In=50 A overload protection Ir=50 A permanently set short-circuit protection Ii=10 x In N conductor unprotected nut keeper kit | 6320 | 1 | ZN | 1
3VA1050-4ED46-0AA0 |  | circuit breaker 3VA1 IEC Frame 100 breaking capacity class S Icu=36 kA @ 415 V 4-pole, line protection TM210, FTFM, In=50 A overload protection Ir=50 A permanently set short-circuit protection Ii=10 x In N conductor unprotected terminal connection | 6990 | 1 | ZN | 1
3VA1063-2ED32-0AA0 |  | circuit breaker 3VA1 IEC Frame 100 breaking capacity class B Icu=16 kA @ 415 V 3-pole, line protection TM210, FTFM, In=63 A overload protection Ir=63 A permanently set short-circuit protection Ii=10 x In nut keeper kit | 4610 | 1 | ZN | 1
3VA1063-2ED36-0AA0 |  | circuit breaker 3VA1 IEC Frame 100 breaking capacity class B Icu=16 kA @ 415 V 3-pole, line protection TM210, FTFM, In=63 A overload protection Ir=63 A permanently set short-circuit protection Ii=10 x In terminal connection | 5180 | 1 | ZN | 1
3VA1063-2ED42-0AA0 |  | circuit breaker 3VA1 IEC Frame 100 breaking capacity class B Icu=16 kA @ 415 V 4-pole, line protection TM210, FTFM, In=63 A overload protection Ir=63 A permanently set short-circuit protection Ii=10 x In N conductor unprotected nut keeper kit | 6010 | 1 | ZN | 1
3VA1063-2ED46-0AA0 |  | circuit breaker 3VA1 IEC Frame 100 breaking capacity class B Icu=16 kA @ 415 V 4-pole, line protection TM210, FTFM, In=63 A overload protection Ir=63 A permanently set short-circuit protection Ii=10 x In N conductor unprotected terminal connection | 6750 | 1 | ZN | 1
3VA1063-3ED32-0AA0 |  | circuit breaker 3VA1 IEC Frame 100 breaking capacity class N Icu=25 kA @ 415 V 3-pole, line protection TM210, FTFM, In=63 A overload protection Ir=63 A permanently set short-circuit protection Ii=10 x In nut keeper kit | 4730 | 1 | ZN | 1
3VA1063-3ED36-0AA0 |  | circuit breaker 3VA1 IEC Frame 100 breaking capacity class N Icu=25 kA @ 415 V 3-pole, line protection TM210, FTFM, In=63 A overload protection Ir=63 A permanently set short-circuit protection Ii=10 x In terminal connection | 5240 | 1 | ZN | 1
3VA1063-3ED36-0AF0 |  | circuit breaker 3VA1 IEC Frame 100 breaking capacity class N Icu=25 kA @ 415 V 3-pole, line protection TM210, FTFM, In=63 A overload protection Ir=63 A permanently set short-circuit protection Ii=10 x In terminal connection 1 auxiliary switch HQ 1 trip alarm switch HQ | 6480 | 1 | ZN | 1
3VA1063-3ED36-0KA0 |  | circuit breaker 3VA1 IEC Frame 100 breaking capacity class N Icu=25 kA @ 415 V 3-pole, line protection TM210, FTFM, In=63 A overload protection Ir=63 A permanently set short-circuit protection Ii=10 x In terminal connection shunt trip (STL) 220-250 V DC, 208-277 V AC | 7380 | 1 | ZN | 1
3VA1063-3ED42-0AA0 |  | circuit breaker 3VA1 IEC Frame 100 breaking capacity class N Icu=25 kA @ 415 V 4-pole, line protection TM210, FTFM, In=63 A overload protection Ir=63 A permanently set short-circuit protection Ii=10 x In N conductor unprotected nut keeper kit | 6090 | 1 | ZN | 1
3VA1063-3ED46-0AA0 |  | circuit breaker 3VA1 IEC Frame 100 breaking capacity class N Icu=25 kA @ 415 V 4-pole, line protection TM210, FTFM, In=63 A overload protection Ir=63 A permanently set short-circuit protection Ii=10 x In N conductor unprotected terminal connection | 6870 | 1 | ZN | 1
3VA1063-4ED32-0AA0 |  | circuit breaker 3VA1 IEC Frame 100 breaking capacity class S Icu=36 kA @ 415 V 3-pole, line protection TM210, FTFM, In=63 A overload protection Ir=63 A permanently set short-circuit protection Ii=10 x In nut keeper kit | 4810 | 1 | ZN | 1
3VA1063-4ED36-0AA0 |  | circuit breaker 3VA1 IEC Frame 100 breaking capacity class S Icu=36 kA @ 415 V 3-pole, line protection TM210, FTFM, In=63 A overload protection Ir=63 A permanently set short-circuit protection Ii=10 x In terminal connection | 5390 | 1 | ZN | 1
3VA1063-4ED42-0AA0 |  | circuit breaker 3VA1 IEC Frame 100 breaking capacity class S Icu=36 kA @ 415 V 4-pole, line protection TM210, FTFM, In=63 A overload protection Ir=63 A permanently set short-circuit protection Ii=10 x In N conductor unprotected nut keeper kit | 6320 | 1 | ZN | 1
3VA1063-4ED46-0AA0 |  | circuit breaker 3VA1 IEC Frame 100 breaking capacity class S Icu=36 kA @ 415 V 4-pole, line protection TM210, FTFM, In=63 A overload protection Ir=63 A permanently set short-circuit protection Ii=10 x In N conductor unprotected terminal connection | 6990 | 1 | ZN | 1
3VA1080-2ED32-0AA0 |  | circuit breaker 3VA1 IEC Frame 100 breaking capacity class B Icu=16 kA @ 415 V 3-pole, line protection TM210, FTFM, In=80 A overload protection Ir=80 A permanently set short-circuit protection Ii=10 x In nut keeper kit | 5100 | 1 | ZN | 1
3VA1080-2ED32-0AC0 |  | circuit breaker 3VA1 IEC Frame 100 breaking capacity class B Icu=16 kA @ 415 V 3-pole, line protection TM210, FTFM, In=80 A overload protection Ir=80 A permanently set short-circuit protection Ii=10 x In nut keeper kit 2 auxiliary switches HQ | 6190 | 1 | ZN | 1
3VA1080-2ED36-0AA0 |  | circuit breaker 3VA1 IEC Frame 100 breaking capacity class B Icu=16 kA @ 415 V 3-pole, line protection TM210, FTFM, In=80 A overload protection Ir=80 A permanently set short-circuit protection Ii=10 x In terminal connection | 5610 | 1 | ZN | 1
3VA1080-2ED42-0AA0 |  | circuit breaker 3VA1 IEC Frame 100 breaking capacity class B Icu=16 kA @ 415 V 4-pole, line protection TM210, FTFM, In=80 A overload protection Ir=80 A permanently set short-circuit protection Ii=10 x In N conductor unprotected nut keeper kit | 6590 | 1 | ZN | 1
3VA1080-2ED46-0AA0 |  | circuit breaker 3VA1 IEC Frame 100 breaking capacity class B Icu=16 kA @ 415 V 4-pole, line protection TM210, FTFM, In=80 A overload protection Ir=80 A permanently set short-circuit protection Ii=10 x In N conductor unprotected terminal connection | 7350 | 1 | ZN | 1
3VA1080-3ED32-0AA0 |  | circuit breaker 3VA1 IEC Frame 100 breaking capacity class N Icu=25 kA @ 415 V 3-pole, line protection TM210, FTFM, In=80 A overload protection Ir=80 A permanently set short-circuit protection Ii=10 x In nut keeper kit | 5180 | 1 | ZN | 1
3VA1080-3ED32-0HA0 |  | circuit breaker 3VA1 IEC Frame 100 breaking capacity class N Icu=25 kA @ 415 V 3-pole, line protection TM210, FTFM, In=80 A overload protection Ir=80 A permanently set short-circuit protection Ii=10 x In nut keeper kit shunt trip (STL) 12-30 V DC, 24 V AC 50/60 Hz | 7320 | 1 | ZN | 1
3VA1080-3ED36-0AA0 |  | circuit breaker 3VA1 IEC Frame 100 breaking capacity class N Icu=25 kA @ 415 V 3-pole, line protection TM210, FTFM, In=80 A overload protection Ir=80 A permanently set short-circuit protection Ii=10 x In terminal connection | 5760 | 1 | ZN | 1
3VA1080-3ED36-0JC0 |  | circuit breaker 3VA1 IEC Frame 100 breaking capacity class N Icu=25 kA @ 415 V 3-pole, line protection TM210, FTFM, In=80 A overload protection Ir=80 A permanently set short-circuit protection Ii=10 x In terminal connection shunt trip (STL) 110-127 V DC, AC 50/60 Hz 2 auxiliary switches HQ | 8970 | 1 | ZN | 1
3VA1080-3ED42-0AA0 |  | circuit breaker 3VA1 IEC Frame 100 breaking capacity class N Icu=25 kA @ 415 V 4-pole, line protection TM210, FTFM, In=80 A overload protection Ir=80 A permanently set short-circuit protection Ii=10 x In N conductor unprotected nut keeper kit | 6740 | 1 | ZN | 1
3VA1080-3ED46-0AA0 |  | circuit breaker 3VA1 IEC Frame 100 breaking capacity class N Icu=25 kA @ 415 V 4-pole, line protection TM210, FTFM, In=80 A overload protection Ir=80 A permanently set short-circuit protection Ii=10 x In N conductor unprotected terminal connection | 7460 | 1 | ZN | 1
3VA1080-4ED32-0AA0 |  | circuit breaker 3VA1 IEC Frame 100 breaking capacity class S Icu=36 kA @ 415 V 3-pole, line protection TM210, FTFM, In=80 A overload protection Ir=80 A permanently set short-circuit protection Ii=10 x In nut keeper kit | 5240 | 1 | ZN | 1
3VA1080-4ED36-0AA0 |  | circuit breaker 3VA1 IEC Frame 100 breaking capacity class S Icu=36 kA @ 415 V 3-pole, line protection TM210, FTFM, In=80 A overload protection Ir=80 A permanently set short-circuit protection Ii=10 x In terminal connection | 5840 | 1 | ZN | 1
3VA1080-4ED42-0AA0 |  | circuit breaker 3VA1 IEC Frame 100 breaking capacity class S Icu=36 kA @ 415 V 4-pole, line protection TM210, FTFM, In=80 A overload protection Ir=80 A permanently set short-circuit protection Ii=10 x In N conductor unprotected nut keeper kit | 6850 | 1 | ZN | 1
3VA1080-4ED46-0AA0 |  | circuit breaker 3VA1 IEC Frame 100 breaking capacity class S Icu=36 kA @ 415 V 4-pole, line protection TM210, FTFM, In=80 A overload protection Ir=80 A permanently set short-circuit protection Ii=10 x In N conductor unprotected terminal connection | 7620 | 1 | ZN | 1
3VA1096-2ED32-0AA0 |  | circuit breaker 3VA1 IEC Frame 100 breaking capacity class B Icu=16 kA @ 415 V 3-pole, line protection TM210, FTFM, In=16 A overload protection Ir=16 A permanently set short-circuit protection Ii=20 x In nut keeper kit | 4610 | 1 | ZN | 1
3VA1096-2ED36-0AA0 |  | circuit breaker 3VA1 IEC Frame 100 breaking capacity class B Icu=16 kA @ 415 V 3-pole, line protection TM210, FTFM, In=16 A overload protection Ir=16 A permanently set short-circuit protection Ii=20 x In terminal connection | 5180 | 1 | ZN | 1
3VA1096-2ED42-0AA0 |  | circuit breaker 3VA1 IEC Frame 100 breaking capacity class B Icu=16 kA @ 415 V 4-pole, line protection TM210, FTFM, In=16 A overload protection Ir=16 A permanently set short-circuit protection Ii=20 x In N conductor unprotected nut keeper kit | 6010 | 1 | ZN | 1
3VA1096-2ED46-0AA0 |  | circuit breaker 3VA1 IEC Frame 100 breaking capacity class B Icu=16 kA @ 415 V 4-pole, line protection TM210, FTFM, In=16 A overload protection Ir=16 A permanently set short-circuit protection Ii=20 x In N conductor unprotected terminal connection | 6750 | 1 | ZN | 1
3VA1096-3ED32-0AA0 |  | circuit breaker 3VA1 IEC Frame 100 breaking capacity class N Icu=25 kA @ 415 V 3-pole, line protection TM210, FTFM, In=16 A overload protection Ir=16 A permanently set short-circuit protection Ii=20 x In nut keeper kit | 4730 | 1 | ZN | 1
3VA1096-3ED36-0AA0 |  | circuit breaker 3VA1 IEC Frame 100 breaking capacity class N Icu=25 kA @ 415 V 3-pole, line protection TM210, FTFM, In=16 A overload protection Ir=16 A permanently set short-circuit protection Ii=20 x In terminal connection | 5240 | 1 | ZN | 1
3VA1096-3ED42-0AA0 |  | circuit breaker 3VA1 IEC Frame 100 breaking capacity class N Icu=25 kA @ 415 V 4-pole, line protection TM210, FTFM, In=16 A overload protection Ir=16 A permanently set short-circuit protection Ii=20 x In N conductor unprotected nut keeper kit | 6090 | 1 | ZN | 1
3VA1096-3ED46-0AA0 |  | circuit breaker 3VA1 IEC Frame 100 breaking capacity class N Icu=25 kA @ 415 V 4-pole, line protection TM210, FTFM, In=16 A overload protection Ir=16 A permanently set short-circuit protection Ii=20 x In N conductor unprotected terminal connection | 6870 | 1 | ZN | 1
3VA1096-4ED32-0AA0 |  | circuit breaker 3VA1 IEC Frame 100 breaking capacity class S Icu=36 kA @ 415 V 3-pole, line protection TM210, FTFM, In=16 A overload protection Ir=16 A permanently set short-circuit protection Ii=20 x In nut keeper kit | 4810 | 1 | ZN | 1
3VA1096-4ED32-0BA0 |  | circuit breaker 3VA1 IEC Frame 100 breaking capacity class S Icu=36 kA @ 415 V 3-pole, line protection TM210, FTFM, In=16 A overload protection Ir=16 A permanently set short-circuit protection Ii=10 x In nut keeper kit undervoltage release (UVR) 24 V DC | 7540 | 1 | ZN | 1
3VA1096-4ED36-0AA0 |  | circuit breaker 3VA1 IEC Frame 100 breaking capacity class S Icu=36 kA @ 415 V 3-pole, line protection TM210, FTFM, In=16 A overload protection Ir=16 A permanently set short-circuit protection Ii=20 x In terminal connection | 5390 | 1 | ZN | 1
3VA1096-4ED42-0AA0 |  | circuit breaker 3VA1 IEC Frame 100 breaking capacity class S Icu=36 kA @ 415 V 4-pole, line protection TM210, FTFM, In=16 A overload protection Ir=16 A permanently set short-circuit protection Ii=20 x In N conductor unprotected nut keeper kit | 6320 | 1 | ZN | 1
3VA1096-4ED46-0AA0 |  | circuit breaker 3VA1 IEC Frame 100 breaking capacity class S Icu=36 kA @ 415 V 4-pole, line protection TM210, FTFM, In=16 A overload protection Ir=16 A permanently set short-circuit protection Ii=20 x In N conductor unprotected terminal connection | 6990 | 1 | ZN | 1
3VA1102-5MG32-0AA0 |  | circuit breaker 3VA1 IEC Frame 160 breaking capacity class M Icu=55 kA @ 415 V 3-pole, starter protection TM110M, FM, In=2 A without overload protection short-circuit protection Ii=15 x In nut keeper kit | 6350 | 1 | ZN | 1
3VA1102-5MG36-0AA0 |  | circuit breaker 3VA1 IEC Frame 160 breaking capacity class M Icu=55 kA @ 415 V 3-pole, starter protection TM110M, FM, In=2 A without overload protection short-circuit protection Ii=15 x In terminal connection | 6870 | 1 | ZN | 1
3VA1102-6MG32-0AA0 |  | circuit breaker 3VA1 IEC Frame 160 breaking capacity class H Icu=70 kA @ 415 V 3-pole, starter protection TM110M, FM, In=2 A without overload protection short-circuit protection Ii=15 x In nut keeper kit | 6880 | 1 | ZN | 1
3VA1102-6MG36-0AA0 |  | circuit breaker 3VA1 IEC Frame 160 breaking capacity class H Icu=70 kA @ 415 V 3-pole, starter protection TM110M, FM, In=2 A without overload protection short-circuit protection Ii=15 x In terminal connection | 7460 | 1 | ZN | 1
3VA1104-5MG32-0AA0 |  | circuit breaker 3VA1 IEC Frame 160 breaking capacity class M Icu=55 kA @ 415 V 3-pole, starter protection TM110M, FM, In=4 A without overload protection short-circuit protection Ii=15 x In nut keeper kit | 6350 | 1 | ZN | 1
3VA1104-5MG36-0AA0 |  | circuit breaker 3VA1 IEC Frame 160 breaking capacity class M Icu=55 kA @ 415 V 3-pole, starter protection TM110M, FM, In=4 A without overload protection short-circuit protection Ii=15 x In terminal connection | 6870 | 1 | ZN | 1
3VA1104-6MG32-0AA0 |  | circuit breaker 3VA1 IEC Frame 160 breaking capacity class H Icu=70 kA @ 415 V 3-pole, starter protection TM110M, FM, In=4 A without overload protection short-circuit protection Ii=15 x In nut keeper kit | 6880 | 1 | ZN | 1
3VA1104-6MG36-0AA0 |  | circuit breaker 3VA1 IEC Frame 160 breaking capacity class H Icu=70 kA @ 415 V 3-pole, starter protection TM110M, FM, In=4 A without overload protection short-circuit protection Ii=15 x In terminal connection | 7460 | 1 | ZN | 1
3VA1108-5MG32-0AA0 |  | circuit breaker 3VA1 IEC Frame 160 breaking capacity class M Icu=55 kA @ 415 V 3-pole, starter protection TM110M, FM, In=8 A without overload protection short-circuit protection Ii=15 x In nut keeper kit | 6350 | 1 | ZN | 1
3VA1108-5MG36-0AA0 |  | circuit breaker 3VA1 IEC Frame 160 breaking capacity class M Icu=55 kA @ 415 V 3-pole, starter protection TM110M, FM, In=8 A without overload protection short-circuit protection Ii=15 x In terminal connection | 6870 | 1 | ZN | 1
3VA1108-6MG32-0AA0 |  | circuit breaker 3VA1 IEC Frame 160 breaking capacity class H Icu=70 kA @ 415 V 3-pole, starter protection TM110M, FM, In=8 A without overload protection short-circuit protection Ii=15 x In nut keeper kit | 6880 | 1 | ZN | 1
3VA1108-6MG36-0AA0 |  | circuit breaker 3VA1 IEC Frame 160 breaking capacity class H Icu=70 kA @ 415 V 3-pole, starter protection TM110M, FM, In=8 A without overload protection short-circuit protection Ii=15 x In terminal connection | 7460 | 1 | ZN | 1
3VA1110-1AA32-0AA0 |  | switch disconnector 3VA1 IEC frame 160 3-pole SD100, In=100A without overload protection w/o short-circuit protection nut keeper kit | 5450 | 1 | ZN | 1
3VA1110-1AA36-0AA0 |  | switch disconnector 3VA1 IEC frame 160 3-pole SD100, In=100A without overload protection w/o short-circuit protection clamp connection | 6010 | 1 | ZN | 1
3VA1110-1AA36-0AB0 |  | switch disconnector 3VA1 IEC frame 160 3-pole SD100, In=100A without overload protection w/o short-circuit protection clamp connection 2 auxiliary switches HP | 7800 | 1 | ZN | 1
3VA1110-1AA36-0AD0 |  | switch disconnector 3VA1 IEC frame 160 3-pole SD100, In=100A without overload protection w/o short-circuit protection clamp connection 3 auxiliary switches HQ | 7800 | 1 | ZN | 1
3VA1110-1AA36-0AF0 |  | switch disconnector 3VA1 IEC frame 160 3-pole SD100, In=100A without overload protection w/o short-circuit protection clamp connection 1 auxiliary switch HQ 1 trip alarm switch HQ | 7190 | 1 | ZN | 1
3VA1110-1AA36-0CC0 |  | switch disconnector 3VA1 IEC frame 160 3-pole SD100, In=100A without overload protection w/o short-circuit protection clamp connection undervoltage release (UVR) 120-127V AC 50/60Hz 2 auxiliary switches HQ | 9940 | 1 | ZN | 1
3VA1110-1AA42-0AA0 |  | switch disconnector 3VA1 IEC frame 160 4-pole SD100, In=100A without overload protection w/o short-circuit protection nut keeper kit | 7080 | 1 | ZN | 1
3VA1110-1AA42-0AE0 |  | switch disconnector 3VA1 IEC frame 160 4-pole SD100, In=100A without overload protection w/o short-circuit protection nut keeper kit 4 auxiliary switches HQ | 9470 | 1 | ZN | 1
3VA1110-1AA46-0AA0 |  | switch disconnector 3VA1 IEC frame 160 4-pole SD100, In=100A without overload protection w/o short-circuit protection clamp connection | 7850 | 1 | ZN | 1
3VA1110-3ED12-0AA0 |  | circuit breaker 3VA1 IEC Frame 160 breaking capacity class N Icu=25 kA @ 240 V 1-pole, line protection TM210, FTFM, In=100 A overload protection Ir=100 A permanently set short-circuit protection Ii=10 x In nut keeper kit | 3140 | 1 | ZN | 1
3VA1110-3ED16-0AA0 |  | circuit breaker 3VA1 IEC Frame 160 breaking capacity class N Icu=25 kA @ 240 V 1-pole, line protection TM210, FTFM, In=100 A overload protection Ir=100 A permanently set short-circuit protection Ii=10 x In terminal connection | 3280 | 1 | ZN | 1
3VA1110-3ED22-0AA0 |  | circuit breaker 3VA1 IEC Frame 160 breaking capacity class N Icu=25 kA @ 415 V 2-pole, line protection TM210, FTFM, In=100 A overload protection Ir=100 A permanently set short-circuit protection Ii=10 x In nut keeper kit | 5610 | 1 | ZN | 1
3VA1110-3ED26-0AA0 |  | circuit breaker 3VA1 IEC Frame 160 breaking capacity class N Icu=25 kA @ 415 V 2-pole, line protection TM210, FTFM, In=100 A overload protection Ir=100 A permanently set short-circuit protection Ii=10 x In terminal connection | 6000 | 1 | ZN | 1
3VA1110-3ED32-0AA0 |  | circuit breaker 3VA1 IEC Frame 160 breaking capacity class N Icu=25 kA @ 415 V 3-pole, line protection TM210, FTFM, In=100 A overload protection Ir=100 A permanently set short-circuit protection Ii=10 x In nut keeper kit | 6190 | 1 | ZN | 1
3VA1110-3ED36-0AA0 |  | circuit breaker 3VA1 IEC Frame 160 breaking capacity class N Icu=25 kA @ 415 V 3-pole, line protection TM210, FTFM, In=100 A overload protection Ir=100 A permanently set short-circuit protection Ii=10 x In terminal connection | 6800 | 1 | ZN | 1
3VA1110-3ED42-0AA0 |  | circuit breaker 3VA1 IEC Frame 160 breaking capacity class N Icu=25 kA @ 415 V 4-pole, line protection TM210, FTFM, In=100 A overload protection Ir=100 A permanently set short-circuit protection Ii=10 x In N conductor unprotected nut keeper kit | 8140 | 1 | ZN | 1
3VA1110-3ED46-0AA0 |  | circuit breaker 3VA1 IEC Frame 160 breaking capacity class N Icu=25 kA @ 415 V 4-pole, line protection TM210, FTFM, In=100 A overload protection Ir=100 A permanently set short-circuit protection Ii=10 x In N conductor unprotected terminal connection | 8830 | 1 | ZN | 1
3VA1110-3EE32-0AA0 |  | circuit breaker 3VA1 IEC Frame 160 breaking capacity class N Icu=25 kA @ 415 V 3-pole, line protection TM220, ATFM, In=100 A overload protection Ir=70 A...100 A short-circuit protection Ii=10 x In nut keeper kit | 6400 | 1 | ZN | 1
3VA1110-3EE36-0AA0 |  | circuit breaker 3VA1 IEC Frame 160 breaking capacity class N Icu=25 kA @ 415 V 3-pole, line protection TM220, ATFM, In=100 A overload protection Ir=70 A...100 A short-circuit protection Ii=10 x In terminal connection | 6900 | 1 | ZN | 1
3VA1110-3EE42-0AA0 |  | circuit breaker 3VA1 IEC Frame 160 breaking capacity class N Icu=25 kA @ 415 V 4-pole, line protection TM220, ATFM, In=100 A overload protection Ir=70 A...100 A short-circuit protection Ii=10 x In N conductor unprotected nut keeper kit | 8310 | 1 | ZN | 1
3VA1110-3EE46-0AA0 |  | circuit breaker 3VA1 IEC Frame 160 breaking capacity class N Icu=25 kA @ 415 V 4-pole, line protection TM220, ATFM, In=100 A overload protection Ir=70 A...100 A short-circuit protection Ii=10 x In N conductor unprotected terminal connection | 9020 | 1 | ZN | 1
3VA1110-3EF32-0AA0 |  | circuit breaker 3VA1 IEC Frame 160 breaking capacity class N Icu=25 kA @ 415 V 3-pole, line protection TM240, ATAM, In=100 A overload protection Ir=70 A...100 A short-circuit protection Ii=5...10 x In nut keeper kit | 6720 | 1 | ZN | 1
3VA1110-3EF36-0AA0 |  | circuit breaker 3VA1 IEC Frame 160 breaking capacity class N Icu=25 kA @ 415 V 3-pole, line protection TM240, ATAM, In=100 A overload protection Ir=70 A...100 A short-circuit protection Ii=5...10 x In terminal connection | 7300 | 1 | ZN | 1
3VA1110-3EF36-0AB0 |  | circuit breaker 3VA1 IEC Frame 160 breaking capacity class N Icu=25 kA @ 415 V 3-pole, line protection TM240, ATAM, In=100 A overload protection Ir=70 A...100 A short-circuit protection Ii=5...10 x In terminal connection 2 auxiliary switches HP | 9000 | 1 | ZN | 1
3VA1110-3EF36-0BA0 |  | circuit breaker 3VA1 IEC Frame 160 breaking capacity class N Icu=25 kA @ 415 V 3-pole, line protection TM240, ATAM, In=100 A overload protection Ir=70 A...100 A short-circuit protection Ii=5...10 x In terminal connection undervoltage release (UVR) 24 V DC | 9990 | 1 | ZN | 1
3VA1110-3EF42-0AA0 |  | circuit breaker 3VA1 IEC Frame 160 breaking capacity class N Icu=25 kA @ 415 V 4-pole, line protection TM240, ATAM, In=100 A overload protection Ir=70 A...100 A short-circuit protection Ii=5...10 x In N conductor unprotected nut keeper kit | 8730 | 1 | ZN | 1
3VA1110-3EF46-0AA0 |  | circuit breaker 3VA1 IEC Frame 160 breaking capacity class N Icu=25 kA @ 415 V 4-pole, line protection TM240, ATAM, In=100 A overload protection Ir=70 A...100 A short-circuit protection Ii=5...10 x In N conductor unprotected terminal connection | 9470 | 1 | ZN | 1
3VA1110-3FD42-0AA0 |  | circuit breaker 3VA1 IEC Frame 160 breaking capacity class N Icu=25 kA @ 415 V 4-pole, line protection TM210, FTFM, In=100 A overload protection Ir=100 A permanently set short-circuit protection Ii=10 x In neutral conductor protection 50% nut keeper kit | 8140 | 1 | ZN | 1
3VA1110-3FD46-0AA0 |  | circuit breaker 3VA1 IEC Frame 160 breaking capacity class N Icu=25 kA @ 415 V 4-pole, line protection TM210, FTFM, In=100 A overload protection Ir=100 A permanently set short-circuit protection Ii=10 x In neutral conductor protection 50% terminal connection | 8830 | 1 | ZN | 1
3VA1110-3FE42-0AA0 |  | circuit breaker 3VA1 IEC Frame 160 breaking capacity class N Icu=25 kA @ 415 V 4-pole, line protection TM220, ATFM, In=100 A overload protection Ir=70 A...100 A short-circuit protection Ii=10 x In neutral conductor protection 50% nut keeper kit | 8310 | 1 | ZN | 1
3VA1110-3FE46-0AA0 |  | circuit breaker 3VA1 IEC Frame 160 breaking capacity class N Icu=25 kA @ 415 V 4-pole, line protection TM220, ATFM, In=100 A overload protection Ir=70 A...100 A short-circuit protection Ii=10 x In neutral conductor protection 50% terminal connection | 9020 | 1 | ZN | 1
3VA1110-3FF42-0AA0 |  | circuit breaker 3VA1 IEC Frame 160 breaking capacity class N Icu=25 kA @ 415 V 4-pole, line protection TM240, ATAM, In=100 A overload protection Ir=70 A...100 A short-circuit protection Ii=5...10 x In neutral conductor protection 50% nut keeper kit | 8730 | 1 | ZN | 1
3VA1110-3FF46-0AA0 |  | circuit breaker 3VA1 IEC Frame 160 breaking capacity class N Icu=25 kA @ 415 V 4-pole, line protection TM240, ATAM, In=100 A overload protection Ir=70 A...100 A short-circuit protection Ii=5...10 x In neutral conductor protection 50% terminal connection | 9470 | 1 | ZN | 1
3VA1110-3GD42-0AA0 |  | circuit breaker 3VA1 IEC Frame 160 breaking capacity class N Icu=25 kA @ 415 V 4-pole, line protection TM210, FTFM, In=100 A overload protection Ir=100 A permanently set short-circuit protection Ii=10 x In neutral conductor protection 100% nut keeper kit | 8140 | 1 | ZN | 1
3VA1110-3GD46-0AA0 |  | circuit breaker 3VA1 IEC Frame 160 breaking capacity class N Icu=25 kA @ 415 V 4-pole, line protection TM210, FTFM, In=100 A overload protection Ir=100 A permanently set short-circuit protection Ii=10 x In neutral conductor protection 100% terminal connection | 8830 | 1 | ZN | 1
3VA1110-3GE42-0AA0 |  | circuit breaker 3VA1 IEC Frame 160 breaking capacity class N Icu=25 kA @ 415 V 4-pole, line protection TM220, ATFM, In=100 A overload protection Ir=70 A...100 A short-circuit protection Ii=10 x In neutral conductor protection 100% nut keeper kit | 8310 | 1 | ZN | 1
3VA1110-3GE46-0AA0 |  | circuit breaker 3VA1 IEC Frame 160 breaking capacity class N Icu=25 kA @ 415 V 4-pole, line protection TM220, ATFM, In=100 A overload protection Ir=70 A...100 A short-circuit protection Ii=10 x In neutral conductor protection 100% terminal connection | 9020 | 1 | ZN | 1
3VA1110-3GF42-0AA0 |  | circuit breaker 3VA1 IEC Frame 160 breaking capacity class N Icu=25 kA @ 415 V 4-pole, line protection TM240, ATAM, In=100 A overload protection Ir=70 A...100 A short-circuit protection Ii=5...10 x In neutral conductor protection 100% nut keeper kit | 8730 | 1 | ZN | 1
3VA1110-3GF46-0AA0 |  | circuit breaker 3VA1 IEC Frame 160 breaking capacity class N Icu=25 kA @ 415 V 4-pole, line protection TM240, ATAM, In=100 A overload protection Ir=70 A...100 A short-circuit protection Ii=5...10 x In neutral conductor protection 100% terminal connection | 9470 | 1 | ZN | 1
3VA1110-4ED12-0AA0 |  | circuit breaker 3VA1 IEC Frame 160 breaking capacity class S Icu=36 kA @ 240 V 1-pole, line protection TM210, FTFM, In=100 A overload protection Ir=100 A permanently set short-circuit protection Ii=10 x In nut keeper kit | 3390 | 1 | ZN | 1
3VA1110-4ED16-0AA0 |  | circuit breaker 3VA1 IEC Frame 160 breaking capacity class S Icu=36 kA @ 240 V 1-pole, line protection TM210, FTFM, In=100 A overload protection Ir=100 A permanently set short-circuit protection Ii=10 x In terminal connection | 3600 | 1 | ZN | 1
3VA1110-4ED22-0AA0 |  | circuit breaker 3VA1 IEC Frame 160 breaking capacity class S Icu=36 kA @ 415 V 2-pole, line protection TM210, FTFM, In=100 A overload protection Ir=100 A permanently set short-circuit protection Ii=10 x In nut keeper kit | 6080 | 1 | ZN | 1
3VA1110-4ED26-0AA0 |  | circuit breaker 3VA1 IEC Frame 160 breaking capacity class S Icu=36 kA @ 415 V 2-pole, line protection TM210, FTFM, In=100 A overload protection Ir=100 A permanently set short-circuit protection Ii=10 x In terminal connection | 6510 | 1 | ZN | 1
3VA1110-4ED32-0AA0 |  | circuit breaker 3VA1 IEC Frame 160 breaking capacity class S Icu=36 kA @ 415 V 3-pole, line protection TM210, FTFM, In=100 A overload protection Ir=100 A permanently set short-circuit protection Ii=10 x In nut keeper kit | 6770 | 1 | ZN | 1
3VA1110-4ED36-0AA0 |  | circuit breaker 3VA1 IEC Frame 160 breaking capacity class S Icu=36 kA @ 415 V 3-pole, line protection TM210, FTFM, In=100 A overload protection Ir=100 A permanently set short-circuit protection Ii=10 x In terminal connection | 7350 | 1 | ZN | 1
3VA1110-4ED42-0AA0 |  | circuit breaker 3VA1 IEC Frame 160 breaking capacity class S Icu=36 kA @ 415 V 4-pole, line protection TM210, FTFM, In=100 A overload protection Ir=100 A permanently set short-circuit protection Ii=10 x In N conductor unprotected nut keeper kit | 8800 | 1 | ZN | 1
3VA1110-4ED46-0AA0 |  | circuit breaker 3VA1 IEC Frame 160 breaking capacity class S Icu=36 kA @ 415 V 4-pole, line protection TM210, FTFM, In=100 A overload protection Ir=100 A permanently set short-circuit protection Ii=10 x In N conductor unprotected terminal connection | 9580 | 1 | ZN | 1
3VA1110-4EE32-0AA0 |  | circuit breaker 3VA1 IEC Frame 160 breaking capacity class S Icu=36 kA @ 415 V 3-pole, line protection TM220, ATFM, In=100 A overload protection Ir=70 A...100 A short-circuit protection Ii=10 x In nut keeper kit | 6900 | 1 | ZN | 1
3VA1110-4EE36-0AA0 |  | circuit breaker 3VA1 IEC Frame 160 breaking capacity class S Icu=36 kA @ 415 V 3-pole, line protection TM220, ATFM, In=100 A overload protection Ir=70 A...100 A short-circuit protection Ii=10 x In terminal connection | 7490 | 1 | ZN | 1
3VA1110-4EE42-0AA0 |  | circuit breaker 3VA1 IEC Frame 160 breaking capacity class S Icu=36 kA @ 415 V 4-pole, line protection TM220, ATFM, In=100 A overload protection Ir=70 A...100 A short-circuit protection Ii=10 x In N conductor unprotected nut keeper kit | 9000 | 1 | ZN | 1
3VA1110-4EE46-0AA0 |  | circuit breaker 3VA1 IEC Frame 160 breaking capacity class S Icu=36 kA @ 415 V 4-pole, line protection TM220, ATFM, In=100 A overload protection Ir=70 A...100 A short-circuit protection Ii=10 x In N conductor unprotected terminal connection | 9730 | 1 | ZN | 1
3VA1110-4EF32-0AA0 |  | circuit breaker 3VA1 IEC Frame 160 breaking capacity class S Icu=36 kA @ 415 V 3-pole, line protection TM240, ATAM, In=100 A overload protection Ir=70 A...100 A short-circuit protection Ii=5...10 x In nut keeper kit | 7330 | 1 | ZN | 1
3VA1110-4EF36-0AA0 |  | circuit breaker 3VA1 IEC Frame 160 breaking capacity class S Icu=36 kA @ 415 V 3-pole, line protection TM240, ATAM, In=100 A overload protection Ir=70 A...100 A short-circuit protection Ii=5...10 x In terminal connection | 7850 | 1 | ZN | 1
3VA1110-4EF36-0HC0 |  | circuit breaker 3VA1 IEC Frame 160 breaking capacity class S Icu=36 kA @ 415 V 3-pole, line protection TM240, ATAM, In=100 A overload protection Ir=70 A...100 A short-circuit protection Ii=5...10 x In terminal connection shunt trip (STL) 12-30 V DC, 24 V AC 50/60 Hz 2 auxiliary switches HQ | 11200 | 1 | ZN | 1
3VA1110-4EF36-0HH0 |  | circuit breaker 3VA1 IEC Frame 160 breaking capacity class S Icu=36 kA @ 415 V 3-pole, line protection TM240, ATAM, In=100 A overload protection Ir=70 A...100 A short-circuit protection Ii=5...10 x In terminal connection shunt trip (STL) 12-30 V DC, 24 V AC 50/60 Hz 2 auxiliary switches HQ 1 trip alarm switch HQ | 11700 | 1 | ZN | 1
3VA1110-4EF42-0AA0 |  | circuit breaker 3VA1 IEC Frame 160 breaking capacity class S Icu=36 kA @ 415 V 4-pole, line protection TM240, ATAM, In=100 A overload protection Ir=70 A...100 A short-circuit protection Ii=5...10 x In N conductor unprotected nut keeper kit | 9500 | 1 | ZN | 1
3VA1110-4EF46-0AA0 |  | circuit breaker 3VA1 IEC Frame 160 breaking capacity class S Icu=36 kA @ 415 V 4-pole, line protection TM240, ATAM, In=100 A overload protection Ir=70 A...100 A short-circuit protection Ii=5...10 x In N conductor unprotected terminal connection | 10300 | 1 | ZN | 1
3VA1110-4FD42-0AA0 |  | circuit breaker 3VA1 IEC Frame 160 breaking capacity class S Icu=36 kA @ 415 V 4-pole, line protection TM210, FTFM, In=100 A overload protection Ir=100 A permanently set short-circuit protection Ii=10 x In neutral conductor protection 50% nut keeper kit | 8800 | 1 | ZN | 1
3VA1110-4FD46-0AA0 |  | circuit breaker 3VA1 IEC Frame 160 breaking capacity class S Icu=36 kA @ 415 V 4-pole, line protection TM210, FTFM, In=100 A overload protection Ir=100 A permanently set short-circuit protection Ii=10 x In neutral conductor protection 50% terminal connection | 9580 | 1 | ZN | 1
3VA1110-4FE42-0AA0 |  | circuit breaker 3VA1 IEC Frame 160 breaking capacity class S Icu=36 kA @ 415 V 4-pole, line protection TM220, ATFM, In=100 A overload protection Ir=70 A...100 A short-circuit protection Ii=10 x In neutral conductor protection 50% nut keeper kit | 9000 | 1 | ZN | 1
3VA1110-4FE46-0AA0 |  | circuit breaker 3VA1 IEC Frame 160 breaking capacity class S Icu=36 kA @ 415 V 4-pole, line protection TM220, ATFM, In=100 A overload protection Ir=70 A...100 A short-circuit protection Ii=10 x In neutral conductor protection 50% terminal connection | 9730 | 1 | ZN | 1
3VA1110-4FF42-0AA0 |  | circuit breaker 3VA1 IEC Frame 160 breaking capacity class S Icu=36 kA @ 415 V 4-pole, line protection TM240, ATAM, In=100 A overload protection Ir=70 A...100 A short-circuit protection Ii=5...10 x In neutral conductor protection 50% nut keeper kit | 9500 | 1 | ZN | 1
3VA1110-4FF46-0AA0 |  | circuit breaker 3VA1 IEC Frame 160 breaking capacity class S Icu=36 kA @ 415 V 4-pole, line protection TM240, ATAM, In=100 A overload protection Ir=70 A...100 A short-circuit protection Ii=5...10 x In neutral conductor protection 50% terminal connection | 10300 | 1 | ZN | 1
3VA1110-4GD42-0AA0 |  | circuit breaker 3VA1 IEC Frame 160 breaking capacity class S Icu=36 kA @ 415 V 4-pole, line protection TM210, FTFM, In=100 A overload protection Ir=100 A permanently set short-circuit protection Ii=10 x In neutral conductor protection 100% nut keeper kit | 8800 | 1 | ZN | 1
3VA1110-4GD46-0AA0 |  | circuit breaker 3VA1 IEC Frame 160 breaking capacity class S Icu=36 kA @ 415 V 4-pole, line protection TM210, FTFM, In=100 A overload protection Ir=100 A permanently set short-circuit protection Ii=10 x In neutral conductor protection 100% terminal connection | 9580 | 1 | ZN | 1
3VA1110-4GE42-0AA0 |  | circuit breaker 3VA1 IEC Frame 160 breaking capacity class S Icu=36 kA @ 415 V 4-pole, line protection TM220, ATFM, In=100 A overload protection Ir=70 A...100 A short-circuit protection Ii=10 x In neutral conductor protection 100% nut keeper kit | 9000 | 1 | ZN | 1
3VA1110-4GE46-0AA0 |  | circuit breaker 3VA1 IEC Frame 160 breaking capacity class S Icu=36 kA @ 415 V 4-pole, line protection TM220, ATFM, In=100 A overload protection Ir=70 A...100 A short-circuit protection Ii=10 x In neutral conductor protection 100% terminal connection | 9730 | 1 | ZN | 1
3VA1110-4GF42-0AA0 |  | circuit breaker 3VA1 IEC Frame 160 breaking capacity class S Icu=36 kA @ 415 V 4-pole, line protection TM240, ATAM, In=100 A overload protection Ir=70 A...100 A short-circuit protection Ii=5...10 x In neutral conductor protection 100% nut keeper kit | 9500 | 1 | ZN | 1
3VA1110-4GF46-0AA0 |  | circuit breaker 3VA1 IEC Frame 160 breaking capacity class S Icu=36 kA @ 415 V 4-pole, line protection TM240, ATAM, In=100 A overload protection Ir=70 A...100 A short-circuit protection Ii=5...10 x In neutral conductor protection 100% terminal connection | 10300 | 1 | ZN | 1
3VA1110-5ED12-0AA0 |  | circuit breaker 3VA1 IEC Frame 160 breaking capacity class M Icu=55 kA @ 240 V 1-pole, line protection TM210, FTFM, In=100 A overload protection Ir=100 A permanently set short-circuit protection Ii=10 x In nut keeper kit | 3760 | 1 | ZN | 1
3VA1110-5ED16-0AA0 |  | circuit breaker 3VA1 IEC Frame 160 breaking capacity class M Icu=55 kA @ 240 V 1-pole, line protection TM210, FTFM, In=100 A overload protection Ir=100 A permanently set short-circuit protection Ii=10 x In terminal connection | 3940 | 1 | ZN | 1
3VA1110-5ED22-0AA0 |  | circuit breaker 3VA1 IEC Frame 160 breaking capacity class M Icu=55 kA @ 415 V 2-pole, line protection TM210, FTFM, In=100 A overload protection Ir=100 A permanently set short-circuit protection Ii=10 x In nut keeper kit | 6720 | 1 | ZN | 1
3VA1110-5ED26-0AA0 |  | circuit breaker 3VA1 IEC Frame 160 breaking capacity class M Icu=55 kA @ 415 V 2-pole, line protection TM210, FTFM, In=100 A overload protection Ir=100 A permanently set short-circuit protection Ii=10 x In terminal connection | 7120 | 1 | ZN | 1
3VA1110-5ED32-0AA0 |  | circuit breaker 3VA1 IEC Frame 160 breaking capacity class M Icu=55 kA @ 415 V 3-pole, line protection TM210, FTFM, In=100 A overload protection Ir=100 A permanently set short-circuit protection Ii=10 x In nut keeper kit | 7490 | 1 | ZN | 1
3VA1110-5ED36-0AA0 |  | circuit breaker 3VA1 IEC Frame 160 breaking capacity class M Icu=55 kA @ 415 V 3-pole, line protection TM210, FTFM, In=100 A overload protection Ir=100 A permanently set short-circuit protection Ii=10 x In terminal connection | 7990 | 1 | ZN | 1
3VA1110-5ED42-0AA0 |  | circuit breaker 3VA1 IEC Frame 160 breaking capacity class M Icu=55 kA @ 415 V 4-pole, line protection TM210, FTFM, In=100 A overload protection Ir=100 A permanently set short-circuit protection Ii=10 x In N conductor unprotected nut keeper kit | 9680 | 1 | ZN | 1
3VA1110-5ED46-0AA0 |  | circuit breaker 3VA1 IEC Frame 160 breaking capacity class M Icu=55 kA @ 415 V 4-pole, line protection TM210, FTFM, In=100 A overload protection Ir=100 A permanently set short-circuit protection Ii=10 x In N conductor unprotected terminal connection | 10400 | 1 | ZN | 1
3VA1110-5EE32-0AA0 |  | circuit breaker 3VA1 IEC Frame 160 breaking capacity class M Icu=55 kA @ 415 V 3-pole, line protection TM220, ATFM, In=100 A overload protection Ir=70 A...100 A short-circuit protection Ii=10 x In nut keeper kit | 7640 | 1 | ZN | 1
3VA1110-5EE32-0AC0 |  | circuit breaker 3VA1 IEC Frame 160 breaking capacity class M Icu=55 kA @ 415 V 3-pole, line protection TM220, ATFM, In=100 A overload protection Ir=70 A...100 A short-circuit protection Ii=10 x In nut keeper kit 2 auxiliary switches HQ | 8780 | 1 | ZN | 1
3VA1110-5EE36-0AA0 |  | circuit breaker 3VA1 IEC Frame 160 breaking capacity class M Icu=55 kA @ 415 V 3-pole, line protection TM220, ATFM, In=100 A overload protection Ir=70 A...100 A short-circuit protection Ii=10 x In terminal connection | 8180 | 1 | ZN | 1
3VA1110-5EE42-0AA0 |  | circuit breaker 3VA1 IEC Frame 160 breaking capacity class M Icu=55 kA @ 415 V 4-pole, line protection TM220, ATFM, In=100 A overload protection Ir=70 A...100 A short-circuit protection Ii=10 x In N conductor unprotected nut keeper kit | 9950 | 1 | ZN | 1
3VA1110-5EE46-0AA0 |  | circuit breaker 3VA1 IEC Frame 160 breaking capacity class M Icu=55 kA @ 415 V 4-pole, line protection TM220, ATFM, In=100 A overload protection Ir=70 A...100 A short-circuit protection Ii=10 x In N conductor unprotected terminal connection | 10600 | 1 | ZN | 1
3VA1110-5EF32-0AA0 |  | circuit breaker 3VA1 IEC Frame 160 breaking capacity class M Icu=55 kA @ 415 V 3-pole, line protection TM240, ATAM, In=100 A overload protection Ir=70 A...100 A short-circuit protection Ii=5...10 x In nut keeper kit | 7990 | 1 | ZN | 1
3VA1110-5EF32-0BH0 |  | circuit breaker 3VA1 IEC Frame 160 breaking capacity class M Icu=55 kA @ 415 V 3-pole, line protection TM240, ATAM, In=100 A overload protection Ir=70 A...100 A short-circuit protection Ii=5...10 x In nut keeper kit undervoltage release (UVR) 24 V DC 2 auxiliary switches HQ 1 trip alarm switch HQ | 12500 | 1 | ZN | 1
3VA1110-5EF36-0AA0 |  | circuit breaker 3VA1 IEC Frame 160 breaking capacity class M Icu=55 kA @ 415 V 3-pole, line protection TM240, ATAM, In=100 A overload protection Ir=70 A...100 A short-circuit protection Ii=5...10 x In terminal connection | 8600 | 1 | ZN | 1
3VA1110-5EF36-0AB0 |  | circuit breaker 3VA1 IEC Frame 160 breaking capacity class M Icu=55 kA @ 415 V 3-pole, line protection TM240, ATAM, In=100 A overload protection Ir=70 A...100 A short-circuit protection Ii=5...10 x In terminal connection 2 auxiliary switches HP | 10300 | 1 | ZN | 1
3VA1110-5EF36-0BC0 |  | circuit breaker 3VA1 IEC Frame 160 breaking capacity class M Icu=55 kA @ 415 V 3-pole, line protection TM240, ATAM, In=100 A overload protection Ir=70 A...100 A short-circuit protection Ii=5...10 x In terminal connection undervoltage release (UVR) 24 V DC 2 auxiliary switches HQ | 12500 | 1 | ZN | 1
3VA1110-5EF36-0BH0 |  | circuit breaker 3VA1 IEC Frame 160 breaking capacity class M Icu=55 kA @ 415 V 3-pole, line protection TM240, ATAM, In=100 A overload protection Ir=70 A...100 A short-circuit protection Ii=5...10 x In terminal connection undervoltage release (UVR) 24 V DC 2 auxiliary switches HQ 1 trip alarm switch HQ | 13100 | 1 | ZN | 1
3VA1110-5EF36-0DF0 |  | circuit breaker 3VA1 IEC Frame 160 breaking capacity class M Icu=55 kA @ 415 V 3-pole, line protection TM240, ATAM, In=100 A overload protection Ir=70 A...100 A short-circuit protection Ii=5...10xIn terminal connection undervoltage release 208-230 V AC 50/60 Hz 1 auxiliary switch 1 trip alarm switch | 12500 | 1 | ZN | 1
3VA1110-5EF42-0AA0 |  | circuit breaker 3VA1 IEC Frame 160 breaking capacity class M Icu=55 kA @ 415 V 4-pole, line protection TM240, ATAM, In=100 A overload protection Ir=70 A...100 A short-circuit protection Ii=5...10 x In N conductor unprotected nut keeper kit | 10400 | 1 | ZN | 1
3VA1110-5EF46-0AA0 |  | circuit breaker 3VA1 IEC Frame 160 breaking capacity class M Icu=55 kA @ 415 V 4-pole, line protection TM240, ATAM, In=100 A overload protection Ir=70 A...100 A short-circuit protection Ii=5...10 x In N conductor unprotected terminal connection | 11200 | 1 | ZN | 1
3VA1110-5FD42-0AA0 |  | circuit breaker 3VA1 IEC Frame 160 breaking capacity class M Icu=55 kA @ 415 V 4-pole, line protection TM210, FTFM, In=100 A overload protection Ir=100 A permanently set short-circuit protection Ii=10 x In neutral conductor protection 50% nut keeper kit | 9680 | 1 | ZN | 1
3VA1110-5FD46-0AA0 |  | circuit breaker 3VA1 IEC Frame 160 breaking capacity class M Icu=55 kA @ 415 V 4-pole, line protection TM210, FTFM, In=100 A overload protection Ir=100 A permanently set short-circuit protection Ii=10 x In neutral conductor protection 50% terminal connection | 10400 | 1 | ZN | 1
3VA1110-5FE42-0AA0 |  | circuit breaker 3VA1 IEC Frame 160 breaking capacity class M Icu=55 kA @ 415 V 4-pole, line protection TM220, ATFM, In=100 A overload protection Ir=70 A...100 A short-circuit protection Ii=10 x In neutral conductor protection 50% nut keeper kit | 9950 | 1 | ZN | 1
3VA1110-5FE46-0AA0 |  | circuit breaker 3VA1 IEC Frame 160 breaking capacity class M Icu=55 kA @ 415 V 4-pole, line protection TM220, ATFM, In=100 A overload protection Ir=70 A...100 A short-circuit protection Ii=10 x In neutral conductor protection 50% terminal connection | 10600 | 1 | ZN | 1
3VA1110-5FF42-0AA0 |  | circuit breaker 3VA1 IEC Frame 160 breaking capacity class M Icu=55 kA @ 415 V 4-pole, line protection TM240, ATAM, In=100 A overload protection Ir=70 A...100 A short-circuit protection Ii=5...10 x In neutral conductor protection 50% nut keeper kit | 10400 | 1 | ZN | 1
3VA1110-5FF46-0AA0 |  | circuit breaker 3VA1 IEC Frame 160 breaking capacity class M Icu=55 kA @ 415 V 4-pole, line protection TM240, ATAM, In=100 A overload protection Ir=70 A...100 A short-circuit protection Ii=5...10 x In neutral conductor protection 50% terminal connection | 11200 | 1 | ZN | 1
3VA1110-5GD42-0AA0 |  | circuit breaker 3VA1 IEC Frame 160 breaking capacity class M Icu=55 kA @ 415 V 4-pole, line protection TM210, FTFM, In=100 A overload protection Ir=100 A permanently set short-circuit protection Ii=10 x In neutral conductor protection 100% nut keeper kit | 9680 | 1 | ZN | 1
3VA1110-5GD46-0AA0 |  | circuit breaker 3VA1 IEC Frame 160 breaking capacity class M Icu=55 kA @ 415 V 4-pole, line protection TM210, FTFM, In=100 A overload protection Ir=100 A permanently set short-circuit protection Ii=10 x In neutral conductor protection 100% terminal connection | 10400 | 1 | ZN | 1
3VA1110-5GE42-0AA0 |  | circuit breaker 3VA1 IEC Frame 160 breaking capacity class M Icu=55 kA @ 415 V 4-pole, line protection TM220, ATFM, In=100 A overload protection Ir=70 A...100 A short-circuit protection Ii=10 x In neutral conductor protection 100% nut keeper kit | 9950 | 1 | ZN | 1
3VA1110-5GE46-0AA0 |  | circuit breaker 3VA1 IEC Frame 160 breaking capacity class M Icu=55 kA @ 415 V 4-pole, line protection TM220, ATFM, In=100 A overload protection Ir=70 A...100 A short-circuit protection Ii=10 x In neutral conductor protection 100% terminal connection | 10600 | 1 | ZN | 1
3VA1110-5GF42-0AA0 |  | circuit breaker 3VA1 IEC Frame 160 breaking capacity class M Icu=55 kA @ 415 V 4-pole, line protection TM240, ATAM, In=100 A overload protection Ir=70 A...100 A short-circuit protection Ii=5...10 x In neutral conductor protection 100% nut keeper kit | 10400 | 1 | ZN | 1
3VA1110-5GF46-0AA0 |  | circuit breaker 3VA1 IEC Frame 160 breaking capacity class M Icu=55 kA @ 415 V 4-pole, line protection TM240, ATAM, In=100 A overload protection Ir=70 A...100 A short-circuit protection Ii=5...10 x In neutral conductor protection 100% terminal connection | 11200 | 1 | ZN | 1
3VA1110-5MH32-0AA0 |  | circuit breaker 3VA1 IEC Frame 160 breaking capacity class M Icu=55 kA @ 415 V 3-pole, starter protection TM120M, AM, In=100 A without overload protection short-circuit protection Ii=7...16 x In nut keeper kit | 7990 | 1 | ZN | 1
3VA1110-5MH36-0AA0 |  | circuit breaker 3VA1 IEC Frame 160 breaking capacity class M Icu=55 kA @ 415 V 3-pole, starter protection TM120M, AM, In=100 A without overload protection short-circuit protection Ii=7...16 x In terminal connection | 8600 | 1 | ZN | 1
3VA1110-5MH36-0BH0 |  | circuit breaker 3VA1 IEC Frame 160 breaking capacity class M Icu=55 kA @ 415 V 3-pole, starter protection TM120M, AM, In=100 A without overload protection short-circuit protection Ii=5...15 x In terminal connection undervoltage release (UVR) 24 V DC 2 auxiliary switches HQ 1 trip alarm switch HQ | 13100 | 1 | ZN | 1
3VA1110-6ED32-0AA0 |  | circuit breaker 3VA1 IEC Frame 160 breaking capacity class H Icu=70 kA @ 415 V 3-pole, line protection TM210, FTFM, In=100 A overload protection Ir=100 A permanently set short-circuit protection Ii=10 x In nut keeper kit | 8150 | 1 | ZN | 1
3VA1110-6ED36-0AA0 |  | circuit breaker 3VA1 IEC Frame 160 breaking capacity class H Icu=70 kA @ 415 V 3-pole, line protection TM210, FTFM, In=100 A overload protection Ir=100 A permanently set short-circuit protection Ii=10 x In terminal connection | 8680 | 1 | ZN | 1
3VA1110-6ED42-0AA0 |  | circuit breaker 3VA1 IEC Frame 160 breaking capacity class H Icu=70 kA @ 415 V 4-pole, line protection TM210, FTFM, In=100 A overload protection Ir=100 A permanently set short-circuit protection Ii=10 x In N conductor unprotected nut keeper kit | 10600 | 1 | ZN | 1
3VA1110-6ED46-0AA0 |  | circuit breaker 3VA1 IEC Frame 160 breaking capacity class H Icu=70 kA @ 415 V 4-pole, line protection TM210, FTFM, In=100 A overload protection Ir=100 A permanently set short-circuit protection Ii=10 x In N conductor unprotected terminal connection | 11300 | 1 | ZN | 1
3VA1110-6EE32-0AA0 |  | circuit breaker 3VA1 IEC Frame 160 breaking capacity class H Icu=70 kA @ 415 V 3-pole, line protection TM220, ATFM, In=100 A overload protection Ir=70 A...100 A short-circuit protection Ii=10 x In nut keeper kit | 8330 | 1 | ZN | 1
3VA1110-6EE36-0AA0 |  | circuit breaker 3VA1 IEC Frame 160 breaking capacity class H Icu=70 kA @ 415 V 3-pole, line protection TM220, ATFM, In=100 A overload protection Ir=70 A...100 A short-circuit protection Ii=10 x In terminal connection | 8830 | 1 | ZN | 1
3VA1110-6EE42-0AA0 |  | circuit breaker 3VA1 IEC Frame 160 breaking capacity class H Icu=70 kA @ 415 V 4-pole, line protection TM220, ATFM, In=100 A overload protection Ir=70 A...100 A short-circuit protection Ii=10 x In N conductor unprotected nut keeper kit | 10800 | 1 | ZN | 1
3VA1110-6EE46-0AA0 |  | circuit breaker 3VA1 IEC Frame 160 breaking capacity class H Icu=70 kA @ 415 V 4-pole, line protection TM220, ATFM, In=100 A overload protection Ir=70 A...100 A short-circuit protection Ii=10 x In N conductor unprotected terminal connection | 11600 | 1 | ZN | 1
3VA1110-6EF32-0AA0 |  | circuit breaker 3VA1 IEC Frame 160 breaking capacity class H Icu=70 kA @ 415 V 3-pole, line protection TM240, ATAM, In=100 A overload protection Ir=70 A...100 A short-circuit protection Ii=5...10 x In nut keeper kit | 8760 | 1 | ZN | 1
3VA1110-6EF32-0BC0 |  | circuit breaker 3VA1 IEC Frame 160 breaking capacity class H Icu=70 kA @ 415 V 3-pole, line protection TM240, ATAM, In=100 A overload protection Ir=70 A...100 A short-circuit protection Ii=5...10 x In nut keeper kit undervoltage release (UVR) 24 V DC 2 auxiliary switches HQ | 12700 | 1 | ZN | 1
3VA1110-6EF32-0HH0 |  | circuit breaker 3VA1 IEC Frame 160 breaking capacity class H Icu=70 kA @ 415 V 3-pole, line protection TM240, ATAM, In=100 A overload protection Ir=70 A...100 A short-circuit protection Ii=5...10 x In nut keeper kit shunt trip (STL) 12-30 V DC, 24 V AC 50/60 Hz 2 auxiliary switches HQ 1 trip alarm switch HQ | 12600 | 1 | ZN | 1
3VA1110-6EF36-0AA0 |  | circuit breaker 3VA1 IEC Frame 160 breaking capacity class H Icu=70 kA @ 415 V 3-pole, line protection TM240, ATAM, In=100 A overload protection Ir=70 A...100 A short-circuit protection Ii=5...10 x In terminal connection | 9330 | 1 | ZN | 1
3VA1110-6EF36-0AH0 |  | circuit breaker 3VA1 IEC Frame 160 breaking capacity class H Icu=70 kA @ 415 V 3-pole, line protection TM240, ATAM, In=100 A overload protection Ir=70 A...100 A short-circuit protection Ii=5...10 x In terminal connection 2 auxiliary switches HQ 1 trip alarm switch HQ | 11100 | 1 | ZN | 1
3VA1110-6EF36-0KC0 |  | circuit breaker 3VA1 IEC Frame 160 breaking capacity class H Icu=70 kA @ 415 V 3-pole, line protection TM240, ATAM, In=100 A overload protection Ir=70 A...100 A short-circuit protection Ii=5...10 x In terminal connection shunt trip (STL) 220-250 V DC, 208-277 V AC 2 auxiliary switches HQ | 12600 | 1 | ZN | 1
3VA1110-6EF42-0AA0 |  | circuit breaker 3VA1 IEC Frame 160 breaking capacity class H Icu=70 kA @ 415 V 4-pole, line protection TM240, ATAM, In=100 A overload protection Ir=70 A...100 A short-circuit protection Ii=5...10 x In N conductor unprotected nut keeper kit | 11400 | 1 | ZN | 1
3VA1110-6EF46-0AA0 |  | circuit breaker 3VA1 IEC Frame 160 breaking capacity class H Icu=70 kA @ 415 V 4-pole, line protection TM240, ATAM, In=100 A overload protection Ir=70 A...100 A short-circuit protection Ii=5...10 x In N conductor unprotected terminal connection | 12100 | 1 | ZN | 1
3VA1110-6FD42-0AA0 |  | circuit breaker 3VA1 IEC Frame 160 breaking capacity class H Icu=70 kA @ 415 V 4-pole, line protection TM210, FTFM, In=100 A overload protection Ir=100 A permanently set short-circuit protection Ii=10 x In neutral conductor protection 50% nut keeper kit | 10600 | 1 | ZN | 1
3VA1110-6FD46-0AA0 |  | circuit breaker 3VA1 IEC Frame 160 breaking capacity class H Icu=70 kA @ 415 V 4-pole, line protection TM210, FTFM, In=100 A overload protection Ir=100 A permanently set short-circuit protection Ii=10 x In neutral conductor protection 50% terminal connection | 11300 | 1 | ZN | 1
3VA1110-6FE42-0AA0 |  | circuit breaker 3VA1 IEC Frame 160 breaking capacity class H Icu=70 kA @ 415 V 4-pole, line protection TM220, ATFM, In=100 A overload protection Ir=70 A...100 A short-circuit protection Ii=10 x In neutral conductor protection 50% nut keeper kit | 10800 | 1 | ZN | 1
3VA1110-6FE46-0AA0 |  | circuit breaker 3VA1 IEC Frame 160 breaking capacity class H Icu=70 kA @ 415 V 4-pole, line protection TM220, ATFM, In=100 A overload protection Ir=70 A...100 A short-circuit protection Ii=10 x In neutral conductor protection 50% terminal connection | 11600 | 1 | ZN | 1
3VA1110-6FF42-0AA0 |  | circuit breaker 3VA1 IEC Frame 160 breaking capacity class H Icu=70 kA @ 415 V 4-pole, line protection TM240, ATAM, In=100 A overload protection Ir=70 A...100 A short-circuit protection Ii=5...10 x In neutral conductor protection 50% nut keeper kit | 11400 | 1 | ZN | 1
3VA1110-6FF46-0AA0 |  | circuit breaker 3VA1 IEC Frame 160 breaking capacity class H Icu=70 kA @ 415 V 4-pole, line protection TM240, ATAM, In=100 A overload protection Ir=70 A...100 A short-circuit protection Ii=5...10 x In neutral conductor protection 50% terminal connection | 12100 | 1 | ZN | 1
3VA1110-6GD42-0AA0 |  | circuit breaker 3VA1 IEC Frame 160 breaking capacity class H Icu=70 kA @ 415 V 4-pole, line protection TM210, FTFM, In=100 A overload protection Ir=100 A permanently set short-circuit protection Ii=10 x In neutral conductor protection 100% nut keeper kit | 10600 | 1 | ZN | 1
3VA1110-6GD46-0AA0 |  | circuit breaker 3VA1 IEC Frame 160 breaking capacity class H Icu=70 kA @ 415 V 4-pole, line protection TM210, FTFM, In=100 A overload protection Ir=100 A permanently set short-circuit protection Ii=10 x In neutral conductor protection 100% terminal connection | 11300 | 1 | ZN | 1
3VA1110-6GE42-0AA0 |  | circuit breaker 3VA1 IEC Frame 160 breaking capacity class H Icu=70 kA @ 415 V 4-pole, line protection TM220, ATFM, In=100 A overload protection Ir=70 A...100 A short-circuit protection Ii=10 x In neutral conductor protection 100% nut keeper kit | 10800 | 1 | ZN | 1
3VA1110-6GE46-0AA0 |  | circuit breaker 3VA1 IEC Frame 160 breaking capacity class H Icu=70 kA @ 415 V 4-pole, line protection TM220, ATFM, In=100 A overload protection Ir=70 A...100 A short-circuit protection Ii=10 x In neutral conductor protection 100% terminal connection | 11600 | 1 | ZN | 1
3VA1110-6GF42-0AA0 |  | circuit breaker 3VA1 IEC Frame 160 breaking capacity class H Icu=70 kA @ 415 V 4-pole, line protection TM240, ATAM, In=100 A overload protection Ir=70 A...100 A short-circuit protection Ii=5...10 x In neutral conductor protection 100% nut keeper kit | 11400 | 1 | ZN | 1
3VA1110-6GF46-0AA0 |  | circuit breaker 3VA1 IEC Frame 160 breaking capacity class H Icu=70 kA @ 415 V 4-pole, line protection TM240, ATAM, In=100 A overload protection Ir=70 A...100 A short-circuit protection Ii=5...10 x In neutral conductor protection 100% terminal connection | 12100 | 1 | ZN | 1
3VA1110-6MH32-0AA0 |  | circuit breaker 3VA1 IEC Frame 160 breaking capacity class H Icu=70 kA @ 415 V 3-pole, starter protection TM120M, AM, In=100 A without overload protection short-circuit protection Ii=7...16 x In nut keeper kit | 8760 | 1 | ZN | 1
3VA1110-6MH32-0JC0 |  | circuit breaker 3VA1 IEC Frame 160 breaking capacity class H Icu=70 kA @ 415 V 3-pole, starter protection TM120M, AM, In=100 A without overload protection short-circuit protection Ii=5...15 x In nut keeper kit shunt trip (STL) 110-127 V DC, AC 50/60 Hz 2 auxiliary switches HQ | 12000 | 1 | ZN | 1
3VA1110-6MH36-0AA0 |  | circuit breaker 3VA1 IEC Frame 160 breaking capacity class H Icu=70 kA @ 415 V 3-pole, starter protection TM120M, AM, In=100 A without overload protection short-circuit protection Ii=7...16 x In terminal connection | 9330 | 1 | ZN | 1
3VA1112-1AA32-0AA0 |  | switch disconnector 3VA1 IEC frame 160 3-pole SD100, In=125A without overload protection w/o short-circuit protection nut keeper kit | 7060 | 1 | ZN | 1
3VA1112-1AA32-0AC0 |  | switch disconnector 3VA1 IEC frame 160 3-pole SD100, In=125A without overload protection w/o short-circuit protection nut keeper kit 2 auxiliary switches HQ | 8270 | 1 | ZN | 1
3VA1112-1AA32-0BA0 |  | switch disconnector 3VA1 IEC frame 160 3-pole SD100, In=125A without overload protection w/o short-circuit protection nut keeper kit undervoltage release (UVR) 24V DC | 9760 | 1 | ZN | 1
3VA1112-1AA32-0BH0 |  | switch disconnector 3VA1 IEC frame 160 3-pole SD100, In=125A without overload protection w/o short-circuit protection nut keeper kit undervoltage release (UVR) 24V DC 2 auxiliary switches HQ 1 trip alarm switch HQ | 11600 | 1 | ZN | 1
3VA1112-1AA36-0AA0 |  | switch disconnector 3VA1 IEC frame 160 3-pole SD100, In=125A without overload protection w/o short-circuit protection clamp connection | 7640 | 1 | ZN | 1
3VA1112-1AA42-0AA0 |  | switch disconnector 3VA1 IEC frame 160 4-pole SD100, In=125A without overload protection w/o short-circuit protection nut keeper kit | 9250 | 1 | ZN | 1
3VA1112-1AA46-0AA0 |  | switch disconnector 3VA1 IEC frame 160 4-pole SD100, In=125A without overload protection w/o short-circuit protection clamp connection | 9950 | 1 | ZN | 1
3VA1112-3ED12-0AA0 |  | circuit breaker 3VA1 IEC Frame 160 breaking capacity class N Icu=25 kA @ 240 V 1-pole, line protection TM210, FTFM, In=125 A overload protection Ir=125 A permanently set short-circuit protection Ii=10 x In nut keeper kit | 5080 | 1 | ZN | 1
3VA1112-3ED16-0AA0 |  | circuit breaker 3VA1 IEC Frame 160 breaking capacity class N Icu=25 kA @ 240 V 1-pole, line protection TM210, FTFM, In=125 A overload protection Ir=125 A permanently set short-circuit protection Ii=10 x In terminal connection | 5210 | 1 | ZN | 1
3VA1112-3ED22-0AA0 |  | circuit breaker 3VA1 IEC Frame 160 breaking capacity class N Icu=25 kA @ 415 V 2-pole, line protection TM210, FTFM, In=125 A overload protection Ir=125 A permanently set short-circuit protection Ii=10 x In nut keeper kit | 9100 | 1 | ZN | 1
3VA1112-3ED26-0AA0 |  | circuit breaker 3VA1 IEC Frame 160 breaking capacity class N Icu=25 kA @ 415 V 2-pole, line protection TM210, FTFM, In=125 A overload protection Ir=125 A permanently set short-circuit protection Ii=10 x In terminal connection | 9470 | 1 | ZN | 1
3VA1112-3ED32-0AA0 |  | circuit breaker 3VA1 IEC Frame 160 breaking capacity class N Icu=25 kA @ 415 V 3-pole, line protection TM210, FTFM, In=125 A overload protection Ir=125 A permanently set short-circuit protection Ii=10 x In nut keeper kit | 10100 | 1 | ZN | 1
3VA1112-3ED36-0AA0 |  | circuit breaker 3VA1 IEC Frame 160 breaking capacity class N Icu=25 kA @ 415 V 3-pole, line protection TM210, FTFM, In=125 A overload protection Ir=125 A permanently set short-circuit protection Ii=10 x In terminal connection | 10600 | 1 | ZN | 1
3VA1112-3ED42-0AA0 |  | circuit breaker 3VA1 IEC Frame 160 breaking capacity class N Icu=25 kA @ 415 V 4-pole, line protection TM210, FTFM, In=125 A overload protection Ir=125 A permanently set short-circuit protection Ii=10 x In N conductor unprotected nut keeper kit | 13100 | 1 | ZN | 1
3VA1112-3ED46-0AA0 |  | circuit breaker 3VA1 IEC Frame 160 breaking capacity class N Icu=25 kA @ 415 V 4-pole, line protection TM210, FTFM, In=125 A overload protection Ir=125 A permanently set short-circuit protection Ii=10 x In N conductor unprotected terminal connection | 13800 | 1 | ZN | 1
3VA1112-3EE32-0AA0 |  | circuit breaker 3VA1 IEC Frame 160 breaking capacity class N Icu=25 kA @ 415 V 3-pole, line protection TM220, ATFM, In=125 A overload protection Ir=88 A...125 A short-circuit protection Ii=10 x In nut keeper kit | 10300 | 1 | ZN | 1
3VA1112-3EE36-0AA0 |  | circuit breaker 3VA1 IEC Frame 160 breaking capacity class N Icu=25 kA @ 415 V 3-pole, line protection TM220, ATFM, In=125 A overload protection Ir=88 A...125 A short-circuit protection Ii=10 x In terminal connection | 10900 | 1 | ZN | 1
3VA1112-3EE42-0AA0 |  | circuit breaker 3VA1 IEC Frame 160 breaking capacity class N Icu=25 kA @ 415 V 4-pole, line protection TM220, ATFM, In=125 A overload protection Ir=88 A...125 A short-circuit protection Ii=10 x In N conductor unprotected nut keeper kit | 13400 | 1 | ZN | 1
3VA1112-3EE46-0AA0 |  | circuit breaker 3VA1 IEC Frame 160 breaking capacity class N Icu=25 kA @ 415 V 4-pole, line protection TM220, ATFM, In=125 A overload protection Ir=88 A...125 A short-circuit protection Ii=10 x In N conductor unprotected terminal connection | 14200 | 1 | ZN | 1
3VA1112-3EF32-0AA0 |  | circuit breaker 3VA1 IEC Frame 160 breaking capacity class N Icu=25 kA @ 415 V 3-pole, line protection TM240, ATAM, In=125 A overload protection Ir=88 A...125 A short-circuit protection Ii=5...10 x In nut keeper kit | 10900 | 1 | ZN | 1
3VA1112-3EF36-0AA0 |  | circuit breaker 3VA1 IEC Frame 160 breaking capacity class N Icu=25 kA @ 415 V 3-pole, line protection TM240, ATAM, In=125 A overload protection Ir=88 A...125 A short-circuit protection Ii=5...10 x In terminal connection | 11400 | 1 | ZN | 1
3VA1112-3EF36-0AD0 |  | circuit breaker 3VA1 IEC Frame 160 breaking capacity class N Icu=25 kA @ 415 V 3-pole, line protection TM240, ATAM, In=125 A overload protection Ir=88 A...125 A short-circuit protection Ii=5...10 x In terminal connection 3 auxiliary switches HQ | 13200 | 1 | ZN | 1
3VA1112-3EF36-0AH0 |  | circuit breaker 3VA1 IEC Frame 160 breaking capacity class N Icu=25 kA @ 415 V 3-pole, line protection TM240, ATAM, In=125 A overload protection Ir=88 A...125 A short-circuit protection Ii=5...10 x In terminal connection 2 auxiliary switches HQ 1 trip alarm switch HQ | 13200 | 1 | ZN | 1
3VA1112-3EF42-0AA0 |  | circuit breaker 3VA1 IEC Frame 160 breaking capacity class N Icu=25 kA @ 415 V 4-pole, line protection TM240, ATAM, In=125 A overload protection Ir=88 A...125 A short-circuit protection Ii=5...10 x In N conductor unprotected nut keeper kit | 14200 | 1 | ZN | 1
3VA1112-3EF46-0AA0 |  | circuit breaker 3VA1 IEC Frame 160 breaking capacity class N Icu=25 kA @ 415 V 4-pole, line protection TM240, ATAM, In=125 A overload protection Ir=88 A...125 A short-circuit protection Ii=5...10 x In N conductor unprotected terminal connection | 14800 | 1 | ZN | 1
3VA1112-3FD42-0AA0 |  | circuit breaker 3VA1 IEC Frame 160 breaking capacity class N Icu=25 kA @ 415 V 4-pole, line protection TM210, FTFM, In=125 A overload protection Ir=125 A permanently set short-circuit protection Ii=10 x In neutral conductor protection 50% nut keeper kit | 13100 | 1 | ZN | 1
3VA1112-3FD46-0AA0 |  | circuit breaker 3VA1 IEC Frame 160 breaking capacity class N Icu=25 kA @ 415 V 4-pole, line protection TM210, FTFM, In=125 A overload protection Ir=125 A permanently set short-circuit protection Ii=10 x In neutral conductor protection 50% terminal connection | 13800 | 1 | ZN | 1
3VA1112-3FE42-0AA0 |  | circuit breaker 3VA1 IEC Frame 160 breaking capacity class N Icu=25 kA @ 415 V 4-pole, line protection TM220, ATFM, In=125 A overload protection Ir=88 A...125 A short-circuit protection Ii=10 x In neutral conductor protection 50% nut keeper kit | 13400 | 1 | ZN | 1
3VA1112-3FE46-0AA0 |  | circuit breaker 3VA1 IEC Frame 160 breaking capacity class N Icu=25 kA @ 415 V 4-pole, line protection TM220, ATFM, In=125 A overload protection Ir=88 A...125 A short-circuit protection Ii=10 x In neutral conductor protection 50% terminal connection | 14200 | 1 | ZN | 1
3VA1112-3FF42-0AA0 |  | circuit breaker 3VA1 IEC Frame 160 breaking capacity class N Icu=25 kA @ 415 V 4-pole, line protection TM240, ATAM, In=125 A overload protection Ir=88 A...125 A short-circuit protection Ii=5...10 x In neutral conductor protection 50% nut keeper kit | 14200 | 1 | ZN | 1
3VA1112-3FF46-0AA0 |  | circuit breaker 3VA1 IEC Frame 160 breaking capacity class N Icu=25 kA @ 415 V 4-pole, line protection TM240, ATAM, In=125 A overload protection Ir=88 A...125 A short-circuit protection Ii=5...10 x In neutral conductor protection 50% terminal connection | 14800 | 1 | ZN | 1
3VA1112-3GD42-0AA0 |  | circuit breaker 3VA1 IEC Frame 160 breaking capacity class N Icu=25 kA @ 415 V 4-pole, line protection TM210, FTFM, In=125 A overload protection Ir=125 A permanently set short-circuit protection Ii=10 x In neutral conductor protection 100% nut keeper kit | 13100 | 1 | ZN | 1
3VA1112-3GD46-0AA0 |  | circuit breaker 3VA1 IEC Frame 160 breaking capacity class N Icu=25 kA @ 415 V 4-pole, line protection TM210, FTFM, In=125 A overload protection Ir=125 A permanently set short-circuit protection Ii=10 x In neutral conductor protection 100% terminal connection | 13800 | 1 | ZN | 1
3VA1112-3GE42-0AA0 |  | circuit breaker 3VA1 IEC Frame 160 breaking capacity class N Icu=25 kA @ 415 V 4-pole, line protection TM220, ATFM, In=125 A overload protection Ir=88 A...125 A short-circuit protection Ii=10 x In neutral conductor protection 100% nut keeper kit | 13400 | 1 | ZN | 1
3VA1112-3GE46-0AA0 |  | circuit breaker 3VA1 IEC Frame 160 breaking capacity class N Icu=25 kA @ 415 V 4-pole, line protection TM220, ATFM, In=125 A overload protection Ir=88 A...125 A short-circuit protection Ii=10 x In neutral conductor protection 100% terminal connection | 14200 | 1 | ZN | 1
3VA1112-3GF42-0AA0 |  | circuit breaker 3VA1 IEC Frame 160 breaking capacity class N Icu=25 kA @ 415 V 4-pole, line protection TM240, ATAM, In=125 A overload protection Ir=88 A...125 A short-circuit protection Ii=5...10 x In neutral conductor protection 100% nut keeper kit | 14200 | 1 | ZN | 1
3VA1112-3GF46-0AA0 |  | circuit breaker 3VA1 IEC Frame 160 breaking capacity class N Icu=25 kA @ 415 V 4-pole, line protection TM240, ATAM, In=125 A overload protection Ir=88 A...125 A short-circuit protection Ii=5...10 x In neutral conductor protection 100% terminal connection | 14800 | 1 | ZN | 1
3VA1112-4ED12-0AA0 |  | circuit breaker 3VA1 IEC Frame 160 breaking capacity class S Icu=36 kA @ 240 V 1-pole, line protection TM210, FTFM, In=125 A overload protection Ir=125 A permanently set short-circuit protection Ii=10 x In nut keeper kit | 5450 | 1 | ZN | 1
3VA1112-4ED16-0AA0 |  | circuit breaker 3VA1 IEC Frame 160 breaking capacity class S Icu=36 kA @ 240 V 1-pole, line protection TM210, FTFM, In=125 A overload protection Ir=125 A permanently set short-circuit protection Ii=10 x In terminal connection | 5690 | 1 | ZN | 1
3VA1112-4ED22-0AA0 |  | circuit breaker 3VA1 IEC Frame 160 breaking capacity class S Icu=36 kA @ 415 V 2-pole, line protection TM210, FTFM, In=125 A overload protection Ir=125 A permanently set short-circuit protection Ii=10 x In nut keeper kit | 9890 | 1 | ZN | 1
3VA1112-4ED26-0AA0 |  | circuit breaker 3VA1 IEC Frame 160 breaking capacity class S Icu=36 kA @ 415 V 2-pole, line protection TM210, FTFM, In=125 A overload protection Ir=125 A permanently set short-circuit protection Ii=10 x In terminal connection | 10300 | 1 | ZN | 1
3VA1112-4ED32-0AA0 |  | circuit breaker 3VA1 IEC Frame 160 breaking capacity class S Icu=36 kA @ 415 V 3-pole, line protection TM210, FTFM, In=125 A overload protection Ir=125 A permanently set short-circuit protection Ii=10 x In nut keeper kit | 11000 | 1 | ZN | 1
3VA1112-4ED36-0AA0 |  | circuit breaker 3VA1 IEC Frame 160 breaking capacity class S Icu=36 kA @ 415 V 3-pole, line protection TM210, FTFM, In=125 A overload protection Ir=125 A permanently set short-circuit protection Ii=10 x In terminal connection | 11500 | 1 | ZN | 1
3VA1112-4ED42-0AA0 |  | circuit breaker 3VA1 IEC Frame 160 breaking capacity class S Icu=36 kA @ 415 V 4-pole, line protection TM210, FTFM, In=125 A overload protection Ir=125 A permanently set short-circuit protection Ii=10 x In N conductor unprotected nut keeper kit | 14300 | 1 | ZN | 1
3VA1112-4ED46-0AA0 |  | circuit breaker 3VA1 IEC Frame 160 breaking capacity class S Icu=36 kA @ 415 V 4-pole, line protection TM210, FTFM, In=125 A overload protection Ir=125 A permanently set short-circuit protection Ii=10 x In N conductor unprotected terminal connection | 15000 | 1 | ZN | 1
3VA1112-4EE32-0AA0 |  | circuit breaker 3VA1 IEC Frame 160 breaking capacity class S Icu=36 kA @ 415 V 3-pole, line protection TM220, ATFM, In=125 A overload protection Ir=88 A...125 A short-circuit protection Ii=10 x In nut keeper kit | 11200 | 1 | ZN | 1
3VA1112-4EE36-0AA0 |  | circuit breaker 3VA1 IEC Frame 160 breaking capacity class S Icu=36 kA @ 415 V 3-pole, line protection TM220, ATFM, In=125 A overload protection Ir=88 A...125 A short-circuit protection Ii=10 x In terminal connection | 11800 | 1 | ZN | 1
3VA1112-4EE42-0AA0 |  | circuit breaker 3VA1 IEC Frame 160 breaking capacity class S Icu=36 kA @ 415 V 4-pole, line protection TM220, ATFM, In=125 A overload protection Ir=88 A...125 A short-circuit protection Ii=10 x In N conductor unprotected nut keeper kit | 14600 | 1 | ZN | 1
3VA1112-4EE46-0AA0 |  | circuit breaker 3VA1 IEC Frame 160 breaking capacity class S Icu=36 kA @ 415 V 4-pole, line protection TM220, ATFM, In=125 A overload protection Ir=88 A...125 A short-circuit protection Ii=10 x In N conductor unprotected terminal connection | 15300 | 1 | ZN | 1
3VA1112-4EF32-0AA0 |  | circuit breaker 3VA1 IEC Frame 160 breaking capacity class S Icu=36 kA @ 415 V 3-pole, line protection TM240, ATAM, In=125 A overload protection Ir=88 A...125 A short-circuit protection Ii=5...10 x In nut keeper kit | 11800 | 1 | ZN | 1
3VA1112-4EF36-0AA0 |  | circuit breaker 3VA1 IEC Frame 160 breaking capacity class S Icu=36 kA @ 415 V 3-pole, line protection TM240, ATAM, In=125 A overload protection Ir=88 A...125 A short-circuit protection Ii=5...10 x In terminal connection | 12300 | 1 | ZN | 1
3VA1112-4EF42-0AA0 |  | circuit breaker 3VA1 IEC Frame 160 breaking capacity class S Icu=36 kA @ 415 V 4-pole, line protection TM240, ATAM, In=125 A overload protection Ir=88 A...125 A short-circuit protection Ii=5...10 x In N conductor unprotected nut keeper kit | 15300 | 1 | ZN | 1
3VA1112-4EF46-0AA0 |  | circuit breaker 3VA1 IEC Frame 160 breaking capacity class S Icu=36 kA @ 415 V 4-pole, line protection TM240, ATAM, In=125 A overload protection Ir=88 A...125 A short-circuit protection Ii=5...10 x In N conductor unprotected terminal connection | 16100 | 1 | ZN | 1
3VA1112-4FD42-0AA0 |  | circuit breaker 3VA1 IEC Frame 160 breaking capacity class S Icu=36 kA @ 415 V 4-pole, line protection TM210, FTFM, In=125 A overload protection Ir=125 A permanently set short-circuit protection Ii=10 x In neutral conductor protection 50% nut keeper kit | 14300 | 1 | ZN | 1
3VA1112-4FD46-0AA0 |  | circuit breaker 3VA1 IEC Frame 160 breaking capacity class S Icu=36 kA @ 415 V 4-pole, line protection TM210, FTFM, In=125 A overload protection Ir=125 A permanently set short-circuit protection Ii=10 x In neutral conductor protection 50% terminal connection | 15000 | 1 | ZN | 1
3VA1112-4FE42-0AA0 |  | circuit breaker 3VA1 IEC Frame 160 breaking capacity class S Icu=36 kA @ 415 V 4-pole, line protection TM220, ATFM, In=125 A overload protection Ir=88 A...125 A short-circuit protection Ii=10 x In neutral conductor protection 50% nut keeper kit | 14600 | 1 | ZN | 1
3VA1112-4FE46-0AA0 |  | circuit breaker 3VA1 IEC Frame 160 breaking capacity class S Icu=36 kA @ 415 V 4-pole, line protection TM220, ATFM, In=125 A overload protection Ir=88 A...125 A short-circuit protection Ii=10 x In neutral conductor protection 50% terminal connection | 15300 | 1 | ZN | 1
3VA1112-4FF42-0AA0 |  | circuit breaker 3VA1 IEC Frame 160 breaking capacity class S Icu=36 kA @ 415 V 4-pole, line protection TM240, ATAM, In=125 A overload protection Ir=88 A...125 A short-circuit protection Ii=5...10 x In neutral conductor protection 50% nut keeper kit | 15300 | 1 | ZN | 1
3VA1112-4FF46-0AA0 |  | circuit breaker 3VA1 IEC Frame 160 breaking capacity class S Icu=36 kA @ 415 V 4-pole, line protection TM240, ATAM, In=125 A overload protection Ir=88 A...125 A short-circuit protection Ii=5...10 x In neutral conductor protection 50% terminal connection | 16100 | 1 | ZN | 1
3VA1112-4GD42-0AA0 |  | circuit breaker 3VA1 IEC Frame 160 breaking capacity class S Icu=36 kA @ 415 V 4-pole, line protection TM210, FTFM, In=125 A overload protection Ir=125 A permanently set short-circuit protection Ii=10 x In neutral conductor protection 100% nut keeper kit | 14300 | 1 | ZN | 1
3VA1112-4GD46-0AA0 |  | circuit breaker 3VA1 IEC Frame 160 breaking capacity class S Icu=36 kA @ 415 V 4-pole, line protection TM210, FTFM, In=125 A overload protection Ir=125 A permanently set short-circuit protection Ii=10 x In neutral conductor protection 100% terminal connection | 15000 | 1 | ZN | 1
3VA1112-4GE42-0AA0 |  | circuit breaker 3VA1 IEC Frame 160 breaking capacity class S Icu=36 kA @ 415 V 4-pole, line protection TM220, ATFM, In=125 A overload protection Ir=88 A...125 A short-circuit protection Ii=10 x In neutral conductor protection 100% nut keeper kit | 14600 | 1 | ZN | 1
3VA1112-4GE46-0AA0 |  | circuit breaker 3VA1 IEC Frame 160 breaking capacity class S Icu=36 kA @ 415 V 4-pole, line protection TM220, ATFM, In=125 A overload protection Ir=88 A...125 A short-circuit protection Ii=10 x In neutral conductor protection 100% terminal connection | 15300 | 1 | ZN | 1
3VA1112-4GF42-0AA0 |  | circuit breaker 3VA1 IEC Frame 160 breaking capacity class S Icu=36 kA @ 415 V 4-pole, line protection TM240, ATAM, In=125 A overload protection Ir=88 A...125 A short-circuit protection Ii=5...10 x In neutral conductor protection 100% nut keeper kit | 15300 | 1 | ZN | 1
3VA1112-4GF46-0AA0 |  | circuit breaker 3VA1 IEC Frame 160 breaking capacity class S Icu=36 kA @ 415 V 4-pole, line protection TM240, ATAM, In=125 A overload protection Ir=88 A...125 A short-circuit protection Ii=5...10 x In neutral conductor protection 100% terminal connection | 16100 | 1 | ZN | 1
3VA1112-5ED12-0AA0 |  | circuit breaker 3VA1 IEC Frame 160 breaking capacity class M Icu=55 kA @ 240 V 1-pole, line protection TM210, FTFM, In=125 A overload protection Ir=125 A permanently set short-circuit protection Ii=10 x In nut keeper kit | 6010 | 1 | ZN | 1
3VA1112-5ED16-0AA0 |  | circuit breaker 3VA1 IEC Frame 160 breaking capacity class M Icu=55 kA @ 240 V 1-pole, line protection TM210, FTFM, In=125 A overload protection Ir=125 A permanently set short-circuit protection Ii=10 x In terminal connection | 6300 | 1 | ZN | 1
3VA1112-5ED22-0AA0 |  | circuit breaker 3VA1 IEC Frame 160 breaking capacity class M Icu=55 kA @ 415 V 2-pole, line protection TM210, FTFM, In=125 A overload protection Ir=125 A permanently set short-circuit protection Ii=10 x In nut keeper kit | 10900 | 1 | ZN | 1
3VA1112-5ED26-0AA0 |  | circuit breaker 3VA1 IEC Frame 160 breaking capacity class M Icu=55 kA @ 415 V 2-pole, line protection TM210, FTFM, In=125 A overload protection Ir=125 A permanently set short-circuit protection Ii=10 x In terminal connection | 11300 | 1 | ZN | 1
3VA1112-5ED32-0AA0 |  | circuit breaker 3VA1 IEC Frame 160 breaking capacity class M Icu=55 kA @ 415 V 3-pole, line protection TM210, FTFM, In=125 A overload protection Ir=125 A permanently set short-circuit protection Ii=10 x In nut keeper kit | 12100 | 1 | ZN | 1
3VA1112-5ED32-0AH0 |  | circuit breaker 3VA1 IEC Frame 160 breaking capacity class M Icu=55 kA @ 415 V 3-pole, line protection TM210, FTFM, In=125 A overload protection Ir=125 A permanently set short-circuit protection Ii=10 x In nut keeper kit 2 auxiliary switches HQ 1 trip alarm switch HQ | 13800 | 1 | ZN | 1
3VA1112-5ED36-0AA0 |  | circuit breaker 3VA1 IEC Frame 160 breaking capacity class M Icu=55 kA @ 415 V 3-pole, line protection TM210, FTFM, In=125 A overload protection Ir=125 A permanently set short-circuit protection Ii=10 x In terminal connection | 12600 | 1 | ZN | 1
3VA1112-5ED42-0AA0 |  | circuit breaker 3VA1 IEC Frame 160 breaking capacity class M Icu=55 kA @ 415 V 4-pole, line protection TM210, FTFM, In=125 A overload protection Ir=125 A permanently set short-circuit protection Ii=10 x In N conductor unprotected nut keeper kit | 15700 | 1 | ZN | 1
3VA1112-5ED46-0AA0 |  | circuit breaker 3VA1 IEC Frame 160 breaking capacity class M Icu=55 kA @ 415 V 4-pole, line protection TM210, FTFM, In=125 A overload protection Ir=125 A permanently set short-circuit protection Ii=10 x In N conductor unprotected terminal connection | 16400 | 1 | ZN | 1
3VA1112-5EE32-0AA0 |  | circuit breaker 3VA1 IEC Frame 160 breaking capacity class M Icu=55 kA @ 415 V 3-pole, line protection TM220, ATFM, In=125 A overload protection Ir=88 A...125 A short-circuit protection Ii=10 x In nut keeper kit | 12300 | 1 | ZN | 1
3VA1112-5EE36-0AA0 |  | circuit breaker 3VA1 IEC Frame 160 breaking capacity class M Icu=55 kA @ 415 V 3-pole, line protection TM220, ATFM, In=125 A overload protection Ir=88 A...125 A short-circuit protection Ii=10 x In terminal connection | 12800 | 1 | ZN | 1
3VA1112-5EE42-0AA0 |  | circuit breaker 3VA1 IEC Frame 160 breaking capacity class M Icu=55 kA @ 415 V 4-pole, line protection TM220, ATFM, In=125 A overload protection Ir=88 A...125 A short-circuit protection Ii=10 x In N conductor unprotected nut keeper kit | 16000 | 1 | ZN | 1
3VA1112-5EE46-0AA0 |  | circuit breaker 3VA1 IEC Frame 160 breaking capacity class M Icu=55 kA @ 415 V 4-pole, line protection TM220, ATFM, In=125 A overload protection Ir=88 A...125 A short-circuit protection Ii=10 x In N conductor unprotected terminal connection | 16900 | 1 | ZN | 1
3VA1112-5EF32-0AA0 |  | circuit breaker 3VA1 IEC Frame 160 breaking capacity class M Icu=55 kA @ 415 V 3-pole, line protection TM240, ATAM, In=125 A overload protection Ir=88 A...125 A short-circuit protection Ii=5...10 x In nut keeper kit | 13000 | 1 | ZN | 1
3VA1112-5EF32-0BH0 |  | circuit breaker 3VA1 IEC Frame 160 breaking capacity class M Icu=55 kA @ 415 V 3-pole, line protection TM240, ATAM, In=125 A overload protection Ir=88 A...125 A short-circuit protection Ii=5...10 x In nut keeper kit undervoltage release (UVR) 24 V DC 2 auxiliary switches HQ 1 trip alarm switch HQ | 17500 | 1 | ZN | 1
3VA1112-5EF36-0AA0 |  | circuit breaker 3VA1 IEC Frame 160 breaking capacity class M Icu=55 kA @ 415 V 3-pole, line protection TM240, ATAM, In=125 A overload protection Ir=88 A...125 A short-circuit protection Ii=5...10 x In terminal connection | 13500 | 1 | ZN | 1
3VA1112-5EF36-0AB0 |  | circuit breaker 3VA1 IEC Frame 160 breaking capacity class M Icu=55 kA @ 415 V 3-pole, line protection TM240, ATAM, In=125 A overload protection Ir=88 A...125 A short-circuit protection Ii=5...10 x In terminal connection 2 auxiliary switches HP | 15300 | 1 | ZN | 1
3VA1112-5EF36-0AC0 |  | circuit breaker 3VA1 IEC Frame 160 breaking capacity class M Icu=55 kA @ 415 V 3-pole, line protection TM240, ATAM, In=125 A overload protection Ir=88 A...125 A short-circuit protection Ii=5...10 x In terminal connection 2 auxiliary switches HQ | 14700 | 1 | ZN | 1
3VA1112-5EF36-0AF0 |  | circuit breaker 3VA1 IEC Frame 160 breaking capacity class M Icu=55 kA @ 415 V 3-pole, line protection TM240, ATAM, In=125 A overload protection Ir=88 A...125 A short-circuit protection Ii=5...10 x In terminal connection 1 auxiliary switch HQ 1 trip alarm switch HQ | 14700 | 1 | ZN | 1
3VA1112-5EF36-0BH0 |  | circuit breaker 3VA1 IEC Frame 160 breaking capacity class M Icu=55 kA @ 415 V 3-pole, line protection TM240, ATAM, In=125 A overload protection Ir=88 A...125 A short-circuit protection Ii=5...10 x In terminal connection undervoltage release (UVR) 24 V DC 2 auxiliary switches HQ 1 trip alarm switch HQ | 18200 | 1 | ZN | 1
3VA1112-5EF36-0HH0 |  | circuit breaker 3VA1 IEC Frame 160 breaking capacity class M Icu=55 kA @ 415 V 3-pole, line protection TM240, ATAM, In=125 A overload protection Ir=88 A...125 A short-circuit protection Ii=5...10 x In terminal connection shunt trip (STL) 12-30 V DC, 24 V AC 50/60 Hz 2 auxiliary switches HQ 1 trip alarm switch HQ | 17500 | 1 | ZN | 1
3VA1112-5EF42-0AA0 |  | circuit breaker 3VA1 IEC Frame 160 breaking capacity class M Icu=55 kA @ 415 V 4-pole, line protection TM240, ATAM, In=125 A overload protection Ir=88 A...125 A short-circuit protection Ii=5...10 x In N conductor unprotected nut keeper kit | 16900 | 1 | ZN | 1
3VA1112-5EF46-0AA0 |  | circuit breaker 3VA1 IEC Frame 160 breaking capacity class M Icu=55 kA @ 415 V 4-pole, line protection TM240, ATAM, In=125 A overload protection Ir=88 A...125 A short-circuit protection Ii=5...10 x In N conductor unprotected terminal connection | 17700 | 1 | ZN | 1
3VA1112-5FD42-0AA0 |  | circuit breaker 3VA1 IEC Frame 160 breaking capacity class M Icu=55 kA @ 415 V 4-pole, line protection TM210, FTFM, In=125 A overload protection Ir=125 A permanently set short-circuit protection Ii=10 x In neutral conductor protection 50% nut keeper kit | 15700 | 1 | ZN | 1
3VA1112-5FD46-0AA0 |  | circuit breaker 3VA1 IEC Frame 160 breaking capacity class M Icu=55 kA @ 415 V 4-pole, line protection TM210, FTFM, In=125 A overload protection Ir=125 A permanently set short-circuit protection Ii=10 x In neutral conductor protection 50% terminal connection | 16400 | 1 | ZN | 1
3VA1112-5FE42-0AA0 |  | circuit breaker 3VA1 IEC Frame 160 breaking capacity class M Icu=55 kA @ 415 V 4-pole, line protection TM220, ATFM, In=125 A overload protection Ir=88 A...125 A short-circuit protection Ii=10 x In neutral conductor protection 50% nut keeper kit | 16000 | 1 | ZN | 1
3VA1112-5FE46-0AA0 |  | circuit breaker 3VA1 IEC Frame 160 breaking capacity class M Icu=55 kA @ 415 V 4-pole, line protection TM220, ATFM, In=125 A overload protection Ir=88 A...125 A short-circuit protection Ii=10 x In neutral conductor protection 50% terminal connection | 16900 | 1 | ZN | 1
3VA1112-5FF42-0AA0 |  | circuit breaker 3VA1 IEC Frame 160 breaking capacity class M Icu=55 kA @ 415 V 4-pole, line protection TM240, ATAM, In=125 A overload protection Ir=88 A...125 A short-circuit protection Ii=5...10 x In neutral conductor protection 50% nut keeper kit | 16900 | 1 | ZN | 1
3VA1112-5FF46-0AA0 |  | circuit breaker 3VA1 IEC Frame 160 breaking capacity class M Icu=55 kA @ 415 V 4-pole, line protection TM240, ATAM, In=125 A overload protection Ir=88 A...125 A short-circuit protection Ii=5...10 x In neutral conductor protection 50% terminal connection | 17700 | 1 | ZN | 1
3VA1112-5GD42-0AA0 |  | circuit breaker 3VA1 IEC Frame 160 breaking capacity class M Icu=55 kA @ 415 V 4-pole, line protection TM210, FTFM, In=125 A overload protection Ir=125 A permanently set short-circuit protection Ii=10 x In neutral conductor protection 100% nut keeper kit | 15700 | 1 | ZN | 1
3VA1112-5GD46-0AA0 |  | circuit breaker 3VA1 IEC Frame 160 breaking capacity class M Icu=55 kA @ 415 V 4-pole, line protection TM210, FTFM, In=125 A overload protection Ir=125 A permanently set short-circuit protection Ii=10 x In neutral conductor protection 100% terminal connection | 16400 | 1 | ZN | 1
3VA1112-5GE42-0AA0 |  | circuit breaker 3VA1 IEC Frame 160 breaking capacity class M Icu=55 kA @ 415 V 4-pole, line protection TM220, ATFM, In=125 A overload protection Ir=88 A...125 A short-circuit protection Ii=10 x In neutral conductor protection 100% nut keeper kit | 16000 | 1 | ZN | 1
3VA1112-5GE46-0AA0 |  | circuit breaker 3VA1 IEC Frame 160 breaking capacity class M Icu=55 kA @ 415 V 4-pole, line protection TM220, ATFM, In=125 A overload protection Ir=88 A...125 A short-circuit protection Ii=10 x In neutral conductor protection 100% terminal connection | 16900 | 1 | ZN | 1
3VA1112-5GF42-0AA0 |  | circuit breaker 3VA1 IEC Frame 160 breaking capacity class M Icu=55 kA @ 415 V 4-pole, line protection TM240, ATAM, In=125 A overload protection Ir=88 A...125 A short-circuit protection Ii=5...10 x In neutral conductor protection 100% nut keeper kit | 16900 | 1 | ZN | 1
3VA1112-5GF46-0AA0 |  | circuit breaker 3VA1 IEC Frame 160 breaking capacity class M Icu=55 kA @ 415 V 4-pole, line protection TM240, ATAM, In=125 A overload protection Ir=88 A...125 A short-circuit protection Ii=5...10 x In neutral conductor protection 100% terminal connection | 17700 | 1 | ZN | 1
3VA1112-5MH32-0AA0 |  | circuit breaker 3VA1 IEC Frame 160 breaking capacity class M Icu=55 kA @ 415 V 3-pole, starter protection TM120M, AM, In=125 A without overload protection short-circuit protection Ii=7...16 x In nut keeper kit | 13000 | 1 | ZN | 1
3VA1112-5MH32-0AB0 |  | circuit breaker 3VA1 IEC Frame 160 breaking capacity class M Icu=55 kA @ 415 V 3-pole, starter protection TM120M, AM, In=125 A without overload protection short-circuit protection Ii=5...15 x In nut keeper kit 2 auxiliary switches HP | 14700 | 1 | ZN | 1
3VA1112-5MH36-0AA0 |  | circuit breaker 3VA1 IEC Frame 160 breaking capacity class M Icu=55 kA @ 415 V 3-pole, starter protection TM120M, AM, In=125 A without overload protection short-circuit protection Ii=7...16 x In terminal connection | 13500 | 1 | ZN | 1
3VA1112-6ED32-0AA0 |  | circuit breaker 3VA1 IEC Frame 160 breaking capacity class H Icu=70 kA @ 415 V 3-pole, line protection TM210, FTFM, In=125 A overload protection Ir=125 A permanently set short-circuit protection Ii=10 x In nut keeper kit | 13200 | 1 | ZN | 1
3VA1112-6ED36-0AA0 |  | circuit breaker 3VA1 IEC Frame 160 breaking capacity class H Icu=70 kA @ 415 V 3-pole, line protection TM210, FTFM, In=125 A overload protection Ir=125 A permanently set short-circuit protection Ii=10 x In terminal connection | 13700 | 1 | ZN | 1
3VA1112-6ED42-0AA0 |  | circuit breaker 3VA1 IEC Frame 160 breaking capacity class H Icu=70 kA @ 415 V 4-pole, line protection TM210, FTFM, In=125 A overload protection Ir=125 A permanently set short-circuit protection Ii=10 x In N conductor unprotected nut keeper kit | 17200 | 1 | ZN | 1
3VA1112-6ED46-0AA0 |  | circuit breaker 3VA1 IEC Frame 160 breaking capacity class H Icu=70 kA @ 415 V 4-pole, line protection TM210, FTFM, In=125 A overload protection Ir=125 A permanently set short-circuit protection Ii=10 x In N conductor unprotected terminal connection | 18000 | 1 | ZN | 1
3VA1112-6EE32-0AA0 |  | circuit breaker 3VA1 IEC Frame 160 breaking capacity class H Icu=70 kA @ 415 V 3-pole, line protection TM220, ATFM, In=125 A overload protection Ir=88 A...125 A short-circuit protection Ii=10 x In nut keeper kit | 13400 | 1 | ZN | 1
3VA1112-6EE36-0AA0 |  | circuit breaker 3VA1 IEC Frame 160 breaking capacity class H Icu=70 kA @ 415 V 3-pole, line protection TM220, ATFM, In=125 A overload protection Ir=88 A...125 A short-circuit protection Ii=10 x In terminal connection | 14000 | 1 | ZN | 1
3VA1112-6EE42-0AA0 |  | circuit breaker 3VA1 IEC Frame 160 breaking capacity class H Icu=70 kA @ 415 V 4-pole, line protection TM220, ATFM, In=125 A overload protection Ir=88 A...125 A short-circuit protection Ii=10 x In N conductor unprotected nut keeper kit | 17700 | 1 | ZN | 1
3VA1112-6EE46-0AA0 |  | circuit breaker 3VA1 IEC Frame 160 breaking capacity class H Icu=70 kA @ 415 V 4-pole, line protection TM220, ATFM, In=125 A overload protection Ir=88 A...125 A short-circuit protection Ii=10 x In N conductor unprotected terminal connection | 18300 | 1 | ZN | 1
3VA1112-6EF32-0AA0 |  | circuit breaker 3VA1 IEC Frame 160 breaking capacity class H Icu=70 kA @ 415 V 3-pole, line protection TM240, ATAM, In=125 A overload protection Ir=88 A...125 A short-circuit protection Ii=5...10 x In nut keeper kit | 14200 | 1 | ZN | 1
3VA1112-6EF32-0AB0 |  | circuit breaker 3VA1 IEC Frame 160 breaking capacity class H Icu=70 kA @ 415 V 3-pole, line protection TM240, ATAM, In=125 A overload protection Ir=88 A...125 A short-circuit protection Ii=5...10 x In nut keeper kit 2 auxiliary switches HP | 16000 | 1 | ZN | 1
3VA1112-6EF32-0AG0 |  | circuit breaker 3VA1 IEC Frame 160 breaking capacity class H Icu=70 kA @ 415 V 3-pole, line protection TM240, ATAM, In=125 A overload protection Ir=88 A...125 A short-circuit protection Ii=5...10 x In nut keeper kit 1 auxiliary switch HP 1 trip alarm switch HP | 16000 | 1 | ZN | 1
3VA1112-6EF36-0AA0 |  | circuit breaker 3VA1 IEC Frame 160 breaking capacity class H Icu=70 kA @ 415 V 3-pole, line protection TM240, ATAM, In=125 A overload protection Ir=88 A...125 A short-circuit protection Ii=5...10 x In terminal connection | 14700 | 1 | ZN | 1
3VA1112-6EF36-0AF0 |  | circuit breaker 3VA1 IEC Frame 160 breaking capacity class H Icu=70 kA @ 415 V 3-pole, line protection TM240, ATAM, In=125 A overload protection Ir=88 A...125 A short-circuit protection Ii=5...10 x In terminal connection 1 auxiliary switch HQ 1 trip alarm switch HQ | 15900 | 1 | ZN | 1
3VA1112-6EF42-0AA0 |  | circuit breaker 3VA1 IEC Frame 160 breaking capacity class H Icu=70 kA @ 415 V 4-pole, line protection TM240, ATAM, In=125 A overload protection Ir=88 A...125 A short-circuit protection Ii=5...10 x In N conductor unprotected nut keeper kit | 18500 | 1 | ZN | 1
3VA1112-6EF46-0AA0 |  | circuit breaker 3VA1 IEC Frame 160 breaking capacity class H Icu=70 kA @ 415 V 4-pole, line protection TM240, ATAM, In=125 A overload protection Ir=88 A...125 A short-circuit protection Ii=5...10 x In N conductor unprotected terminal connection | 19100 | 1 | ZN | 1
3VA1112-6FD42-0AA0 |  | circuit breaker 3VA1 IEC Frame 160 breaking capacity class H Icu=70 kA @ 415 V 4-pole, line protection TM210, FTFM, In=125 A overload protection Ir=125 A permanently set short-circuit protection Ii=10 x In neutral conductor protection 50% nut keeper kit | 17200 | 1 | ZN | 1
3VA1112-6FD46-0AA0 |  | circuit breaker 3VA1 IEC Frame 160 breaking capacity class H Icu=70 kA @ 415 V 4-pole, line protection TM210, FTFM, In=125 A overload protection Ir=125 A permanently set short-circuit protection Ii=10 x In neutral conductor protection 50% terminal connection | 18000 | 1 | ZN | 1
3VA1112-6FE42-0AA0 |  | circuit breaker 3VA1 IEC Frame 160 breaking capacity class H Icu=70 kA @ 415 V 4-pole, line protection TM220, ATFM, In=125 A overload protection Ir=88 A...125 A short-circuit protection Ii=10 x In neutral conductor protection 50% nut keeper kit | 17700 | 1 | ZN | 1
3VA1112-6FE46-0AA0 |  | circuit breaker 3VA1 IEC Frame 160 breaking capacity class H Icu=70 kA @ 415 V 4-pole, line protection TM220, ATFM, In=125 A overload protection Ir=88 A...125 A short-circuit protection Ii=10 x In neutral conductor protection 50% terminal connection | 18300 | 1 | ZN | 1
3VA1112-6FF42-0AA0 |  | circuit breaker 3VA1 IEC Frame 160 breaking capacity class H Icu=70 kA @ 415 V 4-pole, line protection TM240, ATAM, In=125 A overload protection Ir=88 A...125 A short-circuit protection Ii=5...10 x In neutral conductor protection 50% nut keeper kit | 18500 | 1 | ZN | 1
3VA1112-6FF46-0AA0 |  | circuit breaker 3VA1 IEC Frame 160 breaking capacity class H Icu=70 kA @ 415 V 4-pole, line protection TM240, ATAM, In=125 A overload protection Ir=88 A...125 A short-circuit protection Ii=5...10 x In neutral conductor protection 50% terminal connection | 19100 | 1 | ZN | 1
3VA1112-6GD42-0AA0 |  | circuit breaker 3VA1 IEC Frame 160 breaking capacity class H Icu=70 kA @ 415 V 4-pole, line protection TM210, FTFM, In=125 A overload protection Ir=125 A permanently set short-circuit protection Ii=10 x In neutral conductor protection 100% nut keeper kit | 17200 | 1 | ZN | 1
3VA1112-6GD46-0AA0 |  | circuit breaker 3VA1 IEC Frame 160 breaking capacity class H Icu=70 kA @ 415 V 4-pole, line protection TM210, FTFM, In=125 A overload protection Ir=125 A permanently set short-circuit protection Ii=10 x In neutral conductor protection 100% terminal connection | 18000 | 1 | ZN | 1
3VA1112-6GE42-0AA0 |  | circuit breaker 3VA1 IEC Frame 160 breaking capacity class H Icu=70 kA @ 415 V 4-pole, line protection TM220, ATFM, In=125 A overload protection Ir=88 A...125 A short-circuit protection Ii=10 x In neutral conductor protection 100% nut keeper kit | 17700 | 1 | ZN | 1
3VA1112-6GE46-0AA0 |  | circuit breaker 3VA1 IEC Frame 160 breaking capacity class H Icu=70 kA @ 415 V 4-pole, line protection TM220, ATFM, In=125 A overload protection Ir=88 A...125 A short-circuit protection Ii=10 x In neutral conductor protection 100% terminal connection | 18300 | 1 | ZN | 1
3VA1112-6GF42-0AA0 |  | circuit breaker 3VA1 IEC Frame 160 breaking capacity class H Icu=70 kA @ 415 V 4-pole, line protection TM240, ATAM, In=125 A overload protection Ir=88 A...125 A short-circuit protection Ii=5...10 x In neutral conductor protection 100% nut keeper kit | 18500 | 1 | ZN | 1
3VA1112-6GF46-0AA0 |  | circuit breaker 3VA1 IEC Frame 160 breaking capacity class H Icu=70 kA @ 415 V 4-pole, line protection TM240, ATAM, In=125 A overload protection Ir=88 A...125 A short-circuit protection Ii=5...10 x In neutral conductor protection 100% terminal connection | 19100 | 1 | ZN | 1
3VA1112-6MH32-0AA0 |  | circuit breaker 3VA1 IEC Frame 160 breaking capacity class H Icu=70 kA @ 415 V 3-pole, starter protection TM120M, AM, In=125 A without overload protection short-circuit protection Ii=7...16 x In nut keeper kit | 14200 | 1 | ZN | 1
3VA1112-6MH36-0AA0 |  | circuit breaker 3VA1 IEC Frame 160 breaking capacity class H Icu=70 kA @ 415 V 3-pole, starter protection TM120M, AM, In=125 A without overload protection short-circuit protection Ii=7...16 x In terminal connection | 14700 | 1 | ZN | 1
3VA1116-1AA32-0AA0 |  | switch disconnector 3VA1 IEC frame 160 3-pole SD100, In=160A without overload protection w/o short-circuit protection nut keeper kit | 7590 | 1 | ZN | 1
3VA1116-1AA32-0AC0 |  | switch disconnector 3VA1 IEC frame 160 3-pole SD100, In=160A without overload protection w/o short-circuit protection nut keeper kit 2 auxiliary switches HQ | 8730 | 1 | ZN | 1
3VA1116-1AA32-0AD0 |  | switch disconnector 3VA1 IEC frame 160 3-pole SD100, In=160A without overload protection w/o short-circuit protection nut keeper kit 3 auxiliary switches HQ | 9340 | 1 | ZN | 1
3VA1116-1AA32-0AG0 |  | switch disconnector 3VA1 IEC frame 160 3-pole SD100, In=160A without overload protection w/o short-circuit protection nut keeper kit 1 auxiliary switch HP 1 trip alarm switch HP | 9340 | 1 | ZN | 1
3VA1116-1AA32-0AH0 |  | switch disconnector 3VA1 IEC frame 160 3-pole SD100, In=160A without overload protection w/o short-circuit protection nut keeper kit 2 auxiliary switches HQ 1 trip alarm switch HQ | 9340 | 1 | ZN | 1
3VA1116-1AA32-0JA0 |  | switch disconnector 3VA1 IEC frame 160 3-pole SD100, In=160A without overload protection w/o short-circuit protection nut keeper kit shunt trip (STL) 110-127V DC, AC 50/60Hz | 9660 | 1 | ZN | 1
3VA1116-1AA36-0AA0 |  | switch disconnector 3VA1 IEC frame 160 3-pole SD100, In=160A without overload protection w/o short-circuit protection clamp connection | 8140 | 1 | ZN | 1
3VA1116-1AA36-0BA0 |  | switch disconnector 3VA1 IEC frame 160 3-pole SD100, In=160A without overload protection w/o short-circuit protection clamp connection undervoltage release (UVR) 24V DC | 10900 | 1 | ZN | 1
3VA1116-1AA36-0CH0 |  | switch disconnector 3VA1 IEC frame 160 3-pole SD100, In=160A without overload protection w/o short-circuit protection clamp connection undervoltage release (UVR) 120-127V AC 50/60Hz 2 auxiliary switches HQ 1 trip alarm switch HQ | 12600 | 1 | ZN | 1
3VA1116-1AA36-0DC0 |  | switch disconnector 3VA1 IEC frame 160 3-pole SD100, In=160A without overload protection w/o short-circuit protection clamp connection undervoltage release (UVR) 208-230V AC 50/60Hz 2 auxiliary switches HQ | 12000 | 1 | ZN | 1
3VA1116-1AA42-0AA0 |  | switch disconnector 3VA1 IEC frame 160 4-pole SD100, In=160A without overload protection w/o short-circuit protection nut keeper kit | 9860 | 1 | ZN | 1
3VA1116-1AA46-0AA0 |  | switch disconnector 3VA1 IEC frame 160 4-pole SD100, In=160A without overload protection w/o short-circuit protection clamp connection | 10600 | 1 | ZN | 1
3VA1116-3ED12-0AA0 |  | circuit breaker 3VA1 IEC Frame 160 breaking capacity class N Icu=25 kA @ 240 V 1-pole, line protection TM210, FTFM, In=160 A overload protection Ir=160 A permanently set short-circuit protection Ii=10 x In nut keeper kit | 5890 | 1 | ZN | 1
3VA1116-3ED16-0AA0 |  | circuit breaker 3VA1 IEC Frame 160 breaking capacity class N Icu=25 kA @ 240 V 1-pole, line protection TM210, FTFM, In=160 A overload protection Ir=160 A permanently set short-circuit protection Ii=10 x In terminal connection | 6050 | 1 | ZN | 1
3VA1116-3ED22-0AA0 |  | circuit breaker 3VA1 IEC Frame 160 breaking capacity class N Icu=25 kA @ 415 V 2-pole, line protection TM210, FTFM, In=160 A overload protection Ir=160 A permanently set short-circuit protection Ii=10 x In nut keeper kit | 10600 | 1 | ZN | 1
3VA1116-3ED26-0AA0 |  | circuit breaker 3VA1 IEC Frame 160 breaking capacity class N Icu=25 kA @ 415 V 2-pole, line protection TM210, FTFM, In=160 A overload protection Ir=160 A permanently set short-circuit protection Ii=10 x In terminal connection | 11000 | 1 | ZN | 1
3VA1116-3ED32-0AA0 |  | circuit breaker 3VA1 IEC Frame 160 breaking capacity class N Icu=25 kA @ 415 V 3-pole, line protection TM210, FTFM, In=160 A overload protection Ir=160 A permanently set short-circuit protection Ii=10 x In nut keeper kit | 11800 | 1 | ZN | 1
3VA1116-3ED36-0AA0 |  | circuit breaker 3VA1 IEC Frame 160 breaking capacity class N Icu=25 kA @ 415 V 3-pole, line protection TM210, FTFM, In=160 A overload protection Ir=160 A permanently set short-circuit protection Ii=10 x In terminal connection | 12300 | 1 | ZN | 1
3VA1116-3ED42-0AA0 |  | circuit breaker 3VA1 IEC Frame 160 breaking capacity class N Icu=25 kA @ 415 V 4-pole, line protection TM210, FTFM, In=160 A overload protection Ir=160 A permanently set short-circuit protection Ii=10 x In N conductor unprotected nut keeper kit | 15300 | 1 | ZN | 1
3VA1116-3ED46-0AA0 |  | circuit breaker 3VA1 IEC Frame 160 breaking capacity class N Icu=25 kA @ 415 V 4-pole, line protection TM210, FTFM, In=160 A overload protection Ir=160 A permanently set short-circuit protection Ii=10 x In N conductor unprotected terminal connection | 16100 | 1 | ZN | 1
3VA1116-3EE32-0AA0 |  | circuit breaker 3VA1 IEC Frame 160 breaking capacity class N Icu=25 kA @ 415 V 3-pole, line protection TM220, ATFM, In=160 A overload protection Ir=112 A...160 A short-circuit protection Ii=10 x In nut keeper kit | 12000 | 1 | ZN | 1
3VA1116-3EE36-0AA0 |  | circuit breaker 3VA1 IEC Frame 160 breaking capacity class N Icu=25 kA @ 415 V 3-pole, line protection TM220, ATFM, In=160 A overload protection Ir=112 A...160 A short-circuit protection Ii=10 x In terminal connection | 12600 | 1 | ZN | 1
3VA1116-3EE42-0AA0 |  | circuit breaker 3VA1 IEC Frame 160 breaking capacity class N Icu=25 kA @ 415 V 4-pole, line protection TM220, ATFM, In=160 A overload protection Ir=112 A...160 A short-circuit protection Ii=10 x In N conductor unprotected nut keeper kit | 15600 | 1 | ZN | 1
3VA1116-3EE46-0AA0 |  | circuit breaker 3VA1 IEC Frame 160 breaking capacity class N Icu=25 kA @ 415 V 4-pole, line protection TM220, ATFM, In=160 A overload protection Ir=112 A...160 A short-circuit protection Ii=10 x In N conductor unprotected terminal connection | 16400 | 1 | ZN | 1
3VA1116-3EF32-0AA0 |  | circuit breaker 3VA1 IEC Frame 160 breaking capacity class N Icu=25 kA @ 415 V 3-pole, line protection TM240, ATAM, In=160 A overload protection Ir=112 A...160 A short-circuit protection Ii=5...10 x In nut keeper kit | 12700 | 1 | ZN | 1
3VA1116-3EF32-0AH0 |  | circuit breaker 3VA1 IEC Frame 160 breaking capacity class N Icu=25 kA @ 415 V 3-pole, line protection TM240, ATAM, In=160 A overload protection Ir=112 A...160 A short-circuit protection Ii=5...10 x In nut keeper kit 2 auxiliary switches HQ 1 trip alarm switch HQ | 14400 | 1 | ZN | 1
3VA1116-3EF32-0CH0 |  | circuit breaker 3VA1 IEC Frame 160 breaking capacity class N Icu=25 kA @ 415 V 3-pole, line protection TM240, ATAM, In=160 A overload protection Ir=112 A...160 A short-circuit protection Ii=5...10 x In nut keeper kit undervoltage release (UVR) 120-127 V AC 50/60 Hz 2 auxiliary switches HQ 1 trip alarm switch HQ | 17200 | 1 | ZN | 1
3VA1116-3EF36-0AA0 |  | circuit breaker 3VA1 IEC Frame 160 breaking capacity class N Icu=25 kA @ 415 V 3-pole, line protection TM240, ATAM, In=160 A overload protection Ir=112 A...160 A short-circuit protection Ii=5...10 x In terminal connection | 13200 | 1 | ZN | 1
3VA1116-3EF36-0AB0 |  | circuit breaker 3VA1 IEC Frame 160 breaking capacity class N Icu=25 kA @ 415 V 3-pole, line protection TM240, ATAM, In=160 A overload protection Ir=112 A...160 A short-circuit protection Ii=5...10 x In terminal connection 2 auxiliary switches HP | 15000 | 1 | ZN | 1
3VA1116-3EF42-0AA0 |  | circuit breaker 3VA1 IEC Frame 160 breaking capacity class N Icu=25 kA @ 415 V 4-pole, line protection TM240, ATAM, In=160 A overload protection Ir=112 A...160 A short-circuit protection Ii=5...10 x In N conductor unprotected nut keeper kit | 16400 | 1 | ZN | 1
3VA1116-3EF46-0AA0 |  | circuit breaker 3VA1 IEC Frame 160 breaking capacity class N Icu=25 kA @ 415 V 4-pole, line protection TM240, ATAM, In=160 A overload protection Ir=112 A...160 A short-circuit protection Ii=5...10 x In N conductor unprotected terminal connection | 17400 | 1 | ZN | 1
3VA1116-3FD42-0AA0 |  | circuit breaker 3VA1 IEC Frame 160 breaking capacity class N Icu=25 kA @ 415 V 4-pole, line protection TM210, FTFM, In=160 A overload protection Ir=160 A permanently set short-circuit protection Ii=10 x In neutral conductor protection 50% nut keeper kit | 15300 | 1 | ZN | 1
3VA1116-3FD46-0AA0 |  | circuit breaker 3VA1 IEC Frame 160 breaking capacity class N Icu=25 kA @ 415 V 4-pole, line protection TM210, FTFM, In=160 A overload protection Ir=160 A permanently set short-circuit protection Ii=10 x In neutral conductor protection 50% terminal connection | 16100 | 1 | ZN | 1
3VA1116-3FE42-0AA0 |  | circuit breaker 3VA1 IEC Frame 160 breaking capacity class N Icu=25 kA @ 415 V 4-pole, line protection TM220, ATFM, In=160 A overload protection Ir=112 A...160 A short-circuit protection Ii=10 x In neutral conductor protection 50% nut keeper kit | 15600 | 1 | ZN | 1
3VA1116-3FE46-0AA0 |  | circuit breaker 3VA1 IEC Frame 160 breaking capacity class N Icu=25 kA @ 415 V 4-pole, line protection TM220, ATFM, In=160 A overload protection Ir=112 A...160 A short-circuit protection Ii=10 x In neutral conductor protection 50% terminal connection | 16400 | 1 | ZN | 1
3VA1116-3FF42-0AA0 |  | circuit breaker 3VA1 IEC Frame 160 breaking capacity class N Icu=25 kA @ 415 V 4-pole, line protection TM240, ATAM, In=160 A overload protection Ir=112 A...160 A short-circuit protection Ii=5...10 x In neutral conductor protection 50% nut keeper kit | 16400 | 1 | ZN | 1
3VA1116-3FF46-0AA0 |  | circuit breaker 3VA1 IEC Frame 160 breaking capacity class N Icu=25 kA @ 415 V 4-pole, line protection TM240, ATAM, In=160 A overload protection Ir=112 A...160 A short-circuit protection Ii=5...10 x In neutral conductor protection 50% terminal connection | 17400 | 1 | ZN | 1
3VA1116-3GD42-0AA0 |  | circuit breaker 3VA1 IEC Frame 160 breaking capacity class N Icu=25 kA @ 415 V 4-pole, line protection TM210, FTFM, In=160 A overload protection Ir=160 A permanently set short-circuit protection Ii=10 x In neutral conductor protection 100% nut keeper kit | 15300 | 1 | ZN | 1
3VA1116-3GD46-0AA0 |  | circuit breaker 3VA1 IEC Frame 160 breaking capacity class N Icu=25 kA @ 415 V 4-pole, line protection TM210, FTFM, In=160 A overload protection Ir=160 A permanently set short-circuit protection Ii=10 x In neutral conductor protection 100% terminal connection | 16100 | 1 | ZN | 1
3VA1116-3GE42-0AA0 |  | circuit breaker 3VA1 IEC Frame 160 breaking capacity class N Icu=25 kA @ 415 V 4-pole, line protection TM220, ATFM, In=160 A overload protection Ir=112 A...160 A short-circuit protection Ii=10 x In neutral conductor protection 100% nut keeper kit | 15600 | 1 | ZN | 1
3VA1116-3GE46-0AA0 |  | circuit breaker 3VA1 IEC Frame 160 breaking capacity class N Icu=25 kA @ 415 V 4-pole, line protection TM220, ATFM, In=160 A overload protection Ir=112 A...160 A short-circuit protection Ii=10 x In neutral conductor protection 100% terminal connection | 16400 | 1 | ZN | 1
3VA1116-3GF42-0AA0 |  | circuit breaker 3VA1 IEC Frame 160 breaking capacity class N Icu=25 kA @ 415 V 4-pole, line protection TM240, ATAM, In=160 A overload protection Ir=112 A...160 A short-circuit protection Ii=5...10 x In neutral conductor protection 100% nut keeper kit | 16400 | 1 | ZN | 1
3VA1116-3GF46-0AA0 |  | circuit breaker 3VA1 IEC Frame 160 breaking capacity class N Icu=25 kA @ 415 V 4-pole, line protection TM240, ATAM, In=160 A overload protection Ir=112 A...160 A short-circuit protection Ii=5...10 x In neutral conductor protection 100% terminal connection | 17400 | 1 | ZN | 1
3VA1116-4ED12-0AA0 |  | circuit breaker 3VA1 IEC Frame 160 breaking capacity class S Icu=36 kA @ 240 V 1-pole, line protection TM210, FTFM, In=160 A overload protection Ir=160 A permanently set short-circuit protection Ii=10 x In nut keeper kit | 6400 | 1 | ZN | 1
3VA1116-4ED16-0AA0 |  | circuit breaker 3VA1 IEC Frame 160 breaking capacity class S Icu=36 kA @ 240 V 1-pole, line protection TM210, FTFM, In=160 A overload protection Ir=160 A permanently set short-circuit protection Ii=10 x In terminal connection | 6590 | 1 | ZN | 1
3VA1116-4ED22-0AA0 |  | circuit breaker 3VA1 IEC Frame 160 breaking capacity class S Icu=36 kA @ 415 V 2-pole, line protection TM210, FTFM, In=160 A overload protection Ir=160 A permanently set short-circuit protection Ii=10 x In nut keeper kit | 11500 | 1 | ZN | 1
3VA1116-4ED26-0AA0 |  | circuit breaker 3VA1 IEC Frame 160 breaking capacity class S Icu=36 kA @ 415 V 2-pole, line protection TM210, FTFM, In=160 A overload protection Ir=160 A permanently set short-circuit protection Ii=10 x In terminal connection | 11900 | 1 | ZN | 1
3VA1116-4ED32-0AA0 |  | circuit breaker 3VA1 IEC Frame 160 breaking capacity class S Icu=36 kA @ 415 V 3-pole, line protection TM210, FTFM, In=160 A overload protection Ir=160 A permanently set short-circuit protection Ii=10 x In nut keeper kit | 12800 | 1 | ZN | 1
3VA1116-4ED36-0AA0 |  | circuit breaker 3VA1 IEC Frame 160 breaking capacity class S Icu=36 kA @ 415 V 3-pole, line protection TM210, FTFM, In=160 A overload protection Ir=160 A permanently set short-circuit protection Ii=10 x In terminal connection | 13400 | 1 | ZN | 1
3VA1116-4ED42-0AA0 |  | circuit breaker 3VA1 IEC Frame 160 breaking capacity class S Icu=36 kA @ 415 V 4-pole, line protection TM210, FTFM, In=160 A overload protection Ir=160 A permanently set short-circuit protection Ii=10 x In N conductor unprotected nut keeper kit | 16700 | 1 | ZN | 1
3VA1116-4ED46-0AA0 |  | circuit breaker 3VA1 IEC Frame 160 breaking capacity class S Icu=36 kA @ 415 V 4-pole, line protection TM210, FTFM, In=160 A overload protection Ir=160 A permanently set short-circuit protection Ii=10 x In N conductor unprotected terminal connection | 17500 | 1 | ZN | 1
3VA1116-4EE32-0AA0 |  | circuit breaker 3VA1 IEC Frame 160 breaking capacity class S Icu=36 kA @ 415 V 3-pole, line protection TM220, ATFM, In=160 A overload protection Ir=112 A...160 A short-circuit protection Ii=10 x In nut keeper kit | 13100 | 1 | ZN | 1
3VA1116-4EE36-0AA0 |  | circuit breaker 3VA1 IEC Frame 160 breaking capacity class S Icu=36 kA @ 415 V 3-pole, line protection TM220, ATFM, In=160 A overload protection Ir=112 A...160 A short-circuit protection Ii=10 x In terminal connection | 13600 | 1 | ZN | 1
3VA1116-4EE42-0AA0 |  | circuit breaker 3VA1 IEC Frame 160 breaking capacity class S Icu=36 kA @ 415 V 4-pole, line protection TM220, ATFM, In=160 A overload protection Ir=112 A...160 A short-circuit protection Ii=10 x In N conductor unprotected nut keeper kit | 17200 | 1 | ZN | 1
3VA1116-4EE46-0AA0 |  | circuit breaker 3VA1 IEC Frame 160 breaking capacity class S Icu=36 kA @ 415 V 4-pole, line protection TM220, ATFM, In=160 A overload protection Ir=112 A...160 A short-circuit protection Ii=10 x In N conductor unprotected terminal connection | 17800 | 1 | ZN | 1
3VA1116-4EF32-0AA0 |  | circuit breaker 3VA1 IEC Frame 160 breaking capacity class S Icu=36 kA @ 415 V 3-pole, line protection TM240, ATAM, In=160 A overload protection Ir=112 A...160 A short-circuit protection Ii=5...10 x In nut keeper kit | 13700 | 1 | ZN | 1
3VA1116-4EF32-0BH0 |  | circuit breaker 3VA1 IEC Frame 160 breaking capacity class S Icu=36 kA @ 415 V 3-pole, line protection TM240, ATAM, In=160 A overload protection Ir=112 A...160 A short-circuit protection Ii=5...10 x In nut keeper kit undervoltage release (UVR) 24 V DC 2 auxiliary switches HQ 1 trip alarm switch HQ | 18300 | 1 | ZN | 1
3VA1116-4EF32-0DH0 |  | circuit breaker 3VA1 IEC Frame 160 breaking capacity class S Icu=36 kA @ 415 V 3-pole, line protection TM240, ATAM, In=160 A overload protection Ir=112 A...160 A short-circuit protection Ii=5...10 x In nut keeper kit undervoltage release (UVR) 208-230 V AC 50/60 Hz 2 auxiliary switches HQ 1 trip alarm switch HQ | 18300 | 1 | ZN | 1
3VA1116-4EF36-0AA0 |  | circuit breaker 3VA1 IEC Frame 160 breaking capacity class S Icu=36 kA @ 415 V 3-pole, line protection TM240, ATAM, In=160 A overload protection Ir=112 A...160 A short-circuit protection Ii=5...10 x In terminal connection | 14300 | 1 | ZN | 1
3VA1116-4EF42-0AA0 |  | circuit breaker 3VA1 IEC Frame 160 breaking capacity class S Icu=36 kA @ 415 V 4-pole, line protection TM240, ATAM, In=160 A overload protection Ir=112 A...160 A short-circuit protection Ii=5...10 x In N conductor unprotected nut keeper kit | 18000 | 1 | ZN | 1
3VA1116-4EF46-0AA0 |  | circuit breaker 3VA1 IEC Frame 160 breaking capacity class S Icu=36 kA @ 415 V 4-pole, line protection TM240, ATAM, In=160 A overload protection Ir=112 A...160 A short-circuit protection Ii=5...10 x In N conductor unprotected terminal connection | 18700 | 1 | ZN | 1
3VA1116-4FD42-0AA0 |  | circuit breaker 3VA1 IEC Frame 160 breaking capacity class S Icu=36 kA @ 415 V 4-pole, line protection TM210, FTFM, In=160 A overload protection Ir=160 A permanently set short-circuit protection Ii=10 x In neutral conductor protection 50% nut keeper kit | 16700 | 1 | ZN | 1
3VA1116-4FD46-0AA0 |  | circuit breaker 3VA1 IEC Frame 160 breaking capacity class S Icu=36 kA @ 415 V 4-pole, line protection TM210, FTFM, In=160 A overload protection Ir=160 A permanently set short-circuit protection Ii=10 x In neutral conductor protection 50% terminal connection | 17500 | 1 | ZN | 1
3VA1116-4FE42-0AA0 |  | circuit breaker 3VA1 IEC Frame 160 breaking capacity class S Icu=36 kA @ 415 V 4-pole, line protection TM220, ATFM, In=160 A overload protection Ir=112 A...160 A short-circuit protection Ii=10 x In neutral conductor protection 50% nut keeper kit | 17200 | 1 | ZN | 1
3VA1116-4FE46-0AA0 |  | circuit breaker 3VA1 IEC Frame 160 breaking capacity class S Icu=36 kA @ 415 V 4-pole, line protection TM220, ATFM, In=160 A overload protection Ir=112 A...160 A short-circuit protection Ii=10 x In neutral conductor protection 50% terminal connection | 17800 | 1 | ZN | 1
3VA1116-4FF42-0AA0 |  | circuit breaker 3VA1 IEC Frame 160 breaking capacity class S Icu=36 kA @ 415 V 4-pole, line protection TM240, ATAM, In=160 A overload protection Ir=112 A...160 A short-circuit protection Ii=5...10 x In neutral conductor protection 50% nut keeper kit | 18000 | 1 | ZN | 1
3VA1116-4FF46-0AA0 |  | circuit breaker 3VA1 IEC Frame 160 breaking capacity class S Icu=36 kA @ 415 V 4-pole, line protection TM240, ATAM, In=160 A overload protection Ir=112 A...160 A short-circuit protection Ii=5...10 x In neutral conductor protection 50% terminal connection | 18700 | 1 | ZN | 1
3VA1116-4GD42-0AA0 |  | circuit breaker 3VA1 IEC Frame 160 breaking capacity class S Icu=36 kA @ 415 V 4-pole, line protection TM210, FTFM, In=160 A overload protection Ir=160 A permanently set short-circuit protection Ii=10 x In neutral conductor protection 100% nut keeper kit | 16700 | 1 | ZN | 1
3VA1116-4GD46-0AA0 |  | circuit breaker 3VA1 IEC Frame 160 breaking capacity class S Icu=36 kA @ 415 V 4-pole, line protection TM210, FTFM, In=160 A overload protection Ir=160 A permanently set short-circuit protection Ii=10 x In neutral conductor protection 100% terminal connection | 17500 | 1 | ZN | 1
3VA1116-4GE42-0AA0 |  | circuit breaker 3VA1 IEC Frame 160 breaking capacity class S Icu=36 kA @ 415 V 4-pole, line protection TM220, ATFM, In=160 A overload protection Ir=112 A...160 A short-circuit protection Ii=10 x In neutral conductor protection 100% nut keeper kit | 17200 | 1 | ZN | 1
3VA1116-4GE46-0AA0 |  | circuit breaker 3VA1 IEC Frame 160 breaking capacity class S Icu=36 kA @ 415 V 4-pole, line protection TM220, ATFM, In=160 A overload protection Ir=112 A...160 A short-circuit protection Ii=10 x In neutral conductor protection 100% terminal connection | 17800 | 1 | ZN | 1
3VA1116-4GF42-0AA0 |  | circuit breaker 3VA1 IEC Frame 160 breaking capacity class S Icu=36 kA @ 415 V 4-pole, line protection TM240, ATAM, In=160 A overload protection Ir=112 A...160 A short-circuit protection Ii=5...10 x In neutral conductor protection 100% nut keeper kit | 18000 | 1 | ZN | 1
3VA1116-4GF46-0AA0 |  | circuit breaker 3VA1 IEC Frame 160 breaking capacity class S Icu=36 kA @ 415 V 4-pole, line protection TM240, ATAM, In=160 A overload protection Ir=112 A...160 A short-circuit protection Ii=5...10 x In neutral conductor protection 100% terminal connection | 18700 | 1 | ZN | 1
3VA1116-5ED12-0AA0 |  | circuit breaker 3VA1 IEC Frame 160 breaking capacity class M Icu=55 kA @ 240 V 1-pole, line protection TM210, FTFM, In=160 A overload protection Ir=160 A permanently set short-circuit protection Ii=10 x In nut keeper kit | 7010 | 1 | ZN | 1
3VA1116-5ED16-0AA0 |  | circuit breaker 3VA1 IEC Frame 160 breaking capacity class M Icu=55 kA @ 240 V 1-pole, line protection TM210, FTFM, In=160 A overload protection Ir=160 A permanently set short-circuit protection Ii=10 x In terminal connection | 7280 | 1 | ZN | 1
3VA1116-5ED22-0AA0 |  | circuit breaker 3VA1 IEC Frame 160 breaking capacity class M Icu=55 kA @ 415 V 2-pole, line protection TM210, FTFM, In=160 A overload protection Ir=160 A permanently set short-circuit protection Ii=10 x In nut keeper kit | 12700 | 1 | ZN | 1
3VA1116-5ED26-0AA0 |  | circuit breaker 3VA1 IEC Frame 160 breaking capacity class M Icu=55 kA @ 415 V 2-pole, line protection TM210, FTFM, In=160 A overload protection Ir=160 A permanently set short-circuit protection Ii=10 x In terminal connection | 13100 | 1 | ZN | 1
3VA1116-5ED32-0AA0 |  | circuit breaker 3VA1 IEC Frame 160 breaking capacity class M Icu=55 kA @ 415 V 3-pole, line protection TM210, FTFM, In=160 A overload protection Ir=160 A permanently set short-circuit protection Ii=10 x In nut keeper kit | 14100 | 1 | ZN | 1
3VA1116-5ED32-0BH0 |  | circuit breaker 3VA1 IEC Frame 160 breaking capacity class M Icu=55 kA @ 415 V 3-pole, line protection TM210, FTFM, In=160 A overload protection Ir=160 A permanently set short-circuit protection Ii=10 x In nut keeper kit undervoltage release (UVR) 24 V DC 2 auxiliary switches HQ 1 trip alarm switch HQ | 18700 | 1 | ZN | 1
3VA1116-5ED36-0AA0 |  | circuit breaker 3VA1 IEC Frame 160 breaking capacity class M Icu=55 kA @ 415 V 3-pole, line protection TM210, FTFM, In=160 A overload protection Ir=160 A permanently set short-circuit protection Ii=10 x In terminal connection | 14600 | 1 | ZN | 1
3VA1116-5ED42-0AA0 |  | circuit breaker 3VA1 IEC Frame 160 breaking capacity class M Icu=55 kA @ 415 V 4-pole, line protection TM210, FTFM, In=160 A overload protection Ir=160 A permanently set short-circuit protection Ii=10 x In N conductor unprotected nut keeper kit | 18300 | 1 | ZN | 1
3VA1116-5ED46-0AA0 |  | circuit breaker 3VA1 IEC Frame 160 breaking capacity class M Icu=55 kA @ 415 V 4-pole, line protection TM210, FTFM, In=160 A overload protection Ir=160 A permanently set short-circuit protection Ii=10 x In N conductor unprotected terminal connection | 19000 | 1 | ZN | 1
3VA1116-5EE32-0AA0 |  | circuit breaker 3VA1 IEC Frame 160 breaking capacity class M Icu=55 kA @ 415 V 3-pole, line protection TM220, ATFM, In=160 A overload protection Ir=112 A...160 A short-circuit protection Ii=10 x In nut keeper kit | 14400 | 1 | ZN | 1
3VA1116-5EE32-0AC0 |  | circuit breaker 3VA1 IEC Frame 160 breaking capacity class M Icu=55 kA @ 415 V 3-pole, line protection TM220, ATFM, In=160 A overload protection Ir=112 A...160 A short-circuit protection Ii=10 x In nut keeper kit 2 auxiliary switches HQ | 15500 | 1 | ZN | 1
3VA1116-5EE32-0JA0 |  | circuit breaker 3VA1 IEC Frame 160 breaking capacity class M Icu=55 kA @ 415 V 3-pole, line protection TM220, ATFM, In=160 A overload protection Ir=112 A...160 A short-circuit protection Ii=10 x In nut keeper kit shunt trip (STL) 110-127 V DC, AC 50/60 Hz | 16400 | 1 | ZN | 1
3VA1116-5EE36-0AA0 |  | circuit breaker 3VA1 IEC Frame 160 breaking capacity class M Icu=55 kA @ 415 V 3-pole, line protection TM220, ATFM, In=160 A overload protection Ir=112 A...160 A short-circuit protection Ii=10 x In terminal connection | 14900 | 1 | ZN | 1
3VA1116-5EE36-0AB0 |  | circuit breaker 3VA1 IEC Frame 160 breaking capacity class M Icu=55 kA @ 415 V 3-pole, line protection TM220, ATFM, In=160 A overload protection Ir=112 A...160 A short-circuit protection Ii=10 x In terminal connection 2 auxiliary switches HP | 16700 | 1 | ZN | 1
3VA1116-5EE42-0AA0 |  | circuit breaker 3VA1 IEC Frame 160 breaking capacity class M Icu=55 kA @ 415 V 4-pole, line protection TM220, ATFM, In=160 A overload protection Ir=112 A...160 A short-circuit protection Ii=10 x In N conductor unprotected nut keeper kit | 18800 | 1 | ZN | 1
3VA1116-5EE46-0AA0 |  | circuit breaker 3VA1 IEC Frame 160 breaking capacity class M Icu=55 kA @ 415 V 4-pole, line protection TM220, ATFM, In=160 A overload protection Ir=112 A...160 A short-circuit protection Ii=10 x In N conductor unprotected terminal connection | 19500 | 1 | ZN | 1
3VA1116-5EF32-0AA0 |  | circuit breaker 3VA1 IEC Frame 160 breaking capacity class M Icu=55 kA @ 415 V 3-pole, line protection TM240, ATAM, In=160 A overload protection Ir=112 A...160 A short-circuit protection Ii=5...10 x In nut keeper kit | 15100 | 1 | ZN | 1
3VA1116-5EF32-0AG0 |  | circuit breaker 3VA1 IEC Frame 160 breaking capacity class M Icu=55 kA @ 415 V 3-pole, line protection TM240, ATAM, In=160 A overload protection Ir=112 A...160 A short-circuit protection Ii=5...10 x In nut keeper kit 1 auxiliary switch HP 1 trip alarm switch HP | 17000 | 1 | ZN | 1
3VA1116-5EF32-0BH0 |  | circuit breaker 3VA1 IEC Frame 160 breaking capacity class M Icu=55 kA @ 415 V 3-pole, line protection TM240, ATAM, In=160 A overload protection Ir=112 A...160 A short-circuit protection Ii=5...10 x In nut keeper kit undervoltage release (UVR) 24 V DC 2 auxiliary switches HQ 1 trip alarm switch HQ | 19500 | 1 | ZN | 1
3VA1116-5EF32-0CH0 |  | circuit breaker 3VA1 IEC Frame 160 breaking capacity class M Icu=55 kA @ 415 V 3-pole, line protection TM240, ATAM, In=160 A overload protection Ir=112 A...160 A short-circuit protection Ii=5...10 x In nut keeper kit undervoltage release (UVR) 120-127 V AC 50/60 Hz 2 auxiliary switches HQ 1 trip alarm switch HQ | 19500 | 1 | ZN | 1
3VA1116-5EF36-0AA0 |  | circuit breaker 3VA1 IEC Frame 160 breaking capacity class M Icu=55 kA @ 415 V 3-pole, line protection TM240, ATAM, In=160 A overload protection Ir=112 A...160 A short-circuit protection Ii=5...10 x In terminal connection | 15700 | 1 | ZN | 1
3VA1116-5EF36-0AB0 |  | circuit breaker 3VA1 IEC Frame 160 breaking capacity class M Icu=55 kA @ 415 V 3-pole, line protection TM240, ATAM, In=160 A overload protection Ir=112 A...160 A short-circuit protection Ii=5...10 x In terminal connection 2 auxiliary switches HP | 17500 | 1 | ZN | 1
3VA1116-5EF36-0AH0 |  | circuit breaker 3VA1 IEC Frame 160 breaking capacity class M Icu=55 kA @ 415 V 3-pole, line protection TM240, ATAM, In=160 A overload protection Ir=112 A...160 A short-circuit protection Ii=5...10 x In terminal connection 2 auxiliary switches HQ 1 trip alarm switch HQ | 17500 | 1 | ZN | 1
3VA1116-5EF36-0BA0 |  | circuit breaker 3VA1 IEC Frame 160 breaking capacity class M Icu=55 kA @ 415 V 3-pole, line protection TM240, ATAM, In=160 A overload protection Ir=112 A...160 A short-circuit protection Ii=5...10 x In terminal connection undervoltage release (UVR) 24 V DC | 18500 | 1 | ZN | 1
3VA1116-5EF36-0BH0 |  | circuit breaker 3VA1 IEC Frame 160 breaking capacity class M Icu=55 kA @ 415 V 3-pole, line protection TM240, ATAM, In=160 A overload protection Ir=112 A...160 A short-circuit protection Ii=5...10 x In terminal connection undervoltage release (UVR) 24 V DC 2 auxiliary switches HQ 1 trip alarm switch HQ | 20300 | 1 | ZN | 1
3VA1116-5EF42-0AA0 |  | circuit breaker 3VA1 IEC Frame 160 breaking capacity class M Icu=55 kA @ 415 V 4-pole, line protection TM240, ATAM, In=160 A overload protection Ir=112 A...160 A short-circuit protection Ii=5...10 x In N conductor unprotected nut keeper kit | 19600 | 1 | ZN | 1
3VA1116-5EF42-0DH0 |  | circuit breaker 3VA1 IEC Frame 160 breaking capacity class M Icu=55 kA @ 415 V 4-pole, line protection TM240, ATAM, In=160 A overload protection Ir=112 A...160 A short-circuit protection Ii=5...10 x In N conductor unprotected nut keeper kit undervoltage release (UVR) 208-230 V AC 50/60 Hz 2 auxiliary switches HQ 1 trip alarm switch HQ | 24400 | 1 | ZN | 1
3VA1116-5EF46-0AA0 |  | circuit breaker 3VA1 IEC Frame 160 breaking capacity class M Icu=55 kA @ 415 V 4-pole, line protection TM240, ATAM, In=160 A overload protection Ir=112 A...160 A short-circuit protection Ii=5...10 x In N conductor unprotected terminal connection | 20400 | 1 | ZN | 1
3VA1116-5FD42-0AA0 |  | circuit breaker 3VA1 IEC Frame 160 breaking capacity class M Icu=55 kA @ 415 V 4-pole, line protection TM210, FTFM, In=160 A overload protection Ir=160 A permanently set short-circuit protection Ii=10 x In neutral conductor protection 50% nut keeper kit | 18300 | 1 | ZN | 1
3VA1116-5FD46-0AA0 |  | circuit breaker 3VA1 IEC Frame 160 breaking capacity class M Icu=55 kA @ 415 V 4-pole, line protection TM210, FTFM, In=160 A overload protection Ir=160 A permanently set short-circuit protection Ii=10 x In neutral conductor protection 50% terminal connection | 19000 | 1 | ZN | 1
3VA1116-5FE42-0AA0 |  | circuit breaker 3VA1 IEC Frame 160 breaking capacity class M Icu=55 kA @ 415 V 4-pole, line protection TM220, ATFM, In=160 A overload protection Ir=112 A...160 A short-circuit protection Ii=10 x In neutral conductor protection 50% nut keeper kit | 18800 | 1 | ZN | 1
3VA1116-5FE46-0AA0 |  | circuit breaker 3VA1 IEC Frame 160 breaking capacity class M Icu=55 kA @ 415 V 4-pole, line protection TM220, ATFM, In=160 A overload protection Ir=112 A...160 A short-circuit protection Ii=10 x In neutral conductor protection 50% terminal connection | 19500 | 1 | ZN | 1
3VA1116-5FF42-0AA0 |  | circuit breaker 3VA1 IEC Frame 160 breaking capacity class M Icu=55 kA @ 415 V 4-pole, line protection TM240, ATAM, In=160 A overload protection Ir=112 A...160 A short-circuit protection Ii=5...10 x In neutral conductor protection 50% nut keeper kit | 19600 | 1 | ZN | 1
3VA1116-5FF46-0AA0 |  | circuit breaker 3VA1 IEC Frame 160 breaking capacity class M Icu=55 kA @ 415 V 4-pole, line protection TM240, ATAM, In=160 A overload protection Ir=112 A...160 A short-circuit protection Ii=5...10 x In neutral conductor protection 50% terminal connection | 20400 | 1 | ZN | 1
3VA1116-5GD42-0AA0 |  | circuit breaker 3VA1 IEC Frame 160 breaking capacity class M Icu=55 kA @ 415 V 4-pole, line protection TM210, FTFM, In=160 A overload protection Ir=160 A permanently set short-circuit protection Ii=10 x In neutral conductor protection 100% nut keeper kit | 18300 | 1 | ZN | 1
3VA1116-5GD46-0AA0 |  | circuit breaker 3VA1 IEC Frame 160 breaking capacity class M Icu=55 kA @ 415 V 4-pole, line protection TM210, FTFM, In=160 A overload protection Ir=160 A permanently set short-circuit protection Ii=10 x In neutral conductor protection 100% terminal connection | 19000 | 1 | ZN | 1
3VA1116-5GE42-0AA0 |  | circuit breaker 3VA1 IEC Frame 160 breaking capacity class M Icu=55 kA @ 415 V 4-pole, line protection TM220, ATFM, In=160 A overload protection Ir=112 A...160 A short-circuit protection Ii=10 x In neutral conductor protection 100% nut keeper kit | 18800 | 1 | ZN | 1
3VA1116-5GE46-0AA0 |  | circuit breaker 3VA1 IEC Frame 160 breaking capacity class M Icu=55 kA @ 415 V 4-pole, line protection TM220, ATFM, In=160 A overload protection Ir=112 A...160 A short-circuit protection Ii=10 x In neutral conductor protection 100% terminal connection | 19500 | 1 | ZN | 1
3VA1116-5GF42-0AA0 |  | circuit breaker 3VA1 IEC Frame 160 breaking capacity class M Icu=55 kA @ 415 V 4-pole, line protection TM240, ATAM, In=160 A overload protection Ir=112 A...160 A short-circuit protection Ii=5...10 x In neutral conductor protection 100% nut keeper kit | 19600 | 1 | ZN | 1
3VA1116-5GF46-0AA0 |  | circuit breaker 3VA1 IEC Frame 160 breaking capacity class M Icu=55 kA @ 415 V 4-pole, line protection TM240, ATAM, In=160 A overload protection Ir=112 A...160 A short-circuit protection Ii=5...10 x In neutral conductor protection 100% terminal connection | 20400 | 1 | ZN | 1
3VA1116-6ED32-0AA0 |  | circuit breaker 3VA1 IEC Frame 160 breaking capacity class H Icu=70 kA @ 415 V 3-pole, line protection TM210, FTFM, In=160 A overload protection Ir=160 A permanently set short-circuit protection Ii=10 x In nut keeper kit | 15400 | 1 | ZN | 1
3VA1116-6ED36-0AA0 |  | circuit breaker 3VA1 IEC Frame 160 breaking capacity class H Icu=70 kA @ 415 V 3-pole, line protection TM210, FTFM, In=160 A overload protection Ir=160 A permanently set short-circuit protection Ii=10 x In terminal connection | 16000 | 1 | ZN | 1
3VA1116-6ED42-0AA0 |  | circuit breaker 3VA1 IEC Frame 160 breaking capacity class H Icu=70 kA @ 415 V 4-pole, line protection TM210, FTFM, In=160 A overload protection Ir=160 A permanently set short-circuit protection Ii=10 x In N conductor unprotected nut keeper kit | 20100 | 1 | ZN | 1
3VA1116-6ED46-0AA0 |  | circuit breaker 3VA1 IEC Frame 160 breaking capacity class H Icu=70 kA @ 415 V 4-pole, line protection TM210, FTFM, In=160 A overload protection Ir=160 A permanently set short-circuit protection Ii=10 x In N conductor unprotected terminal connection | 20600 | 1 | ZN | 1
3VA1116-6EE32-0AA0 |  | circuit breaker 3VA1 IEC Frame 160 breaking capacity class H Icu=70 kA @ 415 V 3-pole, line protection TM220, ATFM, In=160 A overload protection Ir=112 A...160 A short-circuit protection Ii=10 x In nut keeper kit | 15700 | 1 | ZN | 1
3VA1116-6EE32-0AB0 |  | circuit breaker 3VA1 IEC Frame 160 breaking capacity class H Icu=70 kA @ 415 V 3-pole, line protection TM220, ATFM, In=160 A overload protection Ir=112 A...160 A short-circuit protection Ii=10 x In nut keeper kit 2 auxiliary switches | 17500 | 1 | ZN | 1
3VA1116-6EE32-0AC0 |  | circuit breaker 3VA1 IEC Frame 160 breaking capacity class H Icu=70 kA @ 415 V 3-pole, line protection TM220, ATFM, In=160 A overload protection Ir=112 A...160 A short-circuit protection Ii=10 x In nut keeper kit 2 auxiliary switches | 16900 | 1 | ZN | 1
3VA1116-6EE36-0AA0 |  | circuit breaker 3VA1 IEC Frame 160 breaking capacity class H Icu=70 kA @ 415 V 3-pole, line protection TM220, ATFM, In=160 A overload protection Ir=112 A...160 A short-circuit protection Ii=10 x In terminal connection | 16200 | 1 | ZN | 1
3VA1116-6EE42-0AA0 |  | circuit breaker 3VA1 IEC Frame 160 breaking capacity class H Icu=70 kA @ 415 V 4-pole, line protection TM220, ATFM, In=160 A overload protection Ir=112 A...160 A short-circuit protection Ii=10 x In N conductor unprotected nut keeper kit | 20400 | 1 | ZN | 1
3VA1116-6EE46-0AA0 |  | circuit breaker 3VA1 IEC Frame 160 breaking capacity class H Icu=70 kA @ 415 V 4-pole, line protection TM220, ATFM, In=160 A overload protection Ir=112 A...160 A short-circuit protection Ii=10 x In N conductor unprotected terminal connection | 21200 | 1 | ZN | 1
3VA1116-6EF32-0AA0 |  | circuit breaker 3VA1 IEC Frame 160 breaking capacity class H Icu=70 kA @ 415 V 3-pole, line protection TM240, ATAM, In=160 A overload protection Ir=112 A...160 A short-circuit protection Ii=5...10 x In nut keeper kit | 16600 | 1 | ZN | 1
3VA1116-6EF36-0AA0 |  | circuit breaker 3VA1 IEC Frame 160 breaking capacity class H Icu=70 kA @ 415 V 3-pole, line protection TM240, ATAM, In=160 A overload protection Ir=112 A...160 A short-circuit protection Ii=5...10 x In terminal connection | 17200 | 1 | ZN | 1
3VA1116-6EF36-0AB0 |  | circuit breaker 3VA1 IEC Frame 160 breaking capacity class H Icu=70 kA @ 415 V 3-pole, line protection TM240, ATAM, In=160 A overload protection Ir=112 A...160 A short-circuit protection Ii=5...10 x In terminal connection 2 auxiliary switches HP | 18800 | 1 | ZN | 1
3VA1116-6EF42-0AA0 |  | circuit breaker 3VA1 IEC Frame 160 breaking capacity class H Icu=70 kA @ 415 V 4-pole, line protection TM240, ATAM, In=160 A overload protection Ir=112 A...160 A short-circuit protection Ii=5...10 x In N conductor unprotected nut keeper kit | 21500 | 1 | ZN | 1
3VA1116-6EF46-0AA0 |  | circuit breaker 3VA1 IEC Frame 160 breaking capacity class H Icu=70 kA @ 415 V 4-pole, line protection TM240, ATAM, In=160 A overload protection Ir=112 A...160 A short-circuit protection Ii=5...10 x In N conductor unprotected terminal connection | 22000 | 1 | ZN | 1
3VA1116-6FD42-0AA0 |  | circuit breaker 3VA1 IEC Frame 160 breaking capacity class H Icu=70 kA @ 415 V 4-pole, line protection TM210, FTFM, In=160 A overload protection Ir=160 A permanently set short-circuit protection Ii=10 x In neutral conductor protection 50% nut keeper kit | 20100 | 1 | ZN | 1
3VA1116-6FD46-0AA0 |  | circuit breaker 3VA1 IEC Frame 160 breaking capacity class H Icu=70 kA @ 415 V 4-pole, line protection TM210, FTFM, In=160 A overload protection Ir=160 A permanently set short-circuit protection Ii=10 x In neutral conductor protection 50% terminal connection | 20600 | 1 | ZN | 1
3VA1116-6FE42-0AA0 |  | circuit breaker 3VA1 IEC Frame 160 breaking capacity class H Icu=70 kA @ 415 V 4-pole, line protection TM220, ATFM, In=160 A overload protection Ir=112 A...160 A short-circuit protection Ii=10 x In neutral conductor protection 50% nut keeper kit | 20400 | 1 | ZN | 1
3VA1116-6FE46-0AA0 |  | circuit breaker 3VA1 IEC Frame 160 breaking capacity class H Icu=70 kA @ 415 V 4-pole, line protection TM220, ATFM, In=160 A overload protection Ir=112 A...160 A short-circuit protection Ii=10 x In neutral conductor protection 50% terminal connection | 21200 | 1 | ZN | 1
3VA1116-6FF42-0AA0 |  | circuit breaker 3VA1 IEC Frame 160 breaking capacity class H Icu=70 kA @ 415 V 4-pole, line protection TM240, ATAM, In=160 A overload protection Ir=112 A...160 A short-circuit protection Ii=5...10 x In neutral conductor protection 50% nut keeper kit | 21500 | 1 | ZN | 1
3VA1116-6FF46-0AA0 |  | circuit breaker 3VA1 IEC Frame 160 breaking capacity class H Icu=70 kA @ 415 V 4-pole, line protection TM240, ATAM, In=160 A overload protection Ir=112 A...160 A short-circuit protection Ii=5...10 x In neutral conductor protection 50% terminal connection | 22000 | 1 | ZN | 1
3VA1116-6GD42-0AA0 |  | circuit breaker 3VA1 IEC Frame 160 breaking capacity class H Icu=70 kA @ 415 V 4-pole, line protection TM210, FTFM, In=160 A overload protection Ir=160 A permanently set short-circuit protection Ii=10 x In neutral conductor protection 100% nut keeper kit | 20100 | 1 | ZN | 1
3VA1116-6GD46-0AA0 |  | circuit breaker 3VA1 IEC Frame 160 breaking capacity class H Icu=70 kA @ 415 V 4-pole, line protection TM210, FTFM, In=160 A overload protection Ir=160 A permanently set short-circuit protection Ii=10 x In neutral conductor protection 100% terminal connection | 20600 | 1 | ZN | 1
3VA1116-6GE42-0AA0 |  | circuit breaker 3VA1 IEC Frame 160 breaking capacity class H Icu=70 kA @ 415 V 4-pole, line protection TM220, ATFM, In=160 A overload protection Ir=112 A...160 A short-circuit protection Ii=10 x In neutral conductor protection 100% nut keeper kit | 20400 | 1 | ZN | 1
3VA1116-6GE46-0AA0 |  | circuit breaker 3VA1 IEC Frame 160 breaking capacity class H Icu=70 kA @ 415 V 4-pole, line protection TM220, ATFM, In=160 A overload protection Ir=112 A...160 A short-circuit protection Ii=10 x In neutral conductor protection 100% terminal connection | 21200 | 1 | ZN | 1
3VA1116-6GF42-0AA0 |  | circuit breaker 3VA1 IEC Frame 160 breaking capacity class H Icu=70 kA @ 415 V 4-pole, line protection TM240, ATAM, In=160 A overload protection Ir=112 A...160 A short-circuit protection Ii=5...10 x In neutral conductor protection 100% nut keeper kit | 21500 | 1 | ZN | 1
3VA1116-6GF46-0AA0 |  | circuit breaker 3VA1 IEC Frame 160 breaking capacity class H Icu=70 kA @ 415 V 4-pole, line protection TM240, ATAM, In=160 A overload protection Ir=112 A...160 A short-circuit protection Ii=5...10 x In neutral conductor protection 100% terminal connection | 22000 | 1 | ZN | 1
3VA1120-3ED12-0AA0 |  | circuit breaker 3VA1 IEC Frame 160 breaking capacity class N Icu=25 kA @ 240 V 1-pole, line protection TM210, FTFM, In=20 A overload protection Ir=20 A permanently set short-circuit protection Ii=16 x In nut keeper kit | 2480 | 1 | ZN | 1
3VA1120-3ED16-0AA0 |  | circuit breaker 3VA1 IEC Frame 160 breaking capacity class N Icu=25 kA @ 240 V 1-pole, line protection TM210, FTFM, In=20 A overload protection Ir=20 A permanently set short-circuit protection Ii=16 x In terminal connection | 2670 | 1 | ZN | 1
3VA1120-3ED22-0AA0 |  | circuit breaker 3VA1 IEC Frame 160 breaking capacity class N Icu=25 kA @ 415 V 2-pole, line protection TM210, FTFM, In=20 A overload protection Ir=20 A permanently set short-circuit protection Ii=16 x In nut keeper kit | 4490 | 1 | ZN | 1
3VA1120-3ED26-0AA0 |  | circuit breaker 3VA1 IEC Frame 160 breaking capacity class N Icu=25 kA @ 415 V 2-pole, line protection TM210, FTFM, In=20 A overload protection Ir=20 A permanently set short-circuit protection Ii=16 x In terminal connection | 4790 | 1 | ZN | 1
3VA1120-3ED32-0AA0 |  | circuit breaker 3VA1 IEC Frame 160 breaking capacity class N Icu=25 kA @ 415 V 3-pole, line protection TM210, FTFM, In=20 A overload protection Ir=20 A permanently set short-circuit protection Ii=16 x In nut keeper kit | 4920 | 1 | ZN | 1
3VA1120-3ED36-0AA0 |  | circuit breaker 3VA1 IEC Frame 160 breaking capacity class N Icu=25 kA @ 415 V 3-pole, line protection TM210, FTFM, In=20 A overload protection Ir=20 A permanently set short-circuit protection Ii=16 x In terminal connection | 5450 | 1 | ZN | 1
3VA1120-3ED42-0AA0 |  | circuit breaker 3VA1 IEC Frame 160 breaking capacity class N Icu=25 kA @ 415 V 4-pole, line protection TM210, FTFM, In=20 A overload protection Ir=20 A permanently set short-circuit protection Ii=16 x In N conductor unprotected nut keeper kit | 6460 | 1 | ZN | 1
3VA1120-3ED46-0AA0 |  | circuit breaker 3VA1 IEC Frame 160 breaking capacity class N Icu=25 kA @ 415 V 4-pole, line protection TM210, FTFM, In=20 A overload protection Ir=20 A permanently set short-circuit protection Ii=16 x In N conductor unprotected terminal connection | 7110 | 1 | ZN | 1
3VA1120-3EE32-0AA0 |  | circuit breaker 3VA1 IEC Frame 160 breaking capacity class N Icu=25 kA @ 415 V 3-pole, line protection TM220, ATFM, In=20 A overload protection Ir=14 A...20 A short-circuit protection Ii=16 x In nut keeper kit | 5030 | 1 | ZN | 1
3VA1120-3EE36-0AA0 |  | circuit breaker 3VA1 IEC Frame 160 breaking capacity class N Icu=25 kA @ 415 V 3-pole, line protection TM220, ATFM, In=20 A overload protection Ir=14 A...20 A short-circuit protection Ii=16 x In terminal connection | 5560 | 1 | ZN | 1
3VA1120-3EE42-0AA0 |  | circuit breaker 3VA1 IEC Frame 160 breaking capacity class N Icu=25 kA @ 415 V 4-pole, line protection TM220, ATFM, In=20 A overload protection Ir=14 A...20 A short-circuit protection Ii=16 x In N conductor unprotected nut keeper kit | 6560 | 1 | ZN | 1
3VA1120-3EE46-0AA0 |  | circuit breaker 3VA1 IEC Frame 160 breaking capacity class N Icu=25 kA @ 415 V 4-pole, line protection TM220, ATFM, In=20 A overload protection Ir=14 A...20 A short-circuit protection Ii=16 x In N conductor unprotected terminal connection | 7320 | 1 | ZN | 1
3VA1120-3EF32-0AA0 |  | circuit breaker 3VA1 IEC Frame 160 breaking capacity class N Icu=25 kA @ 415 V 3-pole, line protection TM240, ATAM, In=20 A overload protection Ir=14 A...20 A short-circuit protection Ii=8...16 x In nut keeper kit | 5340 | 1 | ZN | 1
3VA1120-3EF36-0AA0 |  | circuit breaker 3VA1 IEC Frame 160 breaking capacity class N Icu=25 kA @ 415 V 3-pole, line protection TM240, ATAM, In=20 A overload protection Ir=14 A...20 A short-circuit protection Ii=8...16 x In terminal connection | 5850 | 1 | ZN | 1
3VA1120-3EF36-0KA0 |  | circuit breaker 3VA1 IEC Frame 160 breaking capacity class N Icu=25 kA @ 415 V 3-pole, line protection TM240, ATAM, In=20 A overload protection Ir=14 A...20 A short-circuit protection Ii=8...16 x In terminal connection shunt trip (STL) 220-250 V DC, 208-277 V AC | 7930 | 1 | ZN | 1
3VA1120-3EF42-0AA0 |  | circuit breaker 3VA1 IEC Frame 160 breaking capacity class N Icu=25 kA @ 415 V 4-pole, line protection TM240, ATAM, In=20 A overload protection Ir=14 A...20 A short-circuit protection Ii=8...16 x In N conductor unprotected nut keeper kit | 6870 | 1 | ZN | 1
3VA1120-3EF46-0AA0 |  | circuit breaker 3VA1 IEC Frame 160 breaking capacity class N Icu=25 kA @ 415 V 4-pole, line protection TM240, ATAM, In=20 A overload protection Ir=14 A...20 A short-circuit protection Ii=8...16 x In N conductor unprotected terminal connection | 7640 | 1 | ZN | 1
3VA1120-3GD42-0AA0 |  | circuit breaker 3VA1 IEC Frame 160 breaking capacity class N Icu=25 kA @ 415 V 4-pole, line protection TM210, FTFM, In=20 A overload protection Ir=20 A permanently set short-circuit protection Ii=16 x In neutral conductor protection 100% nut keeper kit | 6460 | 1 | ZN | 1
3VA1120-3GD46-0AA0 |  | circuit breaker 3VA1 IEC Frame 160 breaking capacity class N Icu=25 kA @ 415 V 4-pole, line protection TM210, FTFM, In=20 A overload protection Ir=20 A permanently set short-circuit protection Ii=16 x In neutral conductor protection 100% terminal connection | 7110 | 1 | ZN | 1
3VA1120-3GE42-0AA0 |  | circuit breaker 3VA1 IEC Frame 160 breaking capacity class N Icu=25 kA @ 415 V 4-pole, line protection TM220, ATFM, In=20 A overload protection Ir=14 A...20 A short-circuit protection Ii=16 x In neutral conductor protection 100% nut keeper kit | 6560 | 1 | ZN | 1
3VA1120-3GE46-0AA0 |  | circuit breaker 3VA1 IEC Frame 160 breaking capacity class N Icu=25 kA @ 415 V 4-pole, line protection TM220, ATFM, In=20 A overload protection Ir=14 A...20 A short-circuit protection Ii=16 x In neutral conductor protection 100% terminal connection | 7320 | 1 | ZN | 1
3VA1120-3GF42-0AA0 |  | circuit breaker 3VA1 IEC Frame 160 breaking capacity class N Icu=25 kA @ 415 V 4-pole, line protection TM240, ATAM, In=20 A overload protection Ir=14 A...20 A short-circuit protection Ii=8...16 x In neutral conductor protection 100% nut keeper kit | 6870 | 1 | ZN | 1
3VA1120-3GF46-0AA0 |  | circuit breaker 3VA1 IEC Frame 160 breaking capacity class N Icu=25 kA @ 415 V 4-pole, line protection TM240, ATAM, In=20 A overload protection Ir=14 A...20 A short-circuit protection Ii=8...16 x In neutral conductor protection 100% terminal connection | 7640 | 1 | ZN | 1
3VA1120-4ED12-0AA0 |  | circuit breaker 3VA1 IEC Frame 160 breaking capacity class S Icu=36 kA @ 240 V 1-pole, line protection TM210, FTFM, In=20 A overload protection Ir=20 A permanently set short-circuit protection Ii=16 x In nut keeper kit | 2690 | 1 | ZN | 1
3VA1120-4ED16-0AA0 |  | circuit breaker 3VA1 IEC Frame 160 breaking capacity class S Icu=36 kA @ 240 V 1-pole, line protection TM210, FTFM, In=20 A overload protection Ir=20 A permanently set short-circuit protection Ii=16 x In terminal connection | 2850 | 1 | ZN | 1
3VA1120-4ED22-0AA0 |  | circuit breaker 3VA1 IEC Frame 160 breaking capacity class S Icu=36 kA @ 415 V 2-pole, line protection TM210, FTFM, In=20 A overload protection Ir=20 A permanently set short-circuit protection Ii=16 x In nut keeper kit | 4810 | 1 | ZN | 1
3VA1120-4ED26-0AA0 |  | circuit breaker 3VA1 IEC Frame 160 breaking capacity class S Icu=36 kA @ 415 V 2-pole, line protection TM210, FTFM, In=20 A overload protection Ir=20 A permanently set short-circuit protection Ii=16 x In terminal connection | 5180 | 1 | ZN | 1
3VA1120-4ED32-0AA0 |  | circuit breaker 3VA1 IEC Frame 160 breaking capacity class S Icu=36 kA @ 415 V 3-pole, line protection TM210, FTFM, In=20 A overload protection Ir=20 A permanently set short-circuit protection Ii=16 x In nut keeper kit | 5370 | 1 | ZN | 1
3VA1120-4ED36-0AA0 |  | circuit breaker 3VA1 IEC Frame 160 breaking capacity class S Icu=36 kA @ 415 V 3-pole, line protection TM210, FTFM, In=20 A overload protection Ir=20 A permanently set short-circuit protection Ii=16 x In terminal connection | 5890 | 1 | ZN | 1
3VA1120-4ED42-0AA0 |  | circuit breaker 3VA1 IEC Frame 160 breaking capacity class S Icu=36 kA @ 415 V 4-pole, line protection TM210, FTFM, In=20 A overload protection Ir=20 A permanently set short-circuit protection Ii=16 x In N conductor unprotected nut keeper kit | 6950 | 1 | ZN | 1
3VA1120-4ED46-0AA0 |  | circuit breaker 3VA1 IEC Frame 160 breaking capacity class S Icu=36 kA @ 415 V 4-pole, line protection TM210, FTFM, In=20 A overload protection Ir=20 A permanently set short-circuit protection Ii=16 x In N conductor unprotected terminal connection | 7690 | 1 | ZN | 1
3VA1120-4EE32-0AA0 |  | circuit breaker 3VA1 IEC Frame 160 breaking capacity class S Icu=36 kA @ 415 V 3-pole, line protection TM220, ATFM, In=20 A overload protection Ir=14 A...20 A short-circuit protection Ii=16 x In nut keeper kit | 5450 | 1 | ZN | 1
3VA1120-4EE36-0AA0 |  | circuit breaker 3VA1 IEC Frame 160 breaking capacity class S Icu=36 kA @ 415 V 3-pole, line protection TM220, ATFM, In=20 A overload protection Ir=14 A...20 A short-circuit protection Ii=16 x In terminal connection | 6010 | 1 | ZN | 1
3VA1120-4EE42-0AA0 |  | circuit breaker 3VA1 IEC Frame 160 breaking capacity class S Icu=36 kA @ 415 V 4-pole, line protection TM220, ATFM, In=20 A overload protection Ir=14 A...20 A short-circuit protection Ii=16 x In N conductor unprotected nut keeper kit | 7080 | 1 | ZN | 1
3VA1120-4EE46-0AA0 |  | circuit breaker 3VA1 IEC Frame 160 breaking capacity class S Icu=36 kA @ 415 V 4-pole, line protection TM220, ATFM, In=20 A overload protection Ir=14 A...20 A short-circuit protection Ii=16 x In N conductor unprotected terminal connection | 7850 | 1 | ZN | 1
3VA1120-4EF32-0AA0 |  | circuit breaker 3VA1 IEC Frame 160 breaking capacity class S Icu=36 kA @ 415 V 3-pole, line protection TM240, ATAM, In=20 A overload protection Ir=14 A...20 A short-circuit protection Ii=8...16 x In nut keeper kit | 5790 | 1 | ZN | 1
3VA1120-4EF36-0AA0 |  | circuit breaker 3VA1 IEC Frame 160 breaking capacity class S Icu=36 kA @ 415 V 3-pole, line protection TM240, ATAM, In=20 A overload protection Ir=14 A...20 A short-circuit protection Ii=8...16 x In terminal connection | 6340 | 1 | ZN | 1
3VA1120-4EF42-0AA0 |  | circuit breaker 3VA1 IEC Frame 160 breaking capacity class S Icu=36 kA @ 415 V 4-pole, line protection TM240, ATAM, In=20 A overload protection Ir=14 A...20 A short-circuit protection Ii=8...16 x In N conductor unprotected nut keeper kit | 7490 | 1 | ZN | 1
3VA1120-4EF46-0AA0 |  | circuit breaker 3VA1 IEC Frame 160 breaking capacity class S Icu=36 kA @ 415 V 4-pole, line protection TM240, ATAM, In=20 A overload protection Ir=14 A...20 A short-circuit protection Ii=8...16 x In N conductor unprotected terminal connection | 8250 | 1 | ZN | 1
3VA1120-4GD42-0AA0 |  | circuit breaker 3VA1 IEC Frame 160 breaking capacity class S Icu=36 kA @ 415 V 4-pole, line protection TM210, FTFM, In=20 A overload protection Ir=20 A permanently set short-circuit protection Ii=16 x In neutral conductor protection 100% nut keeper kit | 6950 | 1 | ZN | 1
3VA1120-4GD46-0AA0 |  | circuit breaker 3VA1 IEC Frame 160 breaking capacity class S Icu=36 kA @ 415 V 4-pole, line protection TM210, FTFM, In=20 A overload protection Ir=20 A permanently set short-circuit protection Ii=16 x In neutral conductor protection 100% terminal connection | 7690 | 1 | ZN | 1
3VA1120-4GE42-0AA0 |  | circuit breaker 3VA1 IEC Frame 160 breaking capacity class S Icu=36 kA @ 415 V 4-pole, line protection TM220, ATFM, In=20 A overload protection Ir=14 A...20 A short-circuit protection Ii=16 x In neutral conductor protection 100% nut keeper kit | 7080 | 1 | ZN | 1
3VA1120-4GE46-0AA0 |  | circuit breaker 3VA1 IEC Frame 160 breaking capacity class S Icu=36 kA @ 415 V 4-pole, line protection TM220, ATFM, In=20 A overload protection Ir=14 A...20 A short-circuit protection Ii=16 x In neutral conductor protection 100% terminal connection | 7850 | 1 | ZN | 1
3VA1120-4GF42-0AA0 |  | circuit breaker 3VA1 IEC Frame 160 breaking capacity class S Icu=36 kA @ 415 V 4-pole, line protection TM240, ATAM, In=20 A overload protection Ir=14 A...20 A short-circuit protection Ii=8...16 x In neutral conductor protection 100% nut keeper kit | 7490 | 1 | ZN | 1
3VA1120-4GF46-0AA0 |  | circuit breaker 3VA1 IEC Frame 160 breaking capacity class S Icu=36 kA @ 415 V 4-pole, line protection TM240, ATAM, In=20 A overload protection Ir=14 A...20 A short-circuit protection Ii=8...16 x In neutral conductor protection 100% terminal connection | 8250 | 1 | ZN | 1
3VA1120-5ED12-0AA0 |  | circuit breaker 3VA1 IEC Frame 160 breaking capacity class M Icu=55 kA @ 240 V 1-pole, line protection TM210, FTFM, In=20 A overload protection Ir=20 A permanently set short-circuit protection Ii=16 x In nut keeper kit | 2930 | 1 | ZN | 1
3VA1120-5ED16-0AA0 |  | circuit breaker 3VA1 IEC Frame 160 breaking capacity class M Icu=55 kA @ 240 V 1-pole, line protection TM210, FTFM, In=20 A overload protection Ir=20 A permanently set short-circuit protection Ii=16 x In terminal connection | 3150 | 1 | ZN | 1
3VA1120-5ED22-0AA0 |  | circuit breaker 3VA1 IEC Frame 160 breaking capacity class M Icu=55 kA @ 415 V 2-pole, line protection TM210, FTFM, In=20 A overload protection Ir=20 A permanently set short-circuit protection Ii=16 x In nut keeper kit | 5350 | 1 | ZN | 1
3VA1120-5ED26-0AA0 |  | circuit breaker 3VA1 IEC Frame 160 breaking capacity class M Icu=55 kA @ 415 V 2-pole, line protection TM210, FTFM, In=20 A overload protection Ir=20 A permanently set short-circuit protection Ii=16 x In terminal connection | 5720 | 1 | ZN | 1
3VA1120-5ED32-0AA0 |  | circuit breaker 3VA1 IEC Frame 160 breaking capacity class M Icu=55 kA @ 415 V 3-pole, line protection TM210, FTFM, In=20 A overload protection Ir=20 A permanently set short-circuit protection Ii=16 x In nut keeper kit | 5890 | 1 | ZN | 1
3VA1120-5ED36-0AA0 |  | circuit breaker 3VA1 IEC Frame 160 breaking capacity class M Icu=55 kA @ 415 V 3-pole, line protection TM210, FTFM, In=20 A overload protection Ir=20 A permanently set short-circuit protection Ii=16 x In terminal connection | 6480 | 1 | ZN | 1
3VA1120-5ED42-0AA0 |  | circuit breaker 3VA1 IEC Frame 160 breaking capacity class M Icu=55 kA @ 415 V 4-pole, line protection TM210, FTFM, In=20 A overload protection Ir=20 A permanently set short-circuit protection Ii=16 x In N conductor unprotected nut keeper kit | 7650 | 1 | ZN | 1
3VA1120-5ED46-0AA0 |  | circuit breaker 3VA1 IEC Frame 160 breaking capacity class M Icu=55 kA @ 415 V 4-pole, line protection TM210, FTFM, In=20 A overload protection Ir=20 A permanently set short-circuit protection Ii=16 x In N conductor unprotected terminal connection | 8410 | 1 | ZN | 1
3VA1120-5EE32-0AA0 |  | circuit breaker 3VA1 IEC Frame 160 breaking capacity class M Icu=55 kA @ 415 V 3-pole, line protection TM220, ATFM, In=20 A overload protection Ir=14 A...20 A short-circuit protection Ii=16 x In nut keeper kit | 6010 | 1 | ZN | 1
3VA1120-5EE36-0AA0 |  | circuit breaker 3VA1 IEC Frame 160 breaking capacity class M Icu=55 kA @ 415 V 3-pole, line protection TM220, ATFM, In=20 A overload protection Ir=14 A...20 A short-circuit protection Ii=16 x In terminal connection | 6580 | 1 | ZN | 1
3VA1120-5EE42-0AA0 |  | circuit breaker 3VA1 IEC Frame 160 breaking capacity class M Icu=55 kA @ 415 V 4-pole, line protection TM220, ATFM, In=20 A overload protection Ir=14 A...20 A short-circuit protection Ii=16 x In N conductor unprotected nut keeper kit | 7830 | 1 | ZN | 1
3VA1120-5EE46-0AA0 |  | circuit breaker 3VA1 IEC Frame 160 breaking capacity class M Icu=55 kA @ 415 V 4-pole, line protection TM220, ATFM, In=20 A overload protection Ir=14 A...20 A short-circuit protection Ii=16 x In N conductor unprotected terminal connection | 8570 | 1 | ZN | 1
3VA1120-5EF32-0AA0 |  | circuit breaker 3VA1 IEC Frame 160 breaking capacity class M Icu=55 kA @ 415 V 3-pole, line protection TM240, ATAM, In=20 A overload protection Ir=14 A...20 A short-circuit protection Ii=8...16 x In nut keeper kit | 6350 | 1 | ZN | 1
3VA1120-5EF32-0BH0 |  | circuit breaker 3VA1 IEC Frame 160 breaking capacity class M Icu=55 kA @ 415 V 3-pole, line protection TM240, ATAM, In=20 A overload protection Ir=14 A...20 A short-circuit protection Ii=8...16 x In nut keeper kit undervoltage release (UVR) 24 V DC 2 auxiliary switches HQ 1 trip alarm switch HQ | 10800 | 1 | ZN | 1
3VA1120-5EF36-0AA0 |  | circuit breaker 3VA1 IEC Frame 160 breaking capacity class M Icu=55 kA @ 415 V 3-pole, line protection TM240, ATAM, In=20 A overload protection Ir=14 A...20 A short-circuit protection Ii=8...16 x In terminal connection | 6870 | 1 | ZN | 1
3VA1120-5EF36-0AB0 |  | circuit breaker 3VA1 IEC Frame 160 breaking capacity class M Icu=55 kA @ 415 V 3-pole, line protection TM240, ATAM, In=20 A overload protection Ir=14 A...20 A short-circuit protection Ii=8...16 x In terminal connection 2 auxiliary switches HP | 8630 | 1 | ZN | 1
3VA1120-5EF36-0AG0 |  | circuit breaker 3VA1 IEC Frame 160 breaking capacity class M Icu=55 kA @ 415 V 3-pole, line protection TM240, ATAM, In=20 A overload protection Ir=14 A...20 A short-circuit protection Ii=8...16 x In terminal connection 1 auxiliary switch HP 1 trip alarm switch HP | 8630 | 1 | ZN | 1
3VA1120-5EF42-0AA0 |  | circuit breaker 3VA1 IEC Frame 160 breaking capacity class M Icu=55 kA @ 415 V 4-pole, line protection TM240, ATAM, In=20 A overload protection Ir=14 A...20 A short-circuit protection Ii=8...16 x In N conductor unprotected nut keeper kit | 8250 | 1 | ZN | 1
3VA1120-5EF46-0AA0 |  | circuit breaker 3VA1 IEC Frame 160 breaking capacity class M Icu=55 kA @ 415 V 4-pole, line protection TM240, ATAM, In=20 A overload protection Ir=14 A...20 A short-circuit protection Ii=8...16 x In N conductor unprotected terminal connection | 8940 | 1 | ZN | 1
3VA1120-5GD42-0AA0 |  | circuit breaker 3VA1 IEC Frame 160 breaking capacity class M Icu=55 kA @ 415 V 4-pole, line protection TM210, FTFM, In=20 A overload protection Ir=20 A permanently set short-circuit protection Ii=16 x In neutral conductor protection 100% nut keeper kit | 7650 | 1 | ZN | 1
3VA1120-5GD46-0AA0 |  | circuit breaker 3VA1 IEC Frame 160 breaking capacity class M Icu=55 kA @ 415 V 4-pole, line protection TM210, FTFM, In=20 A overload protection Ir=20 A permanently set short-circuit protection Ii=16 x In neutral conductor protection 100% terminal connection | 8410 | 1 | ZN | 1
3VA1120-5GE42-0AA0 |  | circuit breaker 3VA1 IEC Frame 160 breaking capacity class M Icu=55 kA @ 415 V 4-pole, line protection TM220, ATFM, In=20 A overload protection Ir=14 A...20 A short-circuit protection Ii=16 x In neutral conductor protection 100% nut keeper kit | 7830 | 1 | ZN | 1
3VA1120-5GE46-0AA0 |  | circuit breaker 3VA1 IEC Frame 160 breaking capacity class M Icu=55 kA @ 415 V 4-pole, line protection TM220, ATFM, In=20 A overload protection Ir=14 A...20 A short-circuit protection Ii=16 x In neutral conductor protection 100% terminal connection | 8570 | 1 | ZN | 1
3VA1120-5GF42-0AA0 |  | circuit breaker 3VA1 IEC Frame 160 breaking capacity class M Icu=55 kA @ 415 V 4-pole, line protection TM240, ATAM, In=20 A overload protection Ir=14 A...20 A short-circuit protection Ii=8...16 x In neutral conductor protection 100% nut keeper kit | 8250 | 1 | ZN | 1
3VA1120-5GF46-0AA0 |  | circuit breaker 3VA1 IEC Frame 160 breaking capacity class M Icu=55 kA @ 415 V 4-pole, line protection TM240, ATAM, In=20 A overload protection Ir=14 A...20 A short-circuit protection Ii=8...16 x In neutral conductor protection 100% terminal connection | 8940 | 1 | ZN | 1
3VA1120-5MH32-0AA0 |  | circuit breaker 3VA1 IEC Frame 160 breaking capacity class M Icu=55 kA @ 415 V 3-pole, starter protection TM120M, AM, In=20 A without overload protection short-circuit protection Ii=7...16 x In nut keeper kit | 6350 | 1 | ZN | 1
3VA1120-5MH36-0AA0 |  | circuit breaker 3VA1 IEC Frame 160 breaking capacity class M Icu=55 kA @ 415 V 3-pole, starter protection TM120M, AM, In=20 A without overload protection short-circuit protection Ii=7...16 x In terminal connection | 6870 | 1 | ZN | 1
3VA1120-6ED32-0AA0 |  | circuit breaker 3VA1 IEC Frame 160 breaking capacity class H Icu=70 kA @ 415 V 3-pole, line protection TM210, FTFM, In=20 A overload protection Ir=20 A permanently set short-circuit protection Ii=16 x In nut keeper kit | 6460 | 1 | ZN | 1
3VA1120-6ED36-0AA0 |  | circuit breaker 3VA1 IEC Frame 160 breaking capacity class H Icu=70 kA @ 415 V 3-pole, line protection TM210, FTFM, In=20 A overload protection Ir=20 A permanently set short-circuit protection Ii=16 x In terminal connection | 6960 | 1 | ZN | 1
3VA1120-6ED42-0AA0 |  | circuit breaker 3VA1 IEC Frame 160 breaking capacity class H Icu=70 kA @ 415 V 4-pole, line protection TM210, FTFM, In=20 A overload protection Ir=20 A permanently set short-circuit protection Ii=16 x In N conductor unprotected nut keeper kit | 8350 | 1 | ZN | 1
3VA1120-6ED46-0AA0 |  | circuit breaker 3VA1 IEC Frame 160 breaking capacity class H Icu=70 kA @ 415 V 4-pole, line protection TM210, FTFM, In=20 A overload protection Ir=20 A permanently set short-circuit protection Ii=16 x In N conductor unprotected terminal connection | 9100 | 1 | ZN | 1
3VA1120-6EE32-0AA0 |  | circuit breaker 3VA1 IEC Frame 160 breaking capacity class H Icu=70 kA @ 415 V 3-pole, line protection TM220, ATFM, In=20 A overload protection Ir=14 A...20 A short-circuit protection Ii=16 x In nut keeper kit | 6580 | 1 | ZN | 1
3VA1120-6EE36-0AA0 |  | circuit breaker 3VA1 IEC Frame 160 breaking capacity class H Icu=70 kA @ 415 V 3-pole, line protection TM220, ATFM, In=20 A overload protection Ir=14 A...20 A short-circuit protection Ii=16 x In terminal connection | 7080 | 1 | ZN | 1
3VA1120-6EE42-0AA0 |  | circuit breaker 3VA1 IEC Frame 160 breaking capacity class H Icu=70 kA @ 415 V 4-pole, line protection TM220, ATFM, In=20 A overload protection Ir=14 A...20 A short-circuit protection Ii=16 x In N conductor unprotected nut keeper kit | 8570 | 1 | ZN | 1
3VA1120-6EE46-0AA0 |  | circuit breaker 3VA1 IEC Frame 160 breaking capacity class H Icu=70 kA @ 415 V 4-pole, line protection TM220, ATFM, In=20 A overload protection Ir=14 A...20 A short-circuit protection Ii=16 x In N conductor unprotected terminal connection | 9290 | 1 | ZN | 1
3VA1120-6EF32-0AA0 |  | circuit breaker 3VA1 IEC Frame 160 breaking capacity class H Icu=70 kA @ 415 V 3-pole, line protection TM240, ATAM, In=20 A overload protection Ir=14 A...20 A short-circuit protection Ii=8...16 x In nut keeper kit | 6880 | 1 | ZN | 1
3VA1120-6EF36-0AA0 |  | circuit breaker 3VA1 IEC Frame 160 breaking capacity class H Icu=70 kA @ 415 V 3-pole, line protection TM240, ATAM, In=20 A overload protection Ir=14 A...20 A short-circuit protection Ii=8...16 x In terminal connection | 7460 | 1 | ZN | 1
3VA1120-6EF42-0AA0 |  | circuit breaker 3VA1 IEC Frame 160 breaking capacity class H Icu=70 kA @ 415 V 4-pole, line protection TM240, ATAM, In=20 A overload protection Ir=14 A...20 A short-circuit protection Ii=8...16 x In N conductor unprotected nut keeper kit | 8970 | 1 | ZN | 1
3VA1120-6EF46-0AA0 |  | circuit breaker 3VA1 IEC Frame 160 breaking capacity class H Icu=70 kA @ 415 V 4-pole, line protection TM240, ATAM, In=20 A overload protection Ir=14 A...20 A short-circuit protection Ii=8...16 x In N conductor unprotected terminal connection | 9680 | 1 | ZN | 1
3VA1120-6GD42-0AA0 |  | circuit breaker 3VA1 IEC Frame 160 breaking capacity class H Icu=70 kA @ 415 V 4-pole, line protection TM210, FTFM, In=20 A overload protection Ir=20 A permanently set short-circuit protection Ii=16 x In neutral conductor protection 100% nut keeper kit | 8350 | 1 | ZN | 1
3VA1120-6GD46-0AA0 |  | circuit breaker 3VA1 IEC Frame 160 breaking capacity class H Icu=70 kA @ 415 V 4-pole, line protection TM210, FTFM, In=20 A overload protection Ir=20 A permanently set short-circuit protection Ii=16 x In neutral conductor protection 100% terminal connection | 9100 | 1 | ZN | 1
3VA1120-6GE42-0AA0 |  | circuit breaker 3VA1 IEC Frame 160 breaking capacity class H Icu=70 kA @ 415 V 4-pole, line protection TM220, ATFM, In=20 A overload protection Ir=14 A...20 A short-circuit protection Ii=16 x In neutral conductor protection 100% nut keeper kit | 8570 | 1 | ZN | 1
3VA1120-6GE46-0AA0 |  | circuit breaker 3VA1 IEC Frame 160 breaking capacity class H Icu=70 kA @ 415 V 4-pole, line protection TM220, ATFM, In=20 A overload protection Ir=14 A...20 A short-circuit protection Ii=16 x In neutral conductor protection 100% terminal connection | 9290 | 1 | ZN | 1
3VA1120-6GF42-0AA0 |  | circuit breaker 3VA1 IEC Frame 160 breaking capacity class H Icu=70 kA @ 415 V 4-pole, line protection TM240, ATAM, In=20 A overload protection Ir=14 A...20 A short-circuit protection Ii=8...16 x In neutral conductor protection 100% nut keeper kit | 8970 | 1 | ZN | 1
3VA1120-6GF46-0AA0 |  | circuit breaker 3VA1 IEC Frame 160 breaking capacity class H Icu=70 kA @ 415 V 4-pole, line protection TM240, ATAM, In=20 A overload protection Ir=14 A...20 A short-circuit protection Ii=8...16 x In neutral conductor protection 100% terminal connection | 9680 | 1 | ZN | 1
3VA1120-6MH32-0AA0 |  | circuit breaker 3VA1 IEC Frame 160 breaking capacity class H Icu=70 kA @ 415 V 3-pole, starter protection TM120M, AM, In=20 A without overload protection short-circuit protection Ii=7...16 x In nut keeper kit | 6880 | 1 | ZN | 1
3VA1120-6MH36-0AA0 |  | circuit breaker 3VA1 IEC Frame 160 breaking capacity class H Icu=70 kA @ 415 V 3-pole, starter protection TM120M, AM, In=20 A without overload protection short-circuit protection Ii=7...16 x In terminal connection | 7460 | 1 | ZN | 1
3VA1125-3ED12-0AA0 |  | circuit breaker 3VA1 IEC Frame 160 breaking capacity class N Icu=25 kA @ 240 V 1-pole, line protection TM210, FTFM, In=25 A overload protection Ir=25 A permanently set short-circuit protection Ii=12.8 x In nut keeper kit | 2480 | 1 | ZN | 1
3VA1125-3ED16-0AA0 |  | circuit breaker 3VA1 IEC Frame 160 breaking capacity class N Icu=25 kA @ 240 V 1-pole, line protection TM210, FTFM, In=25 A overload protection Ir=25 A permanently set short-circuit protection Ii=12.8 x In terminal connection | 2670 | 1 | ZN | 1
3VA1125-3ED22-0AA0 |  | circuit breaker 3VA1 IEC Frame 160 breaking capacity class N Icu=25 kA @ 415 V 2-pole, line protection TM210, FTFM, In=25 A overload protection Ir=25 A permanently set short-circuit protection Ii=12.8 x In nut keeper kit | 4490 | 1 | ZN | 1
3VA1125-3ED26-0AA0 |  | circuit breaker 3VA1 IEC Frame 160 breaking capacity class N Icu=25 kA @ 415 V 2-pole, line protection TM210, FTFM, In=25 A overload protection Ir=25 A permanently set short-circuit protection Ii=12.8 x In terminal connection | 4790 | 1 | ZN | 1
3VA1125-3ED32-0AA0 |  | circuit breaker 3VA1 IEC Frame 160 breaking capacity class N Icu=25 kA @ 415 V 3-pole, line protection TM210, FTFM, In=25 A overload protection Ir=25 A permanently set short-circuit protection Ii=12.8 x In nut keeper kit | 4920 | 1 | ZN | 1
3VA1125-3ED36-0AA0 |  | circuit breaker 3VA1 IEC Frame 160 breaking capacity class N Icu=25 kA @ 415 V 3-pole, line protection TM210, FTFM, In=25 A overload protection Ir=25 A permanently set short-circuit protection Ii=12.8 x In terminal connection | 5450 | 1 | ZN | 1
3VA1125-3ED42-0AA0 |  | circuit breaker 3VA1 IEC Frame 160 breaking capacity class N Icu=25 kA @ 415 V 4-pole, line protection TM210, FTFM, In=25 A overload protection Ir=25 A permanently set short-circuit protection Ii=12.8 x In N conductor unprotected nut keeper kit | 6460 | 1 | ZN | 1
3VA1125-3ED46-0AA0 |  | circuit breaker 3VA1 IEC Frame 160 breaking capacity class N Icu=25 kA @ 415 V 4-pole, line protection TM210, FTFM, In=25 A overload protection Ir=25 A permanently set short-circuit protection Ii=12.8 x In N conductor unprotected terminal connection | 7110 | 1 | ZN | 1
3VA1125-3EE32-0AA0 |  | circuit breaker 3VA1 IEC Frame 160 breaking capacity class N Icu=25 kA @ 415 V 3-pole, line protection TM220, ATFM, In=25 A overload protection Ir=18 A...25 A short-circuit protection Ii=12.8 x In nut keeper kit | 5030 | 1 | ZN | 1
3VA1125-3EE36-0AA0 |  | circuit breaker 3VA1 IEC Frame 160 breaking capacity class N Icu=25 kA @ 415 V 3-pole, line protection TM220, ATFM, In=25 A overload protection Ir=18 A...25 A short-circuit protection Ii=12.8 x In terminal connection | 5560 | 1 | ZN | 1
3VA1125-3EE42-0AA0 |  | circuit breaker 3VA1 IEC Frame 160 breaking capacity class N Icu=25 kA @ 415 V 4-pole, line protection TM220, ATFM, In=25 A overload protection Ir=18 A...25 A short-circuit protection Ii=12.8 x In N conductor unprotected nut keeper kit | 6560 | 1 | ZN | 1
3VA1125-3EE46-0AA0 |  | circuit breaker 3VA1 IEC Frame 160 breaking capacity class N Icu=25 kA @ 415 V 4-pole, line protection TM220, ATFM, In=25 A overload protection Ir=18 A...25 A short-circuit protection Ii=12.8 x In N conductor unprotected terminal connection | 7320 | 1 | ZN | 1
3VA1125-3EF32-0AA0 |  | circuit breaker 3VA1 IEC Frame 160 breaking capacity class N Icu=25 kA @ 415 V 3-pole, line protection TM240, ATAM, In=25 A overload protection Ir=18 A...25 A short-circuit protection Ii=6.4...12.8 x In nut keeper kit | 5340 | 1 | ZN | 1
3VA1125-3EF32-0AF0 |  | circuit breaker 3VA1 IEC Frame 160 breaking capacity class N Icu=25 kA @ 415 V 3-pole, line protection TM240, ATAM, In=25 A overload protection Ir=18 A...25 A short-circuit protection Ii=6.4...12.8 x In nut keeper kit 1 auxiliary switch HQ 1 trip alarm switch HQ | 6500 | 1 | ZN | 1
3VA1125-3EF36-0AA0 |  | circuit breaker 3VA1 IEC Frame 160 breaking capacity class N Icu=25 kA @ 415 V 3-pole, line protection TM240, ATAM, In=25 A overload protection Ir=18 A...25 A short-circuit protection Ii=6.4...12.8 x In terminal connection | 5850 | 1 | ZN | 1
3VA1125-3EF42-0AA0 |  | circuit breaker 3VA1 IEC Frame 160 breaking capacity class N Icu=25 kA @ 415 V 4-pole, line protection TM240, ATAM, In=25 A overload protection Ir=18 A...25 A short-circuit protection Ii=6.4...12.8 x In N conductor unprotected nut keeper kit | 6870 | 1 | ZN | 1
3VA1125-3EF46-0AA0 |  | circuit breaker 3VA1 IEC Frame 160 breaking capacity class N Icu=25 kA @ 415 V 4-pole, line protection TM240, ATAM, In=25 A overload protection Ir=18 A...25 A short-circuit protection Ii=6.4...12.8 x In N conductor unprotected terminal connection | 7640 | 1 | ZN | 1
3VA1125-3GD42-0AA0 |  | circuit breaker 3VA1 IEC Frame 160 breaking capacity class N Icu=25 kA @ 415 V 4-pole, line protection TM210, FTFM, In=25 A overload protection Ir=25 A permanently set short-circuit protection Ii=12.8 x In neutral conductor protection 100% nut keeper kit | 6460 | 1 | ZN | 1
3VA1125-3GD46-0AA0 |  | circuit breaker 3VA1 IEC Frame 160 breaking capacity class N Icu=25 kA @ 415 V 4-pole, line protection TM210, FTFM, In=25 A overload protection Ir=25 A permanently set short-circuit protection Ii=12.8 x In neutral conductor protection 100% terminal connection | 7110 | 1 | ZN | 1
3VA1125-3GE42-0AA0 |  | circuit breaker 3VA1 IEC Frame 160 breaking capacity class N Icu=25 kA @ 415 V 4-pole, line protection TM220, ATFM, In=25 A overload protection Ir=18 A...25 A short-circuit protection Ii=12.8 x In neutral conductor protection 100% nut keeper kit | 6560 | 1 | ZN | 1
3VA1125-3GE46-0AA0 |  | circuit breaker 3VA1 IEC Frame 160 breaking capacity class N Icu=25 kA @ 415 V 4-pole, line protection TM220, ATFM, In=25 A overload protection Ir=18 A...25 A short-circuit protection Ii=12.8 x In neutral conductor protection 100% terminal connection | 7320 | 1 | ZN | 1
3VA1125-3GF42-0AA0 |  | circuit breaker 3VA1 IEC Frame 160 breaking capacity class N Icu=25 kA @ 415 V 4-pole, line protection TM240, ATAM, In=25 A overload protection Ir=18 A...25 A short-circuit protection Ii=6.4...12.8 x In neutral conductor protection 100% nut keeper kit | 6870 | 1 | ZN | 1
3VA1125-3GF46-0AA0 |  | circuit breaker 3VA1 IEC Frame 160 breaking capacity class N Icu=25 kA @ 415 V 4-pole, line protection TM240, ATAM, In=25 A overload protection Ir=18 A...25 A short-circuit protection Ii=6.4...12.8 x In neutral conductor protection 100% terminal connection | 7640 | 1 | ZN | 1
3VA1125-4ED12-0AA0 |  | circuit breaker 3VA1 IEC Frame 160 breaking capacity class S Icu=36 kA @ 240 V 1-pole, line protection TM210, FTFM, In=25 A overload protection Ir=25 A permanently set short-circuit protection Ii=12.8 x In nut keeper kit | 2690 | 1 | ZN | 1
3VA1125-4ED16-0AA0 |  | circuit breaker 3VA1 IEC Frame 160 breaking capacity class S Icu=36 kA @ 240 V 1-pole, line protection TM210, FTFM, In=25 A overload protection Ir=25 A permanently set short-circuit protection Ii=12.8 x In terminal connection | 2850 | 1 | ZN | 1
3VA1125-4ED22-0AA0 |  | circuit breaker 3VA1 IEC Frame 160 breaking capacity class S Icu=36 kA @ 415 V 2-pole, line protection TM210, FTFM, In=25 A overload protection Ir=25 A permanently set short-circuit protection Ii=12.8 x In nut keeper kit | 4810 | 1 | ZN | 1
3VA1125-4ED26-0AA0 |  | circuit breaker 3VA1 IEC Frame 160 breaking capacity class S Icu=36 kA @ 415 V 2-pole, line protection TM210, FTFM, In=25 A overload protection Ir=25 A permanently set short-circuit protection Ii=12.8 x In terminal connection | 5180 | 1 | ZN | 1
3VA1125-4ED32-0AA0 |  | circuit breaker 3VA1 IEC Frame 160 breaking capacity class S Icu=36 kA @ 415 V 3-pole, line protection TM210, FTFM, In=25 A overload protection Ir=25 A permanently set short-circuit protection Ii=12.8 x In nut keeper kit | 5370 | 1 | ZN | 1
3VA1125-4ED36-0AA0 |  | circuit breaker 3VA1 IEC Frame 160 breaking capacity class S Icu=36 kA @ 415 V 3-pole, line protection TM210, FTFM, In=25 A overload protection Ir=25 A permanently set short-circuit protection Ii=12.8 x In terminal connection | 5890 | 1 | ZN | 1
3VA1125-4ED42-0AA0 |  | circuit breaker 3VA1 IEC Frame 160 breaking capacity class S Icu=36 kA @ 415 V 4-pole, line protection TM210, FTFM, In=25 A overload protection Ir=25 A permanently set short-circuit protection Ii=12.8 x In N conductor unprotected nut keeper kit | 6950 | 1 | ZN | 1
3VA1125-4ED46-0AA0 |  | circuit breaker 3VA1 IEC Frame 160 breaking capacity class S Icu=36 kA @ 415 V 4-pole, line protection TM210, FTFM, In=25 A overload protection Ir=25 A permanently set short-circuit protection Ii=12.8 x In N conductor unprotected terminal connection | 7690 | 1 | ZN | 1
3VA1125-4EE32-0AA0 |  | circuit breaker 3VA1 IEC Frame 160 breaking capacity class S Icu=36 kA @ 415 V 3-pole, line protection TM220, ATFM, In=25 A overload protection Ir=18 A...25 A short-circuit protection Ii=12.8 x In nut keeper kit | 5450 | 1 | ZN | 1
3VA1125-4EE36-0AA0 |  | circuit breaker 3VA1 IEC Frame 160 breaking capacity class S Icu=36 kA @ 415 V 3-pole, line protection TM220, ATFM, In=25 A overload protection Ir=18 A...25 A short-circuit protection Ii=12.8 x In terminal connection | 6010 | 1 | ZN | 1
3VA1125-4EE42-0AA0 |  | circuit breaker 3VA1 IEC Frame 160 breaking capacity class S Icu=36 kA @ 415 V 4-pole, line protection TM220, ATFM, In=25 A overload protection Ir=18 A...25 A short-circuit protection Ii=12.8 x In N conductor unprotected nut keeper kit | 7080 | 1 | ZN | 1
3VA1125-4EE46-0AA0 |  | circuit breaker 3VA1 IEC Frame 160 breaking capacity class S Icu=36 kA @ 415 V 4-pole, line protection TM220, ATFM, In=25 A overload protection Ir=18 A...25 A short-circuit protection Ii=12.8 x In N conductor unprotected terminal connection | 7850 | 1 | ZN | 1
3VA1125-4EF32-0AA0 |  | circuit breaker 3VA1 IEC Frame 160 breaking capacity class S Icu=36 kA @ 415 V 3-pole, line protection TM240, ATAM, In=25 A overload protection Ir=18 A...25 A short-circuit protection Ii=6.4...12.8 x In nut keeper kit | 5790 | 1 | ZN | 1
3VA1125-4EF36-0AA0 |  | circuit breaker 3VA1 IEC Frame 160 breaking capacity class S Icu=36 kA @ 415 V 3-pole, line protection TM240, ATAM, In=25 A overload protection Ir=18 A...25 A short-circuit protection Ii=6.4...12.8 x In terminal connection | 6340 | 1 | ZN | 1
3VA1125-4EF42-0AA0 |  | circuit breaker 3VA1 IEC Frame 160 breaking capacity class S Icu=36 kA @ 415 V 4-pole, line protection TM240, ATAM, In=25 A overload protection Ir=18 A...25 A short-circuit protection Ii=6.4...12.8 x In N conductor unprotected nut keeper kit | 7490 | 1 | ZN | 1
3VA1125-4EF46-0AA0 |  | circuit breaker 3VA1 IEC Frame 160 breaking capacity class S Icu=36 kA @ 415 V 4-pole, line protection TM240, ATAM, In=25 A overload protection Ir=18 A...25 A short-circuit protection Ii=6.4...12.8 x In N conductor unprotected terminal connection | 8250 | 1 | ZN | 1
3VA1125-4GD42-0AA0 |  | circuit breaker 3VA1 IEC Frame 160 breaking capacity class S Icu=36 kA @ 415 V 4-pole, line protection TM210, FTFM, In=25 A overload protection Ir=25 A permanently set short-circuit protection Ii=12.8 x In neutral conductor protection 100% nut keeper kit | 6950 | 1 | ZN | 1
3VA1125-4GD46-0AA0 |  | circuit breaker 3VA1 IEC Frame 160 breaking capacity class S Icu=36 kA @ 415 V 4-pole, line protection TM210, FTFM, In=25 A overload protection Ir=25 A permanently set short-circuit protection Ii=12.8 x In neutral conductor protection 100% terminal connection | 7690 | 1 | ZN | 1
3VA1125-4GE42-0AA0 |  | circuit breaker 3VA1 IEC Frame 160 breaking capacity class S Icu=36 kA @ 415 V 4-pole, line protection TM220, ATFM, In=25 A overload protection Ir=18 A...25 A short-circuit protection Ii=12.8 x In neutral conductor protection 100% nut keeper kit | 7080 | 1 | ZN | 1
3VA1125-4GE46-0AA0 |  | circuit breaker 3VA1 IEC Frame 160 breaking capacity class S Icu=36 kA @ 415 V 4-pole, line protection TM220, ATFM, In=25 A overload protection Ir=18 A...25 A short-circuit protection Ii=12.8 x In neutral conductor protection 100% terminal connection | 7850 | 1 | ZN | 1
3VA1125-4GF42-0AA0 |  | circuit breaker 3VA1 IEC Frame 160 breaking capacity class S Icu=36 kA @ 415 V 4-pole, line protection TM240, ATAM, In=25 A overload protection Ir=18 A...25 A short-circuit protection Ii=6.4...12.8 x In neutral conductor protection 100% nut keeper kit | 7490 | 1 | ZN | 1
3VA1125-4GF46-0AA0 |  | circuit breaker 3VA1 IEC Frame 160 breaking capacity class S Icu=36 kA @ 415 V 4-pole, line protection TM240, ATAM, In=25 A overload protection Ir=18 A...25 A short-circuit protection Ii=6.4...12.8 x In neutral conductor protection 100% terminal connection | 8250 | 1 | ZN | 1
3VA1125-5ED12-0AA0 |  | circuit breaker 3VA1 IEC Frame 160 breaking capacity class M Icu=55 kA @ 240 V 1-pole, line protection TM210, FTFM, In=25 A overload protection Ir=25 A permanently set short-circuit protection Ii=12.8 x In nut keeper kit | 2930 | 1 | ZN | 1
3VA1125-5ED16-0AA0 |  | circuit breaker 3VA1 IEC Frame 160 breaking capacity class M Icu=55 kA @ 240 V 1-pole, line protection TM210, FTFM, In=25 A overload protection Ir=25 A permanently set short-circuit protection Ii=12.8 x In terminal connection | 3150 | 1 | ZN | 1
3VA1125-5ED22-0AA0 |  | circuit breaker 3VA1 IEC Frame 160 breaking capacity class M Icu=55 kA @ 415 V 2-pole, line protection TM210, FTFM, In=25 A overload protection Ir=25 A permanently set short-circuit protection Ii=12.8 x In nut keeper kit | 5350 | 1 | ZN | 1
3VA1125-5ED26-0AA0 |  | circuit breaker 3VA1 IEC Frame 160 breaking capacity class M Icu=55 kA @ 415 V 2-pole, line protection TM210, FTFM, In=25 A overload protection Ir=25 A permanently set short-circuit protection Ii=12.8 x In terminal connection | 5720 | 1 | ZN | 1
3VA1125-5ED32-0AA0 |  | circuit breaker 3VA1 IEC Frame 160 breaking capacity class M Icu=55 kA @ 415 V 3-pole, line protection TM210, FTFM, In=25 A overload protection Ir=25 A permanently set short-circuit protection Ii=12.8 x In nut keeper kit | 5890 | 1 | ZN | 1
3VA1125-5ED36-0AA0 |  | circuit breaker 3VA1 IEC Frame 160 breaking capacity class M Icu=55 kA @ 415 V 3-pole, line protection TM210, FTFM, In=25 A overload protection Ir=25 A permanently set short-circuit protection Ii=12.8 x In terminal connection | 6480 | 1 | ZN | 1
3VA1125-5ED42-0AA0 |  | circuit breaker 3VA1 IEC Frame 160 breaking capacity class M Icu=55 kA @ 415 V 4-pole, line protection TM210, FTFM, In=25 A overload protection Ir=25 A permanently set short-circuit protection Ii=12.8 x In N conductor unprotected nut keeper kit | 7650 | 1 | ZN | 1
3VA1125-5ED46-0AA0 |  | circuit breaker 3VA1 IEC Frame 160 breaking capacity class M Icu=55 kA @ 415 V 4-pole, line protection TM210, FTFM, In=25 A overload protection Ir=25 A permanently set short-circuit protection Ii=12.8 x In N conductor unprotected terminal connection | 8410 | 1 | ZN | 1
3VA1125-5EE32-0AA0 |  | circuit breaker 3VA1 IEC Frame 160 breaking capacity class M Icu=55 kA @ 415 V 3-pole, line protection TM220, ATFM, In=25 A overload protection Ir=18 A...25 A short-circuit protection Ii=12.8 x In nut keeper kit | 6010 | 1 | ZN | 1
3VA1125-5EE36-0AA0 |  | circuit breaker 3VA1 IEC Frame 160 breaking capacity class M Icu=55 kA @ 415 V 3-pole, line protection TM220, ATFM, In=25 A overload protection Ir=18 A...25 A short-circuit protection Ii=12.8 x In terminal connection | 6580 | 1 | ZN | 1
3VA1125-5EE42-0AA0 |  | circuit breaker 3VA1 IEC Frame 160 breaking capacity class M Icu=55 kA @ 415 V 4-pole, line protection TM220, ATFM, In=25 A overload protection Ir=18 A...25 A short-circuit protection Ii=12.8 x In N conductor unprotected nut keeper kit | 7830 | 1 | ZN | 1
3VA1125-5EE46-0AA0 |  | circuit breaker 3VA1 IEC Frame 160 breaking capacity class M Icu=55 kA @ 415 V 4-pole, line protection TM220, ATFM, In=25 A overload protection Ir=18 A...25 A short-circuit protection Ii=12.8 x In N conductor unprotected terminal connection | 8570 | 1 | ZN | 1
3VA1125-5EF32-0AA0 |  | circuit breaker 3VA1 IEC Frame 160 breaking capacity class M Icu=55 kA @ 415 V 3-pole, line protection TM240, ATAM, In=25 A overload protection Ir=18 A...25 A short-circuit protection Ii=6.4...12.8 x In nut keeper kit | 6350 | 1 | ZN | 1
3VA1125-5EF36-0AA0 |  | circuit breaker 3VA1 IEC Frame 160 breaking capacity class M Icu=55 kA @ 415 V 3-pole, line protection TM240, ATAM, In=25 A overload protection Ir=18 A...25 A short-circuit protection Ii=6.4...12.8 x In terminal connection | 6870 | 1 | ZN | 1
3VA1125-5EF42-0AA0 |  | circuit breaker 3VA1 IEC Frame 160 breaking capacity class M Icu=55 kA @ 415 V 4-pole, line protection TM240, ATAM, In=25 A overload protection Ir=18 A...25 A short-circuit protection Ii=6.4...12.8 x In N conductor unprotected nut keeper kit | 8250 | 1 | ZN | 1
3VA1125-5EF46-0AA0 |  | circuit breaker 3VA1 IEC Frame 160 breaking capacity class M Icu=55 kA @ 415 V 4-pole, line protection TM240, ATAM, In=25 A overload protection Ir=18 A...25 A short-circuit protection Ii=6.4...12.8 x In N conductor unprotected terminal connection | 8940 | 1 | ZN | 1
3VA1125-5GD42-0AA0 |  | circuit breaker 3VA1 IEC Frame 160 breaking capacity class M Icu=55 kA @ 415 V 4-pole, line protection TM210, FTFM, In=25 A overload protection Ir=25 A permanently set short-circuit protection Ii=12.8 x In neutral conductor protection 100% nut keeper kit | 7650 | 1 | ZN | 1
3VA1125-5GD46-0AA0 |  | circuit breaker 3VA1 IEC Frame 160 breaking capacity class M Icu=55 kA @ 415 V 4-pole, line protection TM210, FTFM, In=25 A overload protection Ir=25 A permanently set short-circuit protection Ii=12.8 x In neutral conductor protection 100% terminal connection | 8410 | 1 | ZN | 1
3VA1125-5GE42-0AA0 |  | circuit breaker 3VA1 IEC Frame 160 breaking capacity class M Icu=55 kA @ 415 V 4-pole, line protection TM220, ATFM, In=25 A overload protection Ir=18 A...25 A short-circuit protection Ii=12.8 x In neutral conductor protection 100% nut keeper kit | 7830 | 1 | ZN | 1
3VA1125-5GE46-0AA0 |  | circuit breaker 3VA1 IEC Frame 160 breaking capacity class M Icu=55 kA @ 415 V 4-pole, line protection TM220, ATFM, In=25 A overload protection Ir=18 A...25 A short-circuit protection Ii=12.8 x In neutral conductor protection 100% terminal connection | 8570 | 1 | ZN | 1
3VA1125-5GF42-0AA0 |  | circuit breaker 3VA1 IEC Frame 160 breaking capacity class M Icu=55 kA @ 415 V 4-pole, line protection TM240, ATAM, In=25 A overload protection Ir=18 A...25 A short-circuit protection Ii=6.4...12.8 x In neutral conductor protection 100% nut keeper kit | 8250 | 1 | ZN | 1
3VA1125-5GF46-0AA0 |  | circuit breaker 3VA1 IEC Frame 160 breaking capacity class M Icu=55 kA @ 415 V 4-pole, line protection TM240, ATAM, In=25 A overload protection Ir=18 A...25 A short-circuit protection Ii=6.4...12.8 x In neutral conductor protection 100% terminal connection | 8940 | 1 | ZN | 1
3VA1125-6ED32-0AA0 |  | circuit breaker 3VA1 IEC Frame 160 breaking capacity class H Icu=70 kA @ 415 V 3-pole, line protection TM210, FTFM, In=25 A overload protection Ir=25 A permanently set short-circuit protection Ii=12.8 x In nut keeper kit | 6460 | 1 | ZN | 1
3VA1125-6ED36-0AA0 |  | circuit breaker 3VA1 IEC Frame 160 breaking capacity class H Icu=70 kA @ 415 V 3-pole, line protection TM210, FTFM, In=25 A overload protection Ir=25 A permanently set short-circuit protection Ii=12.8 x In terminal connection | 6960 | 1 | ZN | 1
3VA1125-6ED42-0AA0 |  | circuit breaker 3VA1 IEC Frame 160 breaking capacity class H Icu=70 kA @ 415 V 4-pole, line protection TM210, FTFM, In=25 A overload protection Ir=25 A permanently set short-circuit protection Ii=12.8 x In N conductor unprotected nut keeper kit | 8350 | 1 | ZN | 1
3VA1125-6ED46-0AA0 |  | circuit breaker 3VA1 IEC Frame 160 breaking capacity class H Icu=70 kA @ 415 V 4-pole, line protection TM210, FTFM, In=25 A overload protection Ir=25 A permanently set short-circuit protection Ii=12.8 x In N conductor unprotected terminal connection | 9100 | 1 | ZN | 1
3VA1125-6EE32-0AA0 |  | circuit breaker 3VA1 IEC Frame 160 breaking capacity class H Icu=70 kA @ 415 V 3-pole, line protection TM220, ATFM, In=25 A overload protection Ir=18 A...25 A short-circuit protection Ii=12.8 x In nut keeper kit | 6580 | 1 | ZN | 1
3VA1125-6EE36-0AA0 |  | circuit breaker 3VA1 IEC Frame 160 breaking capacity class H Icu=70 kA @ 415 V 3-pole, line protection TM220, ATFM, In=25 A overload protection Ir=18 A...25 A short-circuit protection Ii=12.8 x In terminal connection | 7080 | 1 | ZN | 1
3VA1125-6EE42-0AA0 |  | circuit breaker 3VA1 IEC Frame 160 breaking capacity class H Icu=70 kA @ 415 V 4-pole, line protection TM220, ATFM, In=25 A overload protection Ir=18 A...25 A short-circuit protection Ii=12.8 x In N conductor unprotected nut keeper kit | 8570 | 1 | ZN | 1
3VA1125-6EE46-0AA0 |  | circuit breaker 3VA1 IEC Frame 160 breaking capacity class H Icu=70 kA @ 415 V 4-pole, line protection TM220, ATFM, In=25 A overload protection Ir=18 A...25 A short-circuit protection Ii=12.8 x In N conductor unprotected terminal connection | 9290 | 1 | ZN | 1
3VA1125-6EF32-0AA0 |  | circuit breaker 3VA1 IEC Frame 160 breaking capacity class H Icu=70 kA @ 415 V 3-pole, line protection TM240, ATAM, In=25 A overload protection Ir=18 A...25 A short-circuit protection Ii=6.4...12.8 x In nut keeper kit | 6880 | 1 | ZN | 1
3VA1125-6EF32-0CA0 |  | circuit breaker 3VA1 IEC Frame 160 breaking capacity class H Icu=70 kA @ 415 V 3-pole, line protection TM240, ATAM, In=25 A overload protection Ir=18 A...25 A short-circuit protection Ii=6.4...12.8 x In nut keeper kit undervoltage release (UVR) 120-127 V AC 50/60 Hz | 9630 | 1 | ZN | 1
3VA1125-6EF36-0AA0 |  | circuit breaker 3VA1 IEC Frame 160 breaking capacity class H Icu=70 kA @ 415 V 3-pole, line protection TM240, ATAM, In=25 A overload protection Ir=18 A...25 A short-circuit protection Ii=6.4...12.8 x In terminal connection | 7460 | 1 | ZN | 1
3VA1125-6EF42-0AA0 |  | circuit breaker 3VA1 IEC Frame 160 breaking capacity class H Icu=70 kA @ 415 V 4-pole, line protection TM240, ATAM, In=25 A overload protection Ir=18 A...25 A short-circuit protection Ii=6.4...12.8 x In N conductor unprotected nut keeper kit | 8970 | 1 | ZN | 1
3VA1125-6EF46-0AA0 |  | circuit breaker 3VA1 IEC Frame 160 breaking capacity class H Icu=70 kA @ 415 V 4-pole, line protection TM240, ATAM, In=25 A overload protection Ir=18 A...25 A short-circuit protection Ii=6.4...12.8 x In N conductor unprotected terminal connection | 9680 | 1 | ZN | 1
3VA1125-6GD42-0AA0 |  | circuit breaker 3VA1 IEC Frame 160 breaking capacity class H Icu=70 kA @ 415 V 4-pole, line protection TM210, FTFM, In=25 A overload protection Ir=25 A permanently set short-circuit protection Ii=12.8 x In neutral conductor protection 100% nut keeper kit | 8350 | 1 | ZN | 1
3VA1125-6GD46-0AA0 |  | circuit breaker 3VA1 IEC Frame 160 breaking capacity class H Icu=70 kA @ 415 V 4-pole, line protection TM210, FTFM, In=25 A overload protection Ir=25 A permanently set short-circuit protection Ii=12.8 x In neutral conductor protection 100% terminal connection | 9100 | 1 | ZN | 1
3VA1125-6GE42-0AA0 |  | circuit breaker 3VA1 IEC Frame 160 breaking capacity class H Icu=70 kA @ 415 V 4-pole, line protection TM220, ATFM, In=25 A overload protection Ir=18 A...25 A short-circuit protection Ii=12.8 x In neutral conductor protection 100% nut keeper kit | 8570 | 1 | ZN | 1
3VA1125-6GE46-0AA0 |  | circuit breaker 3VA1 IEC Frame 160 breaking capacity class H Icu=70 kA @ 415 V 4-pole, line protection TM220, ATFM, In=25 A overload protection Ir=18 A...25 A short-circuit protection Ii=12.8 x In neutral conductor protection 100% terminal connection | 9290 | 1 | ZN | 1
3VA1125-6GF42-0AA0 |  | circuit breaker 3VA1 IEC Frame 160 breaking capacity class H Icu=70 kA @ 415 V 4-pole, line protection TM240, ATAM, In=25 A overload protection Ir=18 A...25 A short-circuit protection Ii=6.4...12.8 x In neutral conductor protection 100% nut keeper kit | 8970 | 1 | ZN | 1
3VA1125-6GF46-0AA0 |  | circuit breaker 3VA1 IEC Frame 160 breaking capacity class H Icu=70 kA @ 415 V 4-pole, line protection TM240, ATAM, In=25 A overload protection Ir=18 A...25 A short-circuit protection Ii=6.4...12.8 x In neutral conductor protection 100% terminal connection | 9680 | 1 | ZN | 1
3VA1132-3ED12-0AA0 |  | circuit breaker 3VA1 IEC Frame 160 breaking capacity class N Icu=25 kA @ 240 V 1-pole, line protection TM210, FTFM, In=32 A overload protection Ir=32 A permanently set short-circuit protection Ii=10 x In nut keeper kit | 2480 | 1 | ZN | 1
3VA1132-3ED16-0AA0 |  | circuit breaker 3VA1 IEC Frame 160 breaking capacity class N Icu=25 kA @ 240 V 1-pole, line protection TM210, FTFM, In=32 A overload protection Ir=32 A permanently set short-circuit protection Ii=10 x In terminal connection | 2670 | 1 | ZN | 1
3VA1132-3ED22-0AA0 |  | circuit breaker 3VA1 IEC Frame 160 breaking capacity class N Icu=25 kA @ 415 V 2-pole, line protection TM210, FTFM, In=32 A overload protection Ir=32 A permanently set short-circuit protection Ii=10 x In nut keeper kit | 4490 | 1 | ZN | 1
3VA1132-3ED26-0AA0 |  | circuit breaker 3VA1 IEC Frame 160 breaking capacity class N Icu=25 kA @ 415 V 2-pole, line protection TM210, FTFM, In=32 A overload protection Ir=32 A permanently set short-circuit protection Ii=10 x In terminal connection | 4790 | 1 | ZN | 1
3VA1132-3ED32-0AA0 |  | circuit breaker 3VA1 IEC Frame 160 breaking capacity class N Icu=25 kA @ 415 V 3-pole, line protection TM210, FTFM, In=32 A overload protection Ir=32 A permanently set short-circuit protection Ii=10 x In nut keeper kit | 4920 | 1 | ZN | 1
3VA1132-3ED36-0AA0 |  | circuit breaker 3VA1 IEC Frame 160 breaking capacity class N Icu=25 kA @ 415 V 3-pole, line protection TM210, FTFM, In=32 A overload protection Ir=32 A permanently set short-circuit protection Ii=10 x In terminal connection | 5450 | 1 | ZN | 1
3VA1132-3ED42-0AA0 |  | circuit breaker 3VA1 IEC Frame 160 breaking capacity class N Icu=25 kA @ 415 V 4-pole, line protection TM210, FTFM, In=32 A overload protection Ir=32 A permanently set short-circuit protection Ii=10 x In N conductor unprotected nut keeper kit | 6460 | 1 | ZN | 1
3VA1132-3ED46-0AA0 |  | circuit breaker 3VA1 IEC Frame 160 breaking capacity class N Icu=25 kA @ 415 V 4-pole, line protection TM210, FTFM, In=32 A overload protection Ir=32 A permanently set short-circuit protection Ii=10 x In N conductor unprotected terminal connection | 7110 | 1 | ZN | 1
3VA1132-3EE32-0AA0 |  | circuit breaker 3VA1 IEC Frame 160 breaking capacity class N Icu=25 kA @ 415 V 3-pole, line protection TM220, ATFM, In=32 A overload protection Ir=22 A...32 A short-circuit protection Ii=10 x In nut keeper kit | 5030 | 1 | ZN | 1
3VA1132-3EE36-0AA0 |  | circuit breaker 3VA1 IEC Frame 160 breaking capacity class N Icu=25 kA @ 415 V 3-pole, line protection TM220, ATFM, In=32 A overload protection Ir=22 A...32 A short-circuit protection Ii=10 x In terminal connection | 5560 | 1 | ZN | 1
3VA1132-3EE42-0AA0 |  | circuit breaker 3VA1 IEC Frame 160 breaking capacity class N Icu=25 kA @ 415 V 4-pole, line protection TM220, ATFM, In=32 A overload protection Ir=22 A...32 A short-circuit protection Ii=10 x In N conductor unprotected nut keeper kit | 6560 | 1 | ZN | 1
3VA1132-3EE46-0AA0 |  | circuit breaker 3VA1 IEC Frame 160 breaking capacity class N Icu=25 kA @ 415 V 4-pole, line protection TM220, ATFM, In=32 A overload protection Ir=22 A...32 A short-circuit protection Ii=10 x In N conductor unprotected terminal connection | 7320 | 1 | ZN | 1
3VA1132-3EF32-0AA0 |  | circuit breaker 3VA1 IEC Frame 160 breaking capacity class N Icu=25 kA @ 415 V 3-pole, line protection TM240, ATAM, In=32 A overload protection Ir=22 A...32 A short-circuit protection Ii=5...10 x In nut keeper kit | 5340 | 1 | ZN | 1
3VA1132-3EF32-0AF0 |  | circuit breaker 3VA1 IEC Frame 160 breaking capacity class N Icu=25 kA @ 415 V 3-pole, line protection TM240, ATAM, In=32 A overload protection Ir=22 A...32 A short-circuit protection Ii=5...10 x In nut keeper kit 1 auxiliary switch HQ 1 trip alarm switch HQ | 6500 | 1 | ZN | 1
3VA1132-3EF36-0AA0 |  | circuit breaker 3VA1 IEC Frame 160 breaking capacity class N Icu=25 kA @ 415 V 3-pole, line protection TM240, ATAM, In=32 A overload protection Ir=22 A...32 A short-circuit protection Ii=5...10 x In terminal connection | 5850 | 1 | ZN | 1
3VA1132-3EF42-0AA0 |  | circuit breaker 3VA1 IEC Frame 160 breaking capacity class N Icu=25 kA @ 415 V 4-pole, line protection TM240, ATAM, In=32 A overload protection Ir=22 A...32 A short-circuit protection Ii=5...10 x In N conductor unprotected nut keeper kit | 6870 | 1 | ZN | 1
3VA1132-3EF46-0AA0 |  | circuit breaker 3VA1 IEC Frame 160 breaking capacity class N Icu=25 kA @ 415 V 4-pole, line protection TM240, ATAM, In=32 A overload protection Ir=22 A...32 A short-circuit protection Ii=5...10 x In N conductor unprotected terminal connection | 7640 | 1 | ZN | 1
3VA1132-3GD42-0AA0 |  | circuit breaker 3VA1 IEC Frame 160 breaking capacity class N Icu=25 kA @ 415 V 4-pole, line protection TM210, FTFM, In=32 A overload protection Ir=32 A permanently set short-circuit protection Ii=10 x In neutral conductor protection 100% nut keeper kit | 6460 | 1 | ZN | 1
3VA1132-3GD46-0AA0 |  | circuit breaker 3VA1 IEC Frame 160 breaking capacity class N Icu=25 kA @ 415 V 4-pole, line protection TM210, FTFM, In=32 A overload protection Ir=32 A permanently set short-circuit protection Ii=10 x In neutral conductor protection 100% terminal connection | 7110 | 1 | ZN | 1
3VA1132-3GE42-0AA0 |  | circuit breaker 3VA1 IEC Frame 160 breaking capacity class N Icu=25 kA @ 415 V 4-pole, line protection TM220, ATFM, In=32 A overload protection Ir=22 A...32 A short-circuit protection Ii=10 x In neutral conductor protection 100% nut keeper kit | 6560 | 1 | ZN | 1
3VA1132-3GE46-0AA0 |  | circuit breaker 3VA1 IEC Frame 160 breaking capacity class N Icu=25 kA @ 415 V 4-pole, line protection TM220, ATFM, In=32 A overload protection Ir=22 A...32 A short-circuit protection Ii=10 x In neutral conductor protection 100% terminal connection | 7320 | 1 | ZN | 1
3VA1132-3GF42-0AA0 |  | circuit breaker 3VA1 IEC Frame 160 breaking capacity class N Icu=25 kA @ 415 V 4-pole, line protection TM240, ATAM, In=32 A overload protection Ir=22 A...32 A short-circuit protection Ii=5...10 x In neutral conductor protection 100% nut keeper kit | 6870 | 1 | ZN | 1
3VA1132-3GF46-0AA0 |  | circuit breaker 3VA1 IEC Frame 160 breaking capacity class N Icu=25 kA @ 415 V 4-pole, line protection TM240, ATAM, In=32 A overload protection Ir=22 A...32 A short-circuit protection Ii=5...10 x In neutral conductor protection 100% terminal connection | 7640 | 1 | ZN | 1
3VA1132-4ED12-0AA0 |  | circuit breaker 3VA1 IEC Frame 160 breaking capacity class S Icu=36 kA @ 240 V 1-pole, line protection TM210, FTFM, In=32 A overload protection Ir=32 A permanently set short-circuit protection Ii=10 x In nut keeper kit | 2690 | 1 | ZN | 1
3VA1132-4ED16-0AA0 |  | circuit breaker 3VA1 IEC Frame 160 breaking capacity class S Icu=36 kA @ 240 V 1-pole, line protection TM210, FTFM, In=32 A overload protection Ir=32 A permanently set short-circuit protection Ii=10 x In terminal connection | 2850 | 1 | ZN | 1
3VA1132-4ED22-0AA0 |  | circuit breaker 3VA1 IEC Frame 160 breaking capacity class S Icu=36 kA @ 415 V 2-pole, line protection TM210, FTFM, In=32 A overload protection Ir=32 A permanently set short-circuit protection Ii=10 x In nut keeper kit | 4810 | 1 | ZN | 1
3VA1132-4ED26-0AA0 |  | circuit breaker 3VA1 IEC Frame 160 breaking capacity class S Icu=36 kA @ 415 V 2-pole, line protection TM210, FTFM, In=32 A overload protection Ir=32 A permanently set short-circuit protection Ii=10 x In terminal connection | 5180 | 1 | ZN | 1
3VA1132-4ED32-0AA0 |  | circuit breaker 3VA1 IEC Frame 160 breaking capacity class S Icu=36 kA @ 415 V 3-pole, line protection TM210, FTFM, In=32 A overload protection Ir=32 A permanently set short-circuit protection Ii=10 x In nut keeper kit | 5370 | 1 | ZN | 1
3VA1132-4ED36-0AA0 |  | circuit breaker 3VA1 IEC Frame 160 breaking capacity class S Icu=36 kA @ 415 V 3-pole, line protection TM210, FTFM, In=32 A overload protection Ir=32 A permanently set short-circuit protection Ii=10 x In terminal connection | 5890 | 1 | ZN | 1
3VA1132-4ED42-0AA0 |  | circuit breaker 3VA1 IEC Frame 160 breaking capacity class S Icu=36 kA @ 415 V 4-pole, line protection TM210, FTFM, In=32 A overload protection Ir=32 A permanently set short-circuit protection Ii=10 x In N conductor unprotected nut keeper kit | 6950 | 1 | ZN | 1
3VA1132-4ED46-0AA0 |  | circuit breaker 3VA1 IEC Frame 160 breaking capacity class S Icu=36 kA @ 415 V 4-pole, line protection TM210, FTFM, In=32 A overload protection Ir=32 A permanently set short-circuit protection Ii=10 x In N conductor unprotected terminal connection | 7690 | 1 | ZN | 1
3VA1132-4EE32-0AA0 |  | circuit breaker 3VA1 IEC Frame 160 breaking capacity class S Icu=36 kA @ 415 V 3-pole, line protection TM220, ATFM, In=32 A overload protection Ir=22 A...32 A short-circuit protection Ii=10 x In nut keeper kit | 5450 | 1 | ZN | 1
3VA1132-4EE36-0AA0 |  | circuit breaker 3VA1 IEC Frame 160 breaking capacity class S Icu=36 kA @ 415 V 3-pole, line protection TM220, ATFM, In=32 A overload protection Ir=22 A...32 A short-circuit protection Ii=10 x In terminal connection | 6010 | 1 | ZN | 1
3VA1132-4EE42-0AA0 |  | circuit breaker 3VA1 IEC Frame 160 breaking capacity class S Icu=36 kA @ 415 V 4-pole, line protection TM220, ATFM, In=32 A overload protection Ir=22 A...32 A short-circuit protection Ii=10 x In N conductor unprotected nut keeper kit | 7080 | 1 | ZN | 1
3VA1132-4EE46-0AA0 |  | circuit breaker 3VA1 IEC Frame 160 breaking capacity class S Icu=36 kA @ 415 V 4-pole, line protection TM220, ATFM, In=32 A overload protection Ir=22 A...32 A short-circuit protection Ii=10 x In N conductor unprotected terminal connection | 7850 | 1 | ZN | 1
3VA1132-4EF32-0AA0 |  | circuit breaker 3VA1 IEC Frame 160 breaking capacity class S Icu=36 kA @ 415 V 3-pole, line protection TM240, ATAM, In=32 A overload protection Ir=22 A...32 A short-circuit protection Ii=5...10 x In nut keeper kit | 5790 | 1 | ZN | 1
3VA1132-4EF36-0AA0 |  | circuit breaker 3VA1 IEC Frame 160 breaking capacity class S Icu=36 kA @ 415 V 3-pole, line protection TM240, ATAM, In=32 A overload protection Ir=22 A...32 A short-circuit protection Ii=5...10 x In terminal connection | 6340 | 1 | ZN | 1
3VA1132-4EF42-0AA0 |  | circuit breaker 3VA1 IEC Frame 160 breaking capacity class S Icu=36 kA @ 415 V 4-pole, line protection TM240, ATAM, In=32 A overload protection Ir=22 A...32 A short-circuit protection Ii=5...10 x In N conductor unprotected nut keeper kit | 7490 | 1 | ZN | 1
3VA1132-4EF46-0AA0 |  | circuit breaker 3VA1 IEC Frame 160 breaking capacity class S Icu=36 kA @ 415 V 4-pole, line protection TM240, ATAM, In=32 A overload protection Ir=22 A...32 A short-circuit protection Ii=5...10 x In N conductor unprotected terminal connection | 8250 | 1 | ZN | 1
3VA1132-4GD42-0AA0 |  | circuit breaker 3VA1 IEC Frame 160 breaking capacity class S Icu=36 kA @ 415 V 4-pole, line protection TM210, FTFM, In=32 A overload protection Ir=32 A permanently set short-circuit protection Ii=10 x In neutral conductor protection 100% nut keeper kit | 6950 | 1 | ZN | 1
3VA1132-4GD46-0AA0 |  | circuit breaker 3VA1 IEC Frame 160 breaking capacity class S Icu=36 kA @ 415 V 4-pole, line protection TM210, FTFM, In=32 A overload protection Ir=32 A permanently set short-circuit protection Ii=10 x In neutral conductor protection 100% terminal connection | 7690 | 1 | ZN | 1
3VA1132-4GE42-0AA0 |  | circuit breaker 3VA1 IEC Frame 160 breaking capacity class S Icu=36 kA @ 415 V 4-pole, line protection TM220, ATFM, In=32 A overload protection Ir=22 A...32 A short-circuit protection Ii=10 x In neutral conductor protection 100% nut keeper kit | 7080 | 1 | ZN | 1
3VA1132-4GE46-0AA0 |  | circuit breaker 3VA1 IEC Frame 160 breaking capacity class S Icu=36 kA @ 415 V 4-pole, line protection TM220, ATFM, In=32 A overload protection Ir=22 A...32 A short-circuit protection Ii=10 x In neutral conductor protection 100% terminal connection | 7850 | 1 | ZN | 1
3VA1132-4GF42-0AA0 |  | circuit breaker 3VA1 IEC Frame 160 breaking capacity class S Icu=36 kA @ 415 V 4-pole, line protection TM240, ATAM, In=32 A overload protection Ir=22 A...32 A short-circuit protection Ii=5...10 x In neutral conductor protection 100% nut keeper kit | 7490 | 1 | ZN | 1
3VA1132-4GF46-0AA0 |  | circuit breaker 3VA1 IEC Frame 160 breaking capacity class S Icu=36 kA @ 415 V 4-pole, line protection TM240, ATAM, In=32 A overload protection Ir=22 A...32 A short-circuit protection Ii=5...10 x In neutral conductor protection 100% terminal connection | 8250 | 1 | ZN | 1
3VA1132-5ED12-0AA0 |  | circuit breaker 3VA1 IEC Frame 160 breaking capacity class M Icu=55 kA @ 240 V 1-pole, line protection TM210, FTFM, In=32 A overload protection Ir=32 A permanently set short-circuit protection Ii=10 x In nut keeper kit | 2930 | 1 | ZN | 1
3VA1132-5ED16-0AA0 |  | circuit breaker 3VA1 IEC Frame 160 breaking capacity class M Icu=55 kA @ 240 V 1-pole, line protection TM210, FTFM, In=32 A overload protection Ir=32 A permanently set short-circuit protection Ii=10 x In terminal connection | 3150 | 1 | ZN | 1
3VA1132-5ED22-0AA0 |  | circuit breaker 3VA1 IEC Frame 160 breaking capacity class M Icu=55 kA @ 415 V 2-pole, line protection TM210, FTFM, In=32 A overload protection Ir=32 A permanently set short-circuit protection Ii=10 x In nut keeper kit | 5350 | 1 | ZN | 1
3VA1132-5ED26-0AA0 |  | circuit breaker 3VA1 IEC Frame 160 breaking capacity class M Icu=55 kA @ 415 V 2-pole, line protection TM210, FTFM, In=32 A overload protection Ir=32 A permanently set short-circuit protection Ii=10 x In terminal connection | 5720 | 1 | ZN | 1
3VA1132-5ED32-0AA0 |  | circuit breaker 3VA1 IEC Frame 160 breaking capacity class M Icu=55 kA @ 415 V 3-pole, line protection TM210, FTFM, In=32 A overload protection Ir=32 A permanently set short-circuit protection Ii=10 x In nut keeper kit | 5890 | 1 | ZN | 1
3VA1132-5ED36-0AA0 |  | circuit breaker 3VA1 IEC Frame 160 breaking capacity class M Icu=55 kA @ 415 V 3-pole, line protection TM210, FTFM, In=32 A overload protection Ir=32 A permanently set short-circuit protection Ii=10 x In terminal connection | 6480 | 1 | ZN | 1
3VA1132-5ED42-0AA0 |  | circuit breaker 3VA1 IEC Frame 160 breaking capacity class M Icu=55 kA @ 415 V 4-pole, line protection TM210, FTFM, In=32 A overload protection Ir=32 A permanently set short-circuit protection Ii=10 x In N conductor unprotected nut keeper kit | 7650 | 1 | ZN | 1
3VA1132-5ED46-0AA0 |  | circuit breaker 3VA1 IEC Frame 160 breaking capacity class M Icu=55 kA @ 415 V 4-pole, line protection TM210, FTFM, In=32 A overload protection Ir=32 A permanently set short-circuit protection Ii=10 x In N conductor unprotected terminal connection | 8410 | 1 | ZN | 1
3VA1132-5EE32-0AA0 |  | circuit breaker 3VA1 IEC Frame 160 breaking capacity class M Icu=55 kA @ 415 V 3-pole, line protection TM220, ATFM, In=32 A overload protection Ir=22 A...32 A short-circuit protection Ii=10 x In nut keeper kit | 6010 | 1 | ZN | 1
3VA1132-5EE36-0AA0 |  | circuit breaker 3VA1 IEC Frame 160 breaking capacity class M Icu=55 kA @ 415 V 3-pole, line protection TM220, ATFM, In=32 A overload protection Ir=22 A...32 A short-circuit protection Ii=10 x In terminal connection | 6580 | 1 | ZN | 1
3VA1132-5EE42-0AA0 |  | circuit breaker 3VA1 IEC Frame 160 breaking capacity class M Icu=55 kA @ 415 V 4-pole, line protection TM220, ATFM, In=32 A overload protection Ir=22 A...32 A short-circuit protection Ii=10 x In N conductor unprotected nut keeper kit | 7830 | 1 | ZN | 1
3VA1132-5EE46-0AA0 |  | circuit breaker 3VA1 IEC Frame 160 breaking capacity class M Icu=55 kA @ 415 V 4-pole, line protection TM220, ATFM, In=32 A overload protection Ir=22 A...32 A short-circuit protection Ii=10 x In N conductor unprotected terminal connection | 8570 | 1 | ZN | 1
3VA1132-5EF32-0AA0 |  | circuit breaker 3VA1 IEC Frame 160 breaking capacity class M Icu=55 kA @ 415 V 3-pole, line protection TM240, ATAM, In=32 A overload protection Ir=22 A...32 A short-circuit protection Ii=5...10 x In nut keeper kit | 6350 | 1 | ZN | 1
3VA1132-5EF32-0AD0 |  | circuit breaker 3VA1 IEC Frame 160 breaking capacity class M Icu=55 kA @ 415 V 3-pole, line protection TM240, ATAM, In=32 A overload protection Ir=22 A...32 A short-circuit protection Ii=5...10 x In nut keeper kit 3 auxiliary switches HQ | 8070 | 1 | ZN | 1
3VA1132-5EF32-0BH0 |  | circuit breaker 3VA1 IEC Frame 160 breaking capacity class M Icu=55 kA @ 415 V 3-pole, line protection TM240, ATAM, In=32 A overload protection Ir=22 A...32 A short-circuit protection Ii=5...10 x In nut keeper kit undervoltage release (UVR) 24 V DC 2 auxiliary switches HQ 1 trip alarm switch HQ | 10800 | 1 | ZN | 1
3VA1132-5EF36-0AA0 |  | circuit breaker 3VA1 IEC Frame 160 breaking capacity class M Icu=55 kA @ 415 V 3-pole, line protection TM240, ATAM, In=32 A overload protection Ir=22 A...32 A short-circuit protection Ii=5...10 x In terminal connection | 6870 | 1 | ZN | 1
3VA1132-5EF42-0AA0 |  | circuit breaker 3VA1 IEC Frame 160 breaking capacity class M Icu=55 kA @ 415 V 4-pole, line protection TM240, ATAM, In=32 A overload protection Ir=22 A...32 A short-circuit protection Ii=5...10 x In N conductor unprotected nut keeper kit | 8250 | 1 | ZN | 1
3VA1132-5EF46-0AA0 |  | circuit breaker 3VA1 IEC Frame 160 breaking capacity class M Icu=55 kA @ 415 V 4-pole, line protection TM240, ATAM, In=32 A overload protection Ir=22 A...32 A short-circuit protection Ii=5...10 x In N conductor unprotected terminal connection | 8940 | 1 | ZN | 1
3VA1132-5GD42-0AA0 |  | circuit breaker 3VA1 IEC Frame 160 breaking capacity class M Icu=55 kA @ 415 V 4-pole, line protection TM210, FTFM, In=32 A overload protection Ir=32 A permanently set short-circuit protection Ii=10 x In neutral conductor protection 100% nut keeper kit | 7650 | 1 | ZN | 1
3VA1132-5GD46-0AA0 |  | circuit breaker 3VA1 IEC Frame 160 breaking capacity class M Icu=55 kA @ 415 V 4-pole, line protection TM210, FTFM, In=32 A overload protection Ir=32 A permanently set short-circuit protection Ii=10 x In neutral conductor protection 100% terminal connection | 8410 | 1 | ZN | 1
3VA1132-5GE42-0AA0 |  | circuit breaker 3VA1 IEC Frame 160 breaking capacity class M Icu=55 kA @ 415 V 4-pole, line protection TM220, ATFM, In=32 A overload protection Ir=22 A...32 A short-circuit protection Ii=10 x In neutral conductor protection 100% nut keeper kit | 7830 | 1 | ZN | 1
3VA1132-5GE46-0AA0 |  | circuit breaker 3VA1 IEC Frame 160 breaking capacity class M Icu=55 kA @ 415 V 4-pole, line protection TM220, ATFM, In=32 A overload protection Ir=22 A...32 A short-circuit protection Ii=10 x In neutral conductor protection 100% terminal connection | 8570 | 1 | ZN | 1
3VA1132-5GF42-0AA0 |  | circuit breaker 3VA1 IEC Frame 160 breaking capacity class M Icu=55 kA @ 415 V 4-pole, line protection TM240, ATAM, In=32 A overload protection Ir=22 A...32 A short-circuit protection Ii=5...10 x In neutral conductor protection 100% nut keeper kit | 8250 | 1 | ZN | 1
3VA1132-5GF46-0AA0 |  | circuit breaker 3VA1 IEC Frame 160 breaking capacity class M Icu=55 kA @ 415 V 4-pole, line protection TM240, ATAM, In=32 A overload protection Ir=22 A...32 A short-circuit protection Ii=5...10 x In neutral conductor protection 100% terminal connection | 8940 | 1 | ZN | 1
3VA1132-5MH32-0AA0 |  | circuit breaker 3VA1 IEC Frame 160 breaking capacity class M Icu=55 kA @ 415 V 3-pole, starter protection TM120M, AM, In=32 A without overload protection short-circuit protection Ii=7...16 x In nut keeper kit | 6350 | 1 | ZN | 1
3VA1132-5MH36-0AA0 |  | circuit breaker 3VA1 IEC Frame 160 breaking capacity class M Icu=55 kA @ 415 V 3-pole, starter protection TM120M, AM, In=32 A without overload protection short-circuit protection Ii=7...16 x In terminal connection | 6870 | 1 | ZN | 1
3VA1132-6ED32-0AA0 |  | circuit breaker 3VA1 IEC Frame 160 breaking capacity class H Icu=70 kA @ 415 V 3-pole, line protection TM210, FTFM, In=32 A overload protection Ir=32 A permanently set short-circuit protection Ii=10 x In nut keeper kit | 6460 | 1 | ZN | 1
3VA1132-6ED36-0AA0 |  | circuit breaker 3VA1 IEC Frame 160 breaking capacity class H Icu=70 kA @ 415 V 3-pole, line protection TM210, FTFM, In=32 A overload protection Ir=32 A permanently set short-circuit protection Ii=10 x In terminal connection | 6960 | 1 | ZN | 1
3VA1132-6ED42-0AA0 |  | circuit breaker 3VA1 IEC Frame 160 breaking capacity class H Icu=70 kA @ 415 V 4-pole, line protection TM210, FTFM, In=32 A overload protection Ir=32 A permanently set short-circuit protection Ii=10 x In N conductor unprotected nut keeper kit | 8350 | 1 | ZN | 1
3VA1132-6ED46-0AA0 |  | circuit breaker 3VA1 IEC Frame 160 breaking capacity class H Icu=70 kA @ 415 V 4-pole, line protection TM210, FTFM, In=32 A overload protection Ir=32 A permanently set short-circuit protection Ii=10 x In N conductor unprotected terminal connection | 9100 | 1 | ZN | 1
3VA1132-6EE32-0AA0 |  | circuit breaker 3VA1 IEC Frame 160 breaking capacity class H Icu=70 kA @ 415 V 3-pole, line protection TM220, ATFM, In=32 A overload protection Ir=22 A...32 A short-circuit protection Ii=10 x In nut keeper kit | 6580 | 1 | ZN | 1
3VA1132-6EE36-0AA0 |  | circuit breaker 3VA1 IEC Frame 160 breaking capacity class H Icu=70 kA @ 415 V 3-pole, line protection TM220, ATFM, In=32 A overload protection Ir=22 A...32 A short-circuit protection Ii=10 x In terminal connection | 7080 | 1 | ZN | 1
3VA1132-6EE42-0AA0 |  | circuit breaker 3VA1 IEC Frame 160 breaking capacity class H Icu=70 kA @ 415 V 4-pole, line protection TM220, ATFM, In=32 A overload protection Ir=22 A...32 A short-circuit protection Ii=10 x In N conductor unprotected nut keeper kit | 8570 | 1 | ZN | 1
3VA1132-6EE46-0AA0 |  | circuit breaker 3VA1 IEC Frame 160 breaking capacity class H Icu=70 kA @ 415 V 4-pole, line protection TM220, ATFM, In=32 A overload protection Ir=22 A...32 A short-circuit protection Ii=10 x In N conductor unprotected terminal connection | 9290 | 1 | ZN | 1
3VA1132-6EF32-0AA0 |  | circuit breaker 3VA1 IEC Frame 160 breaking capacity class H Icu=70 kA @ 415 V 3-pole, line protection TM240, ATAM, In=32 A overload protection Ir=22 A...32 A short-circuit protection Ii=5...10 x In nut keeper kit | 6880 | 1 | ZN | 1
3VA1132-6EF36-0AA0 |  | circuit breaker 3VA1 IEC Frame 160 breaking capacity class H Icu=70 kA @ 415 V 3-pole, line protection TM240, ATAM, In=32 A overload protection Ir=22 A...32 A short-circuit protection Ii=5...10 x In terminal connection | 7460 | 1 | ZN | 1
3VA1132-6EF42-0AA0 |  | circuit breaker 3VA1 IEC Frame 160 breaking capacity class H Icu=70 kA @ 415 V 4-pole, line protection TM240, ATAM, In=32 A overload protection Ir=22 A...32 A short-circuit protection Ii=5...10 x In N conductor unprotected nut keeper kit | 8970 | 1 | ZN | 1
3VA1132-6EF46-0AA0 |  | circuit breaker 3VA1 IEC Frame 160 breaking capacity class H Icu=70 kA @ 415 V 4-pole, line protection TM240, ATAM, In=32 A overload protection Ir=22 A...32 A short-circuit protection Ii=5...10 x In N conductor unprotected terminal connection | 9680 | 1 | ZN | 1
3VA1132-6GD42-0AA0 |  | circuit breaker 3VA1 IEC Frame 160 breaking capacity class H Icu=70 kA @ 415 V 4-pole, line protection TM210, FTFM, In=32 A overload protection Ir=32 A permanently set short-circuit protection Ii=10 x In neutral conductor protection 100% nut keeper kit | 8350 | 1 | ZN | 1
3VA1132-6GD46-0AA0 |  | circuit breaker 3VA1 IEC Frame 160 breaking capacity class H Icu=70 kA @ 415 V 4-pole, line protection TM210, FTFM, In=32 A overload protection Ir=32 A permanently set short-circuit protection Ii=10 x In neutral conductor protection 100% terminal connection | 9100 | 1 | ZN | 1
3VA1132-6GE42-0AA0 |  | circuit breaker 3VA1 IEC Frame 160 breaking capacity class H Icu=70 kA @ 415 V 4-pole, line protection TM220, ATFM, In=32 A overload protection Ir=22 A...32 A short-circuit protection Ii=10 x In neutral conductor protection 100% nut keeper kit | 8570 | 1 | ZN | 1
3VA1132-6GE46-0AA0 |  | circuit breaker 3VA1 IEC Frame 160 breaking capacity class H Icu=70 kA @ 415 V 4-pole, line protection TM220, ATFM, In=32 A overload protection Ir=22 A...32 A short-circuit protection Ii=10 x In neutral conductor protection 100% terminal connection | 9290 | 1 | ZN | 1
3VA1132-6GF42-0AA0 |  | circuit breaker 3VA1 IEC Frame 160 breaking capacity class H Icu=70 kA @ 415 V 4-pole, line protection TM240, ATAM, In=32 A overload protection Ir=22 A...32 A short-circuit protection Ii=5...10 x In neutral conductor protection 100% nut keeper kit | 8970 | 1 | ZN | 1
3VA1132-6GF46-0AA0 |  | circuit breaker 3VA1 IEC Frame 160 breaking capacity class H Icu=70 kA @ 415 V 4-pole, line protection TM240, ATAM, In=32 A overload protection Ir=22 A...32 A short-circuit protection Ii=5...10 x In neutral conductor protection 100% terminal connection | 9680 | 1 | ZN | 1
3VA1132-6MH32-0AA0 |  | circuit breaker 3VA1 IEC Frame 160 breaking capacity class H Icu=70 kA @ 415 V 3-pole, starter protection TM120M, AM, In=32 A without overload protection short-circuit protection Ii=7...16 x In nut keeper kit | 6880 | 1 | ZN | 1
3VA1132-6MH36-0AA0 |  | circuit breaker 3VA1 IEC Frame 160 breaking capacity class H Icu=70 kA @ 415 V 3-pole, starter protection TM120M, AM, In=32 A without overload protection short-circuit protection Ii=7...16 x In terminal connection | 7460 | 1 | ZN | 1
3VA1140-3ED12-0AA0 |  | circuit breaker 3VA1 IEC Frame 160 breaking capacity class N Icu=25 kA @ 240 V 1-pole, line protection TM210, FTFM, In=40 A overload protection Ir=40 A permanently set short-circuit protection Ii=10 x In nut keeper kit | 2480 | 1 | ZN | 1
3VA1140-3ED16-0AA0 |  | circuit breaker 3VA1 IEC Frame 160 breaking capacity class N Icu=25 kA @ 240 V 1-pole, line protection TM210, FTFM, In=40 A overload protection Ir=40 A permanently set short-circuit protection Ii=10 x In terminal connection | 2670 | 1 | ZN | 1
3VA1140-3ED22-0AA0 |  | circuit breaker 3VA1 IEC Frame 160 breaking capacity class N Icu=25 kA @ 415 V 2-pole, line protection TM210, FTFM, In=40 A overload protection Ir=40 A permanently set short-circuit protection Ii=10 x In nut keeper kit | 4490 | 1 | ZN | 1
3VA1140-3ED26-0AA0 |  | circuit breaker 3VA1 IEC Frame 160 breaking capacity class N Icu=25 kA @ 415 V 2-pole, line protection TM210, FTFM, In=40 A overload protection Ir=40 A permanently set short-circuit protection Ii=10 x In terminal connection | 4790 | 1 | ZN | 1
3VA1140-3ED32-0AA0 |  | circuit breaker 3VA1 IEC Frame 160 breaking capacity class N Icu=25 kA @ 415 V 3-pole, line protection TM210, FTFM, In=40 A overload protection Ir=40 A permanently set short-circuit protection Ii=10 x In nut keeper kit | 4920 | 1 | ZN | 1
3VA1140-3ED36-0AA0 |  | circuit breaker 3VA1 IEC Frame 160 breaking capacity class N Icu=25 kA @ 415 V 3-pole, line protection TM210, FTFM, In=40 A overload protection Ir=40 A permanently set short-circuit protection Ii=10 x In terminal connection | 5450 | 1 | ZN | 1
3VA1140-3ED42-0AA0 |  | circuit breaker 3VA1 IEC Frame 160 breaking capacity class N Icu=25 kA @ 415 V 4-pole, line protection TM210, FTFM, In=40 A overload protection Ir=40 A permanently set short-circuit protection Ii=10 x In N conductor unprotected nut keeper kit | 6460 | 1 | ZN | 1
3VA1140-3ED46-0AA0 |  | circuit breaker 3VA1 IEC Frame 160 breaking capacity class N Icu=25 kA @ 415 V 4-pole, line protection TM210, FTFM, In=40 A overload protection Ir=40 A permanently set short-circuit protection Ii=10 x In N conductor unprotected terminal connection | 7110 | 1 | ZN | 1
3VA1140-3EE32-0AA0 |  | circuit breaker 3VA1 IEC Frame 160 breaking capacity class N Icu=25 kA @ 415 V 3-pole, line protection TM220, ATFM, In=40 A overload protection Ir=28 A...40 A short-circuit protection Ii=10 x In nut keeper kit | 5030 | 1 | ZN | 1
3VA1140-3EE36-0AA0 |  | circuit breaker 3VA1 IEC Frame 160 breaking capacity class N Icu=25 kA @ 415 V 3-pole, line protection TM220, ATFM, In=40 A overload protection Ir=28 A...40 A short-circuit protection Ii=10 x In terminal connection | 5560 | 1 | ZN | 1
3VA1140-3EE42-0AA0 |  | circuit breaker 3VA1 IEC Frame 160 breaking capacity class N Icu=25 kA @ 415 V 4-pole, line protection TM220, ATFM, In=40 A overload protection Ir=28 A...40 A short-circuit protection Ii=10 x In N conductor unprotected nut keeper kit | 6560 | 1 | ZN | 1
3VA1140-3EE46-0AA0 |  | circuit breaker 3VA1 IEC Frame 160 breaking capacity class N Icu=25 kA @ 415 V 4-pole, line protection TM220, ATFM, In=40 A overload protection Ir=28 A...40 A short-circuit protection Ii=10 x In N conductor unprotected terminal connection | 7320 | 1 | ZN | 1
3VA1140-3EF32-0AA0 |  | circuit breaker 3VA1 IEC Frame 160 breaking capacity class N Icu=25 kA @ 415 V 3-pole, line protection TM240, ATAM, In=40 A overload protection Ir=28 A...40 A short-circuit protection Ii=5...10 x In nut keeper kit | 5340 | 1 | ZN | 1
3VA1140-3EF36-0AA0 |  | circuit breaker 3VA1 IEC Frame 160 breaking capacity class N Icu=25 kA @ 415 V 3-pole, line protection TM240, ATAM, In=40 A overload protection Ir=28 A...40 A short-circuit protection Ii=5...10 x In terminal connection | 5850 | 1 | ZN | 1
3VA1140-3EF42-0AA0 |  | circuit breaker 3VA1 IEC Frame 160 breaking capacity class N Icu=25 kA @ 415 V 4-pole, line protection TM240, ATAM, In=40 A overload protection Ir=28 A...40 A short-circuit protection Ii=5...10 x In N conductor unprotected nut keeper kit | 6870 | 1 | ZN | 1
3VA1140-3EF46-0AA0 |  | circuit breaker 3VA1 IEC Frame 160 breaking capacity class N Icu=25 kA @ 415 V 4-pole, line protection TM240, ATAM, In=40 A overload protection Ir=28 A...40 A short-circuit protection Ii=5...10 x In N conductor unprotected terminal connection | 7640 | 1 | ZN | 1
3VA1140-3GD42-0AA0 |  | circuit breaker 3VA1 IEC Frame 160 breaking capacity class N Icu=25 kA @ 415 V 4-pole, line protection TM210, FTFM, In=40 A overload protection Ir=40 A permanently set short-circuit protection Ii=10 x In neutral conductor protection 100% nut keeper kit | 6460 | 1 | ZN | 1
3VA1140-3GD46-0AA0 |  | circuit breaker 3VA1 IEC Frame 160 breaking capacity class N Icu=25 kA @ 415 V 4-pole, line protection TM210, FTFM, In=40 A overload protection Ir=40 A permanently set short-circuit protection Ii=10 x In neutral conductor protection 100% terminal connection | 7110 | 1 | ZN | 1
3VA1140-3GE42-0AA0 |  | circuit breaker 3VA1 IEC Frame 160 breaking capacity class N Icu=25 kA @ 415 V 4-pole, line protection TM220, ATFM, In=40 A overload protection Ir=28 A...40 A short-circuit protection Ii=10 x In neutral conductor protection 100% nut keeper kit | 6560 | 1 | ZN | 1
3VA1140-3GE46-0AA0 |  | circuit breaker 3VA1 IEC Frame 160 breaking capacity class N Icu=25 kA @ 415 V 4-pole, line protection TM220, ATFM, In=40 A overload protection Ir=28 A...40 A short-circuit protection Ii=10 x In neutral conductor protection 100% terminal connection | 7320 | 1 | ZN | 1
3VA1140-3GF42-0AA0 |  | circuit breaker 3VA1 IEC Frame 160 breaking capacity class N Icu=25 kA @ 415 V 4-pole, line protection TM240, ATAM, In=40 A overload protection Ir=28 A...40 A short-circuit protection Ii=5...10 x In neutral conductor protection 100% nut keeper kit | 6870 | 1 | ZN | 1
3VA1140-3GF46-0AA0 |  | circuit breaker 3VA1 IEC Frame 160 breaking capacity class N Icu=25 kA @ 415 V 4-pole, line protection TM240, ATAM, In=40 A overload protection Ir=28 A...40 A short-circuit protection Ii=5...10 x In neutral conductor protection 100% terminal connection | 7640 | 1 | ZN | 1
3VA1140-4ED12-0AA0 |  | circuit breaker 3VA1 IEC Frame 160 breaking capacity class S Icu=36 kA @ 240 V 1-pole, line protection TM210, FTFM, In=40 A overload protection Ir=40 A permanently set short-circuit protection Ii=10 x In nut keeper kit | 2690 | 1 | ZN | 1
3VA1140-4ED16-0AA0 |  | circuit breaker 3VA1 IEC Frame 160 breaking capacity class S Icu=36 kA @ 240 V 1-pole, line protection TM210, FTFM, In=40 A overload protection Ir=40 A permanently set short-circuit protection Ii=10 x In terminal connection | 2850 | 1 | ZN | 1
3VA1140-4ED22-0AA0 |  | circuit breaker 3VA1 IEC Frame 160 breaking capacity class S Icu=36 kA @ 415 V 2-pole, line protection TM210, FTFM, In=40 A overload protection Ir=40 A permanently set short-circuit protection Ii=10 x In nut keeper kit | 4810 | 1 | ZN | 1
3VA1140-4ED26-0AA0 |  | circuit breaker 3VA1 IEC Frame 160 breaking capacity class S Icu=36 kA @ 415 V 2-pole, line protection TM210, FTFM, In=40 A overload protection Ir=40 A permanently set short-circuit protection Ii=10 x In terminal connection | 5180 | 1 | ZN | 1
3VA1140-4ED32-0AA0 |  | circuit breaker 3VA1 IEC Frame 160 breaking capacity class S Icu=36 kA @ 415 V 3-pole, line protection TM210, FTFM, In=40 A overload protection Ir=40 A permanently set short-circuit protection Ii=10 x In nut keeper kit | 5370 | 1 | ZN | 1
3VA1140-4ED36-0AA0 |  | circuit breaker 3VA1 IEC Frame 160 breaking capacity class S Icu=36 kA @ 415 V 3-pole, line protection TM210, FTFM, In=40 A overload protection Ir=40 A permanently set short-circuit protection Ii=10 x In terminal connection | 5890 | 1 | ZN | 1
3VA1140-4ED42-0AA0 |  | circuit breaker 3VA1 IEC Frame 160 breaking capacity class S Icu=36 kA @ 415 V 4-pole, line protection TM210, FTFM, In=40 A overload protection Ir=40 A permanently set short-circuit protection Ii=10 x In N conductor unprotected nut keeper kit | 6950 | 1 | ZN | 1
3VA1140-4ED46-0AA0 |  | circuit breaker 3VA1 IEC Frame 160 breaking capacity class S Icu=36 kA @ 415 V 4-pole, line protection TM210, FTFM, In=40 A overload protection Ir=40 A permanently set short-circuit protection Ii=10 x In N conductor unprotected terminal connection | 7690 | 1 | ZN | 1
3VA1140-4EE32-0AA0 |  | circuit breaker 3VA1 IEC Frame 160 breaking capacity class S Icu=36 kA @ 415 V 3-pole, line protection TM220, ATFM, In=40 A overload protection Ir=28 A...40 A short-circuit protection Ii=10 x In nut keeper kit | 5450 | 1 | ZN | 1
3VA1140-4EE36-0AA0 |  | circuit breaker 3VA1 IEC Frame 160 breaking capacity class S Icu=36 kA @ 415 V 3-pole, line protection TM220, ATFM, In=40 A overload protection Ir=28 A...40 A short-circuit protection Ii=10 x In terminal connection | 6010 | 1 | ZN | 1
3VA1140-4EE42-0AA0 |  | circuit breaker 3VA1 IEC Frame 160 breaking capacity class S Icu=36 kA @ 415 V 4-pole, line protection TM220, ATFM, In=40 A overload protection Ir=28 A...40 A short-circuit protection Ii=10 x In N conductor unprotected nut keeper kit | 7080 | 1 | ZN | 1
3VA1140-4EE46-0AA0 |  | circuit breaker 3VA1 IEC Frame 160 breaking capacity class S Icu=36 kA @ 415 V 4-pole, line protection TM220, ATFM, In=40 A overload protection Ir=28 A...40 A short-circuit protection Ii=10 x In N conductor unprotected terminal connection | 7850 | 1 | ZN | 1
3VA1140-4EF32-0AA0 |  | circuit breaker 3VA1 IEC Frame 160 breaking capacity class S Icu=36 kA @ 415 V 3-pole, line protection TM240, ATAM, In=40 A overload protection Ir=28 A...40 A short-circuit protection Ii=5...10 x In nut keeper kit | 5790 | 1 | ZN | 1
3VA1140-4EF32-0HA0 |  | circuit breaker 3VA1 IEC Frame 160 breaking capacity class S Icu=36 kA @ 415 V 3-pole, line protection TM240, ATAM, In=40 A overload protection Ir=28 A...40 A short-circuit protection Ii=5...10 x In nut keeper kit shunt trip (STL) 12-30 V DC, 24 V AC 50/60 Hz | 7850 | 1 | ZN | 1
3VA1140-4EF36-0AA0 |  | circuit breaker 3VA1 IEC Frame 160 breaking capacity class S Icu=36 kA @ 415 V 3-pole, line protection TM240, ATAM, In=40 A overload protection Ir=28 A...40 A short-circuit protection Ii=5...10 x In terminal connection | 6340 | 1 | ZN | 1
3VA1140-4EF42-0AA0 |  | circuit breaker 3VA1 IEC Frame 160 breaking capacity class S Icu=36 kA @ 415 V 4-pole, line protection TM240, ATAM, In=40 A overload protection Ir=28 A...40 A short-circuit protection Ii=5...10 x In N conductor unprotected nut keeper kit | 7490 | 1 | ZN | 1
3VA1140-4EF46-0AA0 |  | circuit breaker 3VA1 IEC Frame 160 breaking capacity class S Icu=36 kA @ 415 V 4-pole, line protection TM240, ATAM, In=40 A overload protection Ir=28 A...40 A short-circuit protection Ii=5...10 x In N conductor unprotected terminal connection | 8250 | 1 | ZN | 1
3VA1140-4GD42-0AA0 |  | circuit breaker 3VA1 IEC Frame 160 breaking capacity class S Icu=36 kA @ 415 V 4-pole, line protection TM210, FTFM, In=40 A overload protection Ir=40 A permanently set short-circuit protection Ii=10 x In neutral conductor protection 100% nut keeper kit | 6950 | 1 | ZN | 1
3VA1140-4GD46-0AA0 |  | circuit breaker 3VA1 IEC Frame 160 breaking capacity class S Icu=36 kA @ 415 V 4-pole, line protection TM210, FTFM, In=40 A overload protection Ir=40 A permanently set short-circuit protection Ii=10 x In neutral conductor protection 100% terminal connection | 7690 | 1 | ZN | 1
3VA1140-4GE42-0AA0 |  | circuit breaker 3VA1 IEC Frame 160 breaking capacity class S Icu=36 kA @ 415 V 4-pole, line protection TM220, ATFM, In=40 A overload protection Ir=28 A...40 A short-circuit protection Ii=10 x In neutral conductor protection 100% nut keeper kit | 7080 | 1 | ZN | 1
3VA1140-4GE46-0AA0 |  | circuit breaker 3VA1 IEC Frame 160 breaking capacity class S Icu=36 kA @ 415 V 4-pole, line protection TM220, ATFM, In=40 A overload protection Ir=28 A...40 A short-circuit protection Ii=10 x In neutral conductor protection 100% terminal connection | 7850 | 1 | ZN | 1
3VA1140-4GF42-0AA0 |  | circuit breaker 3VA1 IEC Frame 160 breaking capacity class S Icu=36 kA @ 415 V 4-pole, line protection TM240, ATAM, In=40 A overload protection Ir=28 A...40 A short-circuit protection Ii=5...10 x In neutral conductor protection 100% nut keeper kit | 7490 | 1 | ZN | 1
3VA1140-4GF46-0AA0 |  | circuit breaker 3VA1 IEC Frame 160 breaking capacity class S Icu=36 kA @ 415 V 4-pole, line protection TM240, ATAM, In=40 A overload protection Ir=28 A...40 A short-circuit protection Ii=5...10 x In neutral conductor protection 100% terminal connection | 8250 | 1 | ZN | 1
3VA1140-5ED12-0AA0 |  | circuit breaker 3VA1 IEC Frame 160 breaking capacity class M Icu=55 kA @ 240 V 1-pole, line protection TM210, FTFM, In=40 A overload protection Ir=40 A permanently set short-circuit protection Ii=10 x In nut keeper kit | 2930 | 1 | ZN | 1
3VA1140-5ED16-0AA0 |  | circuit breaker 3VA1 IEC Frame 160 breaking capacity class M Icu=55 kA @ 240 V 1-pole, line protection TM210, FTFM, In=40 A overload protection Ir=40 A permanently set short-circuit protection Ii=10 x In terminal connection | 3150 | 1 | ZN | 1
3VA1140-5ED22-0AA0 |  | circuit breaker 3VA1 IEC Frame 160 breaking capacity class M Icu=55 kA @ 415 V 2-pole, line protection TM210, FTFM, In=40 A overload protection Ir=40 A permanently set short-circuit protection Ii=10 x In nut keeper kit | 5350 | 1 | ZN | 1
3VA1140-5ED26-0AA0 |  | circuit breaker 3VA1 IEC Frame 160 breaking capacity class M Icu=55 kA @ 415 V 2-pole, line protection TM210, FTFM, In=40 A overload protection Ir=40 A permanently set short-circuit protection Ii=10 x In terminal connection | 5720 | 1 | ZN | 1
3VA1140-5ED32-0AA0 |  | circuit breaker 3VA1 IEC Frame 160 breaking capacity class M Icu=55 kA @ 415 V 3-pole, line protection TM210, FTFM, In=40 A overload protection Ir=40 A permanently set short-circuit protection Ii=10 x In nut keeper kit | 5890 | 1 | ZN | 1
3VA1140-5ED36-0AA0 |  | circuit breaker 3VA1 IEC Frame 160 breaking capacity class M Icu=55 kA @ 415 V 3-pole, line protection TM210, FTFM, In=40 A overload protection Ir=40 A permanently set short-circuit protection Ii=10 x In terminal connection | 6480 | 1 | ZN | 1
3VA1140-5ED42-0AA0 |  | circuit breaker 3VA1 IEC Frame 160 breaking capacity class M Icu=55 kA @ 415 V 4-pole, line protection TM210, FTFM, In=40 A overload protection Ir=40 A permanently set short-circuit protection Ii=10 x In N conductor unprotected nut keeper kit | 7650 | 1 | ZN | 1
3VA1140-5ED46-0AA0 |  | circuit breaker 3VA1 IEC Frame 160 breaking capacity class M Icu=55 kA @ 415 V 4-pole, line protection TM210, FTFM, In=40 A overload protection Ir=40 A permanently set short-circuit protection Ii=10 x In N conductor unprotected terminal connection | 8410 | 1 | ZN | 1
3VA1140-5EE32-0AA0 |  | circuit breaker 3VA1 IEC Frame 160 breaking capacity class M Icu=55 kA @ 415 V 3-pole, line protection TM220, ATFM, In=40 A overload protection Ir=28 A...40 A short-circuit protection Ii=10 x In nut keeper kit | 6010 | 1 | ZN | 1
3VA1140-5EE36-0AA0 |  | circuit breaker 3VA1 IEC Frame 160 breaking capacity class M Icu=55 kA @ 415 V 3-pole, line protection TM220, ATFM, In=40 A overload protection Ir=28 A...40 A short-circuit protection Ii=10 x In terminal connection | 6580 | 1 | ZN | 1
3VA1140-5EE42-0AA0 |  | circuit breaker 3VA1 IEC Frame 160 breaking capacity class M Icu=55 kA @ 415 V 4-pole, line protection TM220, ATFM, In=40 A overload protection Ir=28 A...40 A short-circuit protection Ii=10 x In N conductor unprotected nut keeper kit | 7830 | 1 | ZN | 1
3VA1140-5EE46-0AA0 |  | circuit breaker 3VA1 IEC Frame 160 breaking capacity class M Icu=55 kA @ 415 V 4-pole, line protection TM220, ATFM, In=40 A overload protection Ir=28 A...40 A short-circuit protection Ii=10 x In N conductor unprotected terminal connection | 8570 | 1 | ZN | 1
3VA1140-5EF32-0AA0 |  | circuit breaker 3VA1 IEC Frame 160 breaking capacity class M Icu=55 kA @ 415 V 3-pole, line protection TM240, ATAM, In=40 A overload protection Ir=28 A...40 A short-circuit protection Ii=5...10 x In nut keeper kit | 6350 | 1 | ZN | 1
3VA1140-5EF32-0BH0 |  | circuit breaker 3VA1 IEC Frame 160 breaking capacity class M Icu=55 kA @ 415 V 3-pole, line protection TM240, ATAM, In=40 A overload protection Ir=28 A...40 A short-circuit protection Ii=5...10 x In nut keeper kit undervoltage release (UVR) 24 V DC 2 auxiliary switches HQ 1 trip alarm switch HQ | 10800 | 1 | ZN | 1
3VA1140-5EF36-0AA0 |  | circuit breaker 3VA1 IEC Frame 160 breaking capacity class M Icu=55 kA @ 415 V 3-pole, line protection TM240, ATAM, In=40 A overload protection Ir=28 A...40 A short-circuit protection Ii=5...10 x In terminal connection | 6870 | 1 | ZN | 1
3VA1140-5EF36-0AG0 |  | circuit breaker 3VA1 IEC Frame 160 breaking capacity class M Icu=55 kA @ 415 V 3-pole, line protection TM240, ATAM, In=40 A overload protection Ir=28 A...40 A short-circuit protection Ii=5...10 x In terminal connection 1 auxiliary switch HP 1 trip alarm switch HP | 8630 | 1 | ZN | 1
3VA1140-5EF36-0AH0 |  | circuit breaker 3VA1 IEC Frame 160 breaking capacity class M Icu=55 kA @ 415 V 3-pole, line protection TM240, ATAM, In=40 A overload protection Ir=28 A...40 A short-circuit protection Ii=5...10 x In terminal connection 2 auxiliary switches HQ 1 trip alarm switch HQ | 8630 | 1 | ZN | 1
3VA1140-5EF42-0AA0 |  | circuit breaker 3VA1 IEC Frame 160 breaking capacity class M Icu=55 kA @ 415 V 4-pole, line protection TM240, ATAM, In=40 A overload protection Ir=28 A...40 A short-circuit protection Ii=5...10 x In N conductor unprotected nut keeper kit | 8250 | 1 | ZN | 1
3VA1140-5EF46-0AA0 |  | circuit breaker 3VA1 IEC Frame 160 breaking capacity class M Icu=55 kA @ 415 V 4-pole, line protection TM240, ATAM, In=40 A overload protection Ir=28 A...40 A short-circuit protection Ii=5...10 x In N conductor unprotected terminal connection | 8940 | 1 | ZN | 1
3VA1140-5GD42-0AA0 |  | circuit breaker 3VA1 IEC Frame 160 breaking capacity class M Icu=55 kA @ 415 V 4-pole, line protection TM210, FTFM, In=40 A overload protection Ir=40 A permanently set short-circuit protection Ii=10 x In neutral conductor protection 100% nut keeper kit | 7650 | 1 | ZN | 1
3VA1140-5GD46-0AA0 |  | circuit breaker 3VA1 IEC Frame 160 breaking capacity class M Icu=55 kA @ 415 V 4-pole, line protection TM210, FTFM, In=40 A overload protection Ir=40 A permanently set short-circuit protection Ii=10 x In neutral conductor protection 100% terminal connection | 8410 | 1 | ZN | 1
3VA1140-5GE42-0AA0 |  | circuit breaker 3VA1 IEC Frame 160 breaking capacity class M Icu=55 kA @ 415 V 4-pole, line protection TM220, ATFM, In=40 A overload protection Ir=28 A...40 A short-circuit protection Ii=10 x In neutral conductor protection 100% nut keeper kit | 7830 | 1 | ZN | 1
3VA1140-5GE46-0AA0 |  | circuit breaker 3VA1 IEC Frame 160 breaking capacity class M Icu=55 kA @ 415 V 4-pole, line protection TM220, ATFM, In=40 A overload protection Ir=28 A...40 A short-circuit protection Ii=10 x In neutral conductor protection 100% terminal connection | 8570 | 1 | ZN | 1
3VA1140-5GF42-0AA0 |  | circuit breaker 3VA1 IEC Frame 160 breaking capacity class M Icu=55 kA @ 415 V 4-pole, line protection TM240, ATAM, In=40 A overload protection Ir=28 A...40 A short-circuit protection Ii=5...10 x In neutral conductor protection 100% nut keeper kit | 8250 | 1 | ZN | 1
3VA1140-5GF46-0AA0 |  | circuit breaker 3VA1 IEC Frame 160 breaking capacity class M Icu=55 kA @ 415 V 4-pole, line protection TM240, ATAM, In=40 A overload protection Ir=28 A...40 A short-circuit protection Ii=5...10 x In neutral conductor protection 100% terminal connection | 8940 | 1 | ZN | 1
3VA1140-5MH32-0AA0 |  | circuit breaker 3VA1 IEC Frame 160 breaking capacity class M Icu=55 kA @ 415 V 3-pole, starter protection TM120M, AM, In=40 A without overload protection short-circuit protection Ii=7...16 x In nut keeper kit | 6350 | 1 | ZN | 1
3VA1140-5MH36-0AA0 |  | circuit breaker 3VA1 IEC Frame 160 breaking capacity class M Icu=55 kA @ 415 V 3-pole, starter protection TM120M, AM, In=40 A without overload protection short-circuit protection Ii=7...16 x In terminal connection | 6870 | 1 | ZN | 1
3VA1140-6ED32-0AA0 |  | circuit breaker 3VA1 IEC Frame 160 breaking capacity class H Icu=70 kA @ 415 V 3-pole, line protection TM210, FTFM, In=40 A overload protection Ir=40 A permanently set short-circuit protection Ii=10 x In nut keeper kit | 6460 | 1 | ZN | 1
3VA1140-6ED36-0AA0 |  | circuit breaker 3VA1 IEC Frame 160 breaking capacity class H Icu=70 kA @ 415 V 3-pole, line protection TM210, FTFM, In=40 A overload protection Ir=40 A permanently set short-circuit protection Ii=10 x In terminal connection | 6960 | 1 | ZN | 1
3VA1140-6ED42-0AA0 |  | circuit breaker 3VA1 IEC Frame 160 breaking capacity class H Icu=70 kA @ 415 V 4-pole, line protection TM210, FTFM, In=40 A overload protection Ir=40 A permanently set short-circuit protection Ii=10 x In N conductor unprotected nut keeper kit | 8350 | 1 | ZN | 1
3VA1140-6ED46-0AA0 |  | circuit breaker 3VA1 IEC Frame 160 breaking capacity class H Icu=70 kA @ 415 V 4-pole, line protection TM210, FTFM, In=40 A overload protection Ir=40 A permanently set short-circuit protection Ii=10 x In N conductor unprotected terminal connection | 9100 | 1 | ZN | 1
3VA1140-6EE32-0AA0 |  | circuit breaker 3VA1 IEC Frame 160 breaking capacity class H Icu=70 kA @ 415 V 3-pole, line protection TM220, ATFM, In=40 A overload protection Ir=28 A...40 A short-circuit protection Ii=10 x In nut keeper kit | 6580 | 1 | ZN | 1
3VA1140-6EE36-0AA0 |  | circuit breaker 3VA1 IEC Frame 160 breaking capacity class H Icu=70 kA @ 415 V 3-pole, line protection TM220, ATFM, In=40 A overload protection Ir=28 A...40 A short-circuit protection Ii=10 x In terminal connection | 7080 | 1 | ZN | 1
3VA1140-6EE42-0AA0 |  | circuit breaker 3VA1 IEC Frame 160 breaking capacity class H Icu=70 kA @ 415 V 4-pole, line protection TM220, ATFM, In=40 A overload protection Ir=28 A...40 A short-circuit protection Ii=10 x In N conductor unprotected nut keeper kit | 8570 | 1 | ZN | 1
3VA1140-6EE46-0AA0 |  | circuit breaker 3VA1 IEC Frame 160 breaking capacity class H Icu=70 kA @ 415 V 4-pole, line protection TM220, ATFM, In=40 A overload protection Ir=28 A...40 A short-circuit protection Ii=10 x In N conductor unprotected terminal connection | 9290 | 1 | ZN | 1
3VA1140-6EF32-0AA0 |  | circuit breaker 3VA1 IEC Frame 160 breaking capacity class H Icu=70 kA @ 415 V 3-pole, line protection TM240, ATAM, In=40 A overload protection Ir=28 A...40 A short-circuit protection Ii=5...10 x In nut keeper kit | 6880 | 1 | ZN | 1
3VA1140-6EF36-0AA0 |  | circuit breaker 3VA1 IEC Frame 160 breaking capacity class H Icu=70 kA @ 415 V 3-pole, line protection TM240, ATAM, In=40 A overload protection Ir=28 A...40 A short-circuit protection Ii=5...10 x In terminal connection | 7460 | 1 | ZN | 1
3VA1140-6EF42-0AA0 |  | circuit breaker 3VA1 IEC Frame 160 breaking capacity class H Icu=70 kA @ 415 V 4-pole, line protection TM240, ATAM, In=40 A overload protection Ir=28 A...40 A short-circuit protection Ii=5...10 x In N conductor unprotected nut keeper kit | 8970 | 1 | ZN | 1
3VA1140-6EF46-0AA0 |  | circuit breaker 3VA1 IEC Frame 160 breaking capacity class H Icu=70 kA @ 415 V 4-pole, line protection TM240, ATAM, In=40 A overload protection Ir=28 A...40 A short-circuit protection Ii=5...10 x In N conductor unprotected terminal connection | 9680 | 1 | ZN | 1
3VA1140-6GD42-0AA0 |  | circuit breaker 3VA1 IEC Frame 160 breaking capacity class H Icu=70 kA @ 415 V 4-pole, line protection TM210, FTFM, In=40 A overload protection Ir=40 A permanently set short-circuit protection Ii=10 x In neutral conductor protection 100% nut keeper kit | 8350 | 1 | ZN | 1
3VA1140-6GD46-0AA0 |  | circuit breaker 3VA1 IEC Frame 160 breaking capacity class H Icu=70 kA @ 415 V 4-pole, line protection TM210, FTFM, In=40 A overload protection Ir=40 A permanently set short-circuit protection Ii=10 x In neutral conductor protection 100% terminal connection | 9100 | 1 | ZN | 1
3VA1140-6GE42-0AA0 |  | circuit breaker 3VA1 IEC Frame 160 breaking capacity class H Icu=70 kA @ 415 V 4-pole, line protection TM220, ATFM, In=40 A overload protection Ir=28 A...40 A short-circuit protection Ii=10 x In neutral conductor protection 100% nut keeper kit | 8570 | 1 | ZN | 1
3VA1140-6GE46-0AA0 |  | circuit breaker 3VA1 IEC Frame 160 breaking capacity class H Icu=70 kA @ 415 V 4-pole, line protection TM220, ATFM, In=40 A overload protection Ir=28 A...40 A short-circuit protection Ii=10 x In neutral conductor protection 100% terminal connection | 9290 | 1 | ZN | 1
3VA1140-6GF42-0AA0 |  | circuit breaker 3VA1 IEC Frame 160 breaking capacity class H Icu=70 kA @ 415 V 4-pole, line protection TM240, ATAM, In=40 A overload protection Ir=28 A...40 A short-circuit protection Ii=5...10 x In neutral conductor protection 100% nut keeper kit | 8970 | 1 | ZN | 1
3VA1140-6GF46-0AA0 |  | circuit breaker 3VA1 IEC Frame 160 breaking capacity class H Icu=70 kA @ 415 V 4-pole, line protection TM240, ATAM, In=40 A overload protection Ir=28 A...40 A short-circuit protection Ii=5...10 x In neutral conductor protection 100% terminal connection | 9680 | 1 | ZN | 1
3VA1140-6MH32-0AA0 |  | circuit breaker 3VA1 IEC Frame 160 breaking capacity class H Icu=70 kA @ 415 V 3-pole, starter protection TM120M, AM, In=40 A without overload protection short-circuit protection Ii=7...16 x In nut keeper kit | 6880 | 1 | ZN | 1
3VA1140-6MH36-0AA0 |  | circuit breaker 3VA1 IEC Frame 160 breaking capacity class H Icu=70 kA @ 415 V 3-pole, starter protection TM120M, AM, In=40 A without overload protection short-circuit protection Ii=7...16 x In terminal connection | 7460 | 1 | ZN | 1
3VA1150-3ED12-0AA0 |  | circuit breaker 3VA1 IEC Frame 160 breaking capacity class N Icu=25 kA @ 240 V 1-pole, line protection TM210, FTFM, In=50 A overload protection Ir=50 A permanently set short-circuit protection Ii=10 x In nut keeper kit | 2480 | 1 | ZN | 1
3VA1150-3ED16-0AA0 |  | circuit breaker 3VA1 IEC Frame 160 breaking capacity class N Icu=25 kA @ 240 V 1-pole, line protection TM210, FTFM, In=50 A overload protection Ir=50 A permanently set short-circuit protection Ii=10 x In terminal connection | 2670 | 1 | ZN | 1
3VA1150-3ED22-0AA0 |  | circuit breaker 3VA1 IEC Frame 160 breaking capacity class N Icu=25 kA @ 415 V 2-pole, line protection TM210, FTFM, In=50 A overload protection Ir=50 A permanently set short-circuit protection Ii=10 x In nut keeper kit | 4490 | 1 | ZN | 1
3VA1150-3ED26-0AA0 |  | circuit breaker 3VA1 IEC Frame 160 breaking capacity class N Icu=25 kA @ 415 V 2-pole, line protection TM210, FTFM, In=50 A overload protection Ir=50 A permanently set short-circuit protection Ii=10 x In terminal connection | 4790 | 1 | ZN | 1
3VA1150-3ED32-0AA0 |  | circuit breaker 3VA1 IEC Frame 160 breaking capacity class N Icu=25 kA @ 415 V 3-pole, line protection TM210, FTFM, In=50 A overload protection Ir=50 A permanently set short-circuit protection Ii=10 x In nut keeper kit | 4920 | 1 | ZN | 1
3VA1150-3ED36-0AA0 |  | circuit breaker 3VA1 IEC Frame 160 breaking capacity class N Icu=25 kA @ 415 V 3-pole, line protection TM210, FTFM, In=50 A overload protection Ir=50 A permanently set short-circuit protection Ii=10 x In terminal connection | 5450 | 1 | ZN | 1
3VA1150-3ED42-0AA0 |  | circuit breaker 3VA1 IEC Frame 160 breaking capacity class N Icu=25 kA @ 415 V 4-pole, line protection TM210, FTFM, In=50 A overload protection Ir=50 A permanently set short-circuit protection Ii=10 x In N conductor unprotected nut keeper kit | 6460 | 1 | ZN | 1
3VA1150-3ED46-0AA0 |  | circuit breaker 3VA1 IEC Frame 160 breaking capacity class N Icu=25 kA @ 415 V 4-pole, line protection TM210, FTFM, In=50 A overload protection Ir=50 A permanently set short-circuit protection Ii=10 x In N conductor unprotected terminal connection | 7110 | 1 | ZN | 1
3VA1150-3EE32-0AA0 |  | circuit breaker 3VA1 IEC Frame 160 breaking capacity class N Icu=25 kA @ 415 V 3-pole, line protection TM220, ATFM, In=50 A overload protection Ir=35 A...50 A short-circuit protection Ii=10 x In nut keeper kit | 5030 | 1 | ZN | 1
3VA1150-3EE36-0AA0 |  | circuit breaker 3VA1 IEC Frame 160 breaking capacity class N Icu=25 kA @ 415 V 3-pole, line protection TM220, ATFM, In=50 A overload protection Ir=35 A...50 A short-circuit protection Ii=10 x In terminal connection | 5560 | 1 | ZN | 1
3VA1150-3EE42-0AA0 |  | circuit breaker 3VA1 IEC Frame 160 breaking capacity class N Icu=25 kA @ 415 V 4-pole, line protection TM220, ATFM, In=50 A overload protection Ir=35 A...50 A short-circuit protection Ii=10 x In N conductor unprotected nut keeper kit | 6560 | 1 | ZN | 1
3VA1150-3EE46-0AA0 |  | circuit breaker 3VA1 IEC Frame 160 breaking capacity class N Icu=25 kA @ 415 V 4-pole, line protection TM220, ATFM, In=50 A overload protection Ir=35 A...50 A short-circuit protection Ii=10 x In N conductor unprotected terminal connection | 7320 | 1 | ZN | 1
3VA1150-3EF32-0AA0 |  | circuit breaker 3VA1 IEC Frame 160 breaking capacity class N Icu=25 kA @ 415 V 3-pole, line protection TM240, ATAM, In=50 A overload protection Ir=35 A...50 A short-circuit protection Ii=5...10 x In nut keeper kit | 5340 | 1 | ZN | 1
3VA1150-3EF32-0AF0 |  | circuit breaker 3VA1 IEC Frame 160 breaking capacity class N Icu=25 kA @ 415 V 3-pole, line protection TM240, ATAM, In=50 A overload protection Ir=35 A...50 A short-circuit protection Ii=5...10 x In nut keeper kit 1 auxiliary switch HQ 1 trip alarm switch HQ | 6500 | 1 | ZN | 1
3VA1150-3EF36-0AA0 |  | circuit breaker 3VA1 IEC Frame 160 breaking capacity class N Icu=25 kA @ 415 V 3-pole, line protection TM240, ATAM, In=50 A overload protection Ir=35 A...50 A short-circuit protection Ii=5...10 x In terminal connection | 5850 | 1 | ZN | 1
3VA1150-3EF42-0AA0 |  | circuit breaker 3VA1 IEC Frame 160 breaking capacity class N Icu=25 kA @ 415 V 4-pole, line protection TM240, ATAM, In=50 A overload protection Ir=35 A...50 A short-circuit protection Ii=5...10 x In N conductor unprotected nut keeper kit | 6870 | 1 | ZN | 1
3VA1150-3EF46-0AA0 |  | circuit breaker 3VA1 IEC Frame 160 breaking capacity class N Icu=25 kA @ 415 V 4-pole, line protection TM240, ATAM, In=50 A overload protection Ir=35 A...50 A short-circuit protection Ii=5...10 x In N conductor unprotected terminal connection | 7640 | 1 | ZN | 1
3VA1150-3GD42-0AA0 |  | circuit breaker 3VA1 IEC Frame 160 breaking capacity class N Icu=25 kA @ 415 V 4-pole, line protection TM210, FTFM, In=50 A overload protection Ir=50 A permanently set short-circuit protection Ii=10 x In neutral conductor protection 100% nut keeper kit | 6460 | 1 | ZN | 1
3VA1150-3GD46-0AA0 |  | circuit breaker 3VA1 IEC Frame 160 breaking capacity class N Icu=25 kA @ 415 V 4-pole, line protection TM210, FTFM, In=50 A overload protection Ir=50 A permanently set short-circuit protection Ii=10 x In neutral conductor protection 100% terminal connection | 7110 | 1 | ZN | 1
3VA1150-3GE42-0AA0 |  | circuit breaker 3VA1 IEC Frame 160 breaking capacity class N Icu=25 kA @ 415 V 4-pole, line protection TM220, ATFM, In=50 A overload protection Ir=35 A...50 A short-circuit protection Ii=10 x In neutral conductor protection 100% nut keeper kit | 6560 | 1 | ZN | 1
3VA1150-3GE46-0AA0 |  | circuit breaker 3VA1 IEC Frame 160 breaking capacity class N Icu=25 kA @ 415 V 4-pole, line protection TM220, ATFM, In=50 A overload protection Ir=35 A...50 A short-circuit protection Ii=10 x In neutral conductor protection 100% terminal connection | 7320 | 1 | ZN | 1
3VA1150-3GF42-0AA0 |  | circuit breaker 3VA1 IEC Frame 160 breaking capacity class N Icu=25 kA @ 415 V 4-pole, line protection TM240, ATAM, In=50 A overload protection Ir=35 A...50 A short-circuit protection Ii=5...10 x In neutral conductor protection 100% nut keeper kit | 6870 | 1 | ZN | 1
3VA1150-3GF46-0AA0 |  | circuit breaker 3VA1 IEC Frame 160 breaking capacity class N Icu=25 kA @ 415 V 4-pole, line protection TM240, ATAM, In=50 A overload protection Ir=35 A...50 A short-circuit protection Ii=5...10 x In neutral conductor protection 100% terminal connection | 7640 | 1 | ZN | 1
3VA1150-4ED12-0AA0 |  | circuit breaker 3VA1 IEC Frame 160 breaking capacity class S Icu=36 kA @ 240 V 1-pole, line protection TM210, FTFM, In=50 A overload protection Ir=50 A permanently set short-circuit protection Ii=10 x In nut keeper kit | 2690 | 1 | ZN | 1
3VA1150-4ED16-0AA0 |  | circuit breaker 3VA1 IEC Frame 160 breaking capacity class S Icu=36 kA @ 240 V 1-pole, line protection TM210, FTFM, In=50 A overload protection Ir=50 A permanently set short-circuit protection Ii=10 x In terminal connection | 2850 | 1 | ZN | 1
3VA1150-4ED22-0AA0 |  | circuit breaker 3VA1 IEC Frame 160 breaking capacity class S Icu=36 kA @ 415 V 2-pole, line protection TM210, FTFM, In=50 A overload protection Ir=50 A permanently set short-circuit protection Ii=10 x In nut keeper kit | 4810 | 1 | ZN | 1
3VA1150-4ED26-0AA0 |  | circuit breaker 3VA1 IEC Frame 160 breaking capacity class S Icu=36 kA @ 415 V 2-pole, line protection TM210, FTFM, In=50 A overload protection Ir=50 A permanently set short-circuit protection Ii=10 x In terminal connection | 5180 | 1 | ZN | 1
3VA1150-4ED32-0AA0 |  | circuit breaker 3VA1 IEC Frame 160 breaking capacity class S Icu=36 kA @ 415 V 3-pole, line protection TM210, FTFM, In=50 A overload protection Ir=50 A permanently set short-circuit protection Ii=10 x In nut keeper kit | 5370 | 1 | ZN | 1
3VA1150-4ED36-0AA0 |  | circuit breaker 3VA1 IEC Frame 160 breaking capacity class S Icu=36 kA @ 415 V 3-pole, line protection TM210, FTFM, In=50 A overload protection Ir=50 A permanently set short-circuit protection Ii=10 x In terminal connection | 5890 | 1 | ZN | 1
3VA1150-4ED42-0AA0 |  | circuit breaker 3VA1 IEC Frame 160 breaking capacity class S Icu=36 kA @ 415 V 4-pole, line protection TM210, FTFM, In=50 A overload protection Ir=50 A permanently set short-circuit protection Ii=10 x In N conductor unprotected nut keeper kit | 6950 | 1 | ZN | 1
3VA1150-4ED46-0AA0 |  | circuit breaker 3VA1 IEC Frame 160 breaking capacity class S Icu=36 kA @ 415 V 4-pole, line protection TM210, FTFM, In=50 A overload protection Ir=50 A permanently set short-circuit protection Ii=10 x In N conductor unprotected terminal connection | 7690 | 1 | ZN | 1
3VA1150-4EE32-0AA0 |  | circuit breaker 3VA1 IEC Frame 160 breaking capacity class S Icu=36 kA @ 415 V 3-pole, line protection TM220, ATFM, In=50 A overload protection Ir=35 A...50 A short-circuit protection Ii=10 x In nut keeper kit | 5450 | 1 | ZN | 1
3VA1150-4EE36-0AA0 |  | circuit breaker 3VA1 IEC Frame 160 breaking capacity class S Icu=36 kA @ 415 V 3-pole, line protection TM220, ATFM, In=50 A overload protection Ir=35 A...50 A short-circuit protection Ii=10 x In terminal connection | 6010 | 1 | ZN | 1
3VA1150-4EE42-0AA0 |  | circuit breaker 3VA1 IEC Frame 160 breaking capacity class S Icu=36 kA @ 415 V 4-pole, line protection TM220, ATFM, In=50 A overload protection Ir=35 A...50 A short-circuit protection Ii=10 x In N conductor unprotected nut keeper kit | 7080 | 1 | ZN | 1
3VA1150-4EE46-0AA0 |  | circuit breaker 3VA1 IEC Frame 160 breaking capacity class S Icu=36 kA @ 415 V 4-pole, line protection TM220, ATFM, In=50 A overload protection Ir=35 A...50 A short-circuit protection Ii=10 x In N conductor unprotected terminal connection | 7850 | 1 | ZN | 1
3VA1150-4EF32-0AA0 |  | circuit breaker 3VA1 IEC Frame 160 breaking capacity class S Icu=36 kA @ 415 V 3-pole, line protection TM240, ATAM, In=50 A overload protection Ir=35 A...50 A short-circuit protection Ii=5...10 x In nut keeper kit | 5790 | 1 | ZN | 1
3VA1150-4EF32-0HA0 |  | circuit breaker 3VA1 IEC Frame 160 breaking capacity class S Icu=36 kA @ 415 V 3-pole, line protection TM240, ATAM, In=50 A overload protection Ir=35 A...50 A short-circuit protection Ii=5...10 x In nut keeper kit shunt trip (STL) 12-30 V DC, 24 V AC 50/60 Hz | 7850 | 1 | ZN | 1
3VA1150-4EF36-0AA0 |  | circuit breaker 3VA1 IEC Frame 160 breaking capacity class S Icu=36 kA @ 415 V 3-pole, line protection TM240, ATAM, In=50 A overload protection Ir=35 A...50 A short-circuit protection Ii=5...10 x In terminal connection | 6340 | 1 | ZN | 1
3VA1150-4EF36-0AB0 |  | circuit breaker 3VA1 IEC Frame 160 breaking capacity class S Icu=36 kA @ 415 V 3-pole, line protection TM240, ATAM, In=50 A overload protection Ir=35 A...50 A short-circuit protection Ii=5...10 x In terminal connection 2 auxiliary switches HP | 8020 | 1 | ZN | 1
3VA1150-4EF42-0AA0 |  | circuit breaker 3VA1 IEC Frame 160 breaking capacity class S Icu=36 kA @ 415 V 4-pole, line protection TM240, ATAM, In=50 A overload protection Ir=35 A...50 A short-circuit protection Ii=5...10 x In N conductor unprotected nut keeper kit | 7490 | 1 | ZN | 1
3VA1150-4EF46-0AA0 |  | circuit breaker 3VA1 IEC Frame 160 breaking capacity class S Icu=36 kA @ 415 V 4-pole, line protection TM240, ATAM, In=50 A overload protection Ir=35 A...50 A short-circuit protection Ii=5...10 x In N conductor unprotected terminal connection | 8250 | 1 | ZN | 1
3VA1150-4GD42-0AA0 |  | circuit breaker 3VA1 IEC Frame 160 breaking capacity class S Icu=36 kA @ 415 V 4-pole, line protection TM210, FTFM, In=50 A overload protection Ir=50 A permanently set short-circuit protection Ii=10 x In neutral conductor protection 100% nut keeper kit | 6950 | 1 | ZN | 1
3VA1150-4GD46-0AA0 |  | circuit breaker 3VA1 IEC Frame 160 breaking capacity class S Icu=36 kA @ 415 V 4-pole, line protection TM210, FTFM, In=50 A overload protection Ir=50 A permanently set short-circuit protection Ii=10 x In neutral conductor protection 100% terminal connection | 7690 | 1 | ZN | 1
3VA1150-4GE42-0AA0 |  | circuit breaker 3VA1 IEC Frame 160 breaking capacity class S Icu=36 kA @ 415 V 4-pole, line protection TM220, ATFM, In=50 A overload protection Ir=35 A...50 A short-circuit protection Ii=10 x In neutral conductor protection 100% nut keeper kit | 7080 | 1 | ZN | 1
3VA1150-4GE46-0AA0 |  | circuit breaker 3VA1 IEC Frame 160 breaking capacity class S Icu=36 kA @ 415 V 4-pole, line protection TM220, ATFM, In=50 A overload protection Ir=35 A...50 A short-circuit protection Ii=10 x In neutral conductor protection 100% terminal connection | 7850 | 1 | ZN | 1
3VA1150-4GF42-0AA0 |  | circuit breaker 3VA1 IEC Frame 160 breaking capacity class S Icu=36 kA @ 415 V 4-pole, line protection TM240, ATAM, In=50 A overload protection Ir=35 A...50 A short-circuit protection Ii=5...10 x In neutral conductor protection 100% nut keeper kit | 7490 | 1 | ZN | 1
3VA1150-4GF46-0AA0 |  | circuit breaker 3VA1 IEC Frame 160 breaking capacity class S Icu=36 kA @ 415 V 4-pole, line protection TM240, ATAM, In=50 A overload protection Ir=35 A...50 A short-circuit protection Ii=5...10 x In neutral conductor protection 100% terminal connection | 8250 | 1 | ZN | 1
3VA1150-5ED12-0AA0 |  | circuit breaker 3VA1 IEC Frame 160 breaking capacity class M Icu=55 kA @ 240 V 1-pole, line protection TM210, FTFM, In=50 A overload protection Ir=50 A permanently set short-circuit protection Ii=10 x In nut keeper kit | 2930 | 1 | ZN | 1
3VA1150-5ED16-0AA0 |  | circuit breaker 3VA1 IEC Frame 160 breaking capacity class M Icu=55 kA @ 240 V 1-pole, line protection TM210, FTFM, In=50 A overload protection Ir=50 A permanently set short-circuit protection Ii=10 x In terminal connection | 3150 | 1 | ZN | 1
3VA1150-5ED22-0AA0 |  | circuit breaker 3VA1 IEC Frame 160 breaking capacity class M Icu=55 kA @ 415 V 2-pole, line protection TM210, FTFM, In=50 A overload protection Ir=50 A permanently set short-circuit protection Ii=10 x In nut keeper kit | 5350 | 1 | ZN | 1
3VA1150-5ED26-0AA0 |  | circuit breaker 3VA1 IEC Frame 160 breaking capacity class M Icu=55 kA @ 415 V 2-pole, line protection TM210, FTFM, In=50 A overload protection Ir=50 A permanently set short-circuit protection Ii=10 x In terminal connection | 5720 | 1 | ZN | 1
3VA1150-5ED32-0AA0 |  | circuit breaker 3VA1 IEC Frame 160 breaking capacity class M Icu=55 kA @ 415 V 3-pole, line protection TM210, FTFM, In=50 A overload protection Ir=50 A permanently set short-circuit protection Ii=10 x In nut keeper kit | 5890 | 1 | ZN | 1
3VA1150-5ED36-0AA0 |  | circuit breaker 3VA1 IEC Frame 160 breaking capacity class M Icu=55 kA @ 415 V 3-pole, line protection TM210, FTFM, In=50 A overload protection Ir=50 A permanently set short-circuit protection Ii=10 x In terminal connection | 6480 | 1 | ZN | 1
3VA1150-5ED42-0AA0 |  | circuit breaker 3VA1 IEC Frame 160 breaking capacity class M Icu=55 kA @ 415 V 4-pole, line protection TM210, FTFM, In=50 A overload protection Ir=50 A permanently set short-circuit protection Ii=10 x In N conductor unprotected nut keeper kit | 7650 | 1 | ZN | 1
3VA1150-5ED46-0AA0 |  | circuit breaker 3VA1 IEC Frame 160 breaking capacity class M Icu=55 kA @ 415 V 4-pole, line protection TM210, FTFM, In=50 A overload protection Ir=50 A permanently set short-circuit protection Ii=10 x In N conductor unprotected terminal connection | 8410 | 1 | ZN | 1
3VA1150-5EE32-0AA0 |  | circuit breaker 3VA1 IEC Frame 160 breaking capacity class M Icu=55 kA @ 415 V 3-pole, line protection TM220, ATFM, In=50 A overload protection Ir=35 A...50 A short-circuit protection Ii=10 x In nut keeper kit | 6010 | 1 | ZN | 1
3VA1150-5EE36-0AA0 |  | circuit breaker 3VA1 IEC Frame 160 breaking capacity class M Icu=55 kA @ 415 V 3-pole, line protection TM220, ATFM, In=50 A overload protection Ir=35 A...50 A short-circuit protection Ii=10 x In terminal connection | 6580 | 1 | ZN | 1
3VA1150-5EE42-0AA0 |  | circuit breaker 3VA1 IEC Frame 160 breaking capacity class M Icu=55 kA @ 415 V 4-pole, line protection TM220, ATFM, In=50 A overload protection Ir=35 A...50 A short-circuit protection Ii=10 x In N conductor unprotected nut keeper kit | 7830 | 1 | ZN | 1
3VA1150-5EE46-0AA0 |  | circuit breaker 3VA1 IEC Frame 160 breaking capacity class M Icu=55 kA @ 415 V 4-pole, line protection TM220, ATFM, In=50 A overload protection Ir=35 A...50 A short-circuit protection Ii=10 x In N conductor unprotected terminal connection | 8570 | 1 | ZN | 1
3VA1150-5EF32-0AA0 |  | circuit breaker 3VA1 IEC Frame 160 breaking capacity class M Icu=55 kA @ 415 V 3-pole, line protection TM240, ATAM, In=50 A overload protection Ir=35 A...50 A short-circuit protection Ii=5...10 x In nut keeper kit | 6350 | 1 | ZN | 1
3VA1150-5EF32-0BH0 |  | circuit breaker 3VA1 IEC Frame 160 breaking capacity class M Icu=55 kA @ 415 V 3-pole, line protection TM240, ATAM, In=50 A overload protection Ir=35 A...50 A short-circuit protection Ii=5...10 x In nut keeper kit undervoltage release (UVR) 24 V DC 2 auxiliary switches HQ 1 trip alarm switch HQ | 10800 | 1 | ZN | 1
3VA1150-5EF36-0AA0 |  | circuit breaker 3VA1 IEC Frame 160 breaking capacity class M Icu=55 kA @ 415 V 3-pole, line protection TM240, ATAM, In=50 A overload protection Ir=35 A...50 A short-circuit protection Ii=5...10 x In terminal connection | 6870 | 1 | ZN | 1
3VA1150-5EF36-0AB0 |  | circuit breaker 3VA1 IEC Frame 160 breaking capacity class M Icu=55 kA @ 415 V 3-pole, line protection TM240, ATAM, In=50 A overload protection Ir=35 A...50 A short-circuit protection Ii=5...10 x In terminal connection 2 auxiliary switches HP | 8630 | 1 | ZN | 1
3VA1150-5EF42-0AA0 |  | circuit breaker 3VA1 IEC Frame 160 breaking capacity class M Icu=55 kA @ 415 V 4-pole, line protection TM240, ATAM, In=50 A overload protection Ir=35 A...50 A short-circuit protection Ii=5...10 x In N conductor unprotected nut keeper kit | 8250 | 1 | ZN | 1
3VA1150-5EF46-0AA0 |  | circuit breaker 3VA1 IEC Frame 160 breaking capacity class M Icu=55 kA @ 415 V 4-pole, line protection TM240, ATAM, In=50 A overload protection Ir=35 A...50 A short-circuit protection Ii=5...10 x In N conductor unprotected terminal connection | 8940 | 1 | ZN | 1
3VA1150-5GD42-0AA0 |  | circuit breaker 3VA1 IEC Frame 160 breaking capacity class M Icu=55 kA @ 415 V 4-pole, line protection TM210, FTFM, In=50 A overload protection Ir=50 A permanently set short-circuit protection Ii=10 x In neutral conductor protection 100% nut keeper kit | 7650 | 1 | ZN | 1
3VA1150-5GD46-0AA0 |  | circuit breaker 3VA1 IEC Frame 160 breaking capacity class M Icu=55 kA @ 415 V 4-pole, line protection TM210, FTFM, In=50 A overload protection Ir=50 A permanently set short-circuit protection Ii=10 x In neutral conductor protection 100% terminal connection | 8410 | 1 | ZN | 1
3VA1150-5GE42-0AA0 |  | circuit breaker 3VA1 IEC Frame 160 breaking capacity class M Icu=55 kA @ 415 V 4-pole, line protection TM220, ATFM, In=50 A overload protection Ir=35 A...50 A short-circuit protection Ii=10 x In neutral conductor protection 100% nut keeper kit | 7830 | 1 | ZN | 1
3VA1150-5GE46-0AA0 |  | circuit breaker 3VA1 IEC Frame 160 breaking capacity class M Icu=55 kA @ 415 V 4-pole, line protection TM220, ATFM, In=50 A overload protection Ir=35 A...50 A short-circuit protection Ii=10 x In neutral conductor protection 100% terminal connection | 8570 | 1 | ZN | 1
3VA1150-5GF42-0AA0 |  | circuit breaker 3VA1 IEC Frame 160 breaking capacity class M Icu=55 kA @ 415 V 4-pole, line protection TM240, ATAM, In=50 A overload protection Ir=35 A...50 A short-circuit protection Ii=5...10 x In neutral conductor protection 100% nut keeper kit | 8250 | 1 | ZN | 1
3VA1150-5GF46-0AA0 |  | circuit breaker 3VA1 IEC Frame 160 breaking capacity class M Icu=55 kA @ 415 V 4-pole, line protection TM240, ATAM, In=50 A overload protection Ir=35 A...50 A short-circuit protection Ii=5...10 x In neutral conductor protection 100% terminal connection | 8940 | 1 | ZN | 1
3VA1150-5MH32-0AA0 |  | circuit breaker 3VA1 IEC Frame 160 breaking capacity class M Icu=55 kA @ 415 V 3-pole, starter protection TM120M, AM, In=50 A without overload protection short-circuit protection Ii=7...16 x In nut keeper kit | 6350 | 1 | ZN | 1
3VA1150-5MH36-0AA0 |  | circuit breaker 3VA1 IEC Frame 160 breaking capacity class M Icu=55 kA @ 415 V 3-pole, starter protection TM120M, AM, In=50 A without overload protection short-circuit protection Ii=7...16 x In terminal connection | 6870 | 1 | ZN | 1
3VA1150-6ED32-0AA0 |  | circuit breaker 3VA1 IEC Frame 160 breaking capacity class H Icu=70 kA @ 415 V 3-pole, line protection TM210, FTFM, In=50 A overload protection Ir=50 A permanently set short-circuit protection Ii=10 x In nut keeper kit | 6460 | 1 | ZN | 1
3VA1150-6ED36-0AA0 |  | circuit breaker 3VA1 IEC Frame 160 breaking capacity class H Icu=70 kA @ 415 V 3-pole, line protection TM210, FTFM, In=50 A overload protection Ir=50 A permanently set short-circuit protection Ii=10 x In terminal connection | 6960 | 1 | ZN | 1
3VA1150-6ED42-0AA0 |  | circuit breaker 3VA1 IEC Frame 160 breaking capacity class H Icu=70 kA @ 415 V 4-pole, line protection TM210, FTFM, In=50 A overload protection Ir=50 A permanently set short-circuit protection Ii=10 x In N conductor unprotected nut keeper kit | 8350 | 1 | ZN | 1
3VA1150-6ED46-0AA0 |  | circuit breaker 3VA1 IEC Frame 160 breaking capacity class H Icu=70 kA @ 415 V 4-pole, line protection TM210, FTFM, In=50 A overload protection Ir=50 A permanently set short-circuit protection Ii=10 x In N conductor unprotected terminal connection | 9100 | 1 | ZN | 1
3VA1150-6EE32-0AA0 |  | circuit breaker 3VA1 IEC Frame 160 breaking capacity class H Icu=70 kA @ 415 V 3-pole, line protection TM220, ATFM, In=50 A overload protection Ir=35 A...50 A short-circuit protection Ii=10 x In nut keeper kit | 6580 | 1 | ZN | 1
3VA1150-6EE36-0AA0 |  | circuit breaker 3VA1 IEC Frame 160 breaking capacity class H Icu=70 kA @ 415 V 3-pole, line protection TM220, ATFM, In=50 A overload protection Ir=35 A...50 A short-circuit protection Ii=10 x In terminal connection | 7080 | 1 | ZN | 1
3VA1150-6EE42-0AA0 |  | circuit breaker 3VA1 IEC Frame 160 breaking capacity class H Icu=70 kA @ 415 V 4-pole, line protection TM220, ATFM, In=50 A overload protection Ir=35 A...50 A short-circuit protection Ii=10 x In N conductor unprotected nut keeper kit | 8570 | 1 | ZN | 1
3VA1150-6EE46-0AA0 |  | circuit breaker 3VA1 IEC Frame 160 breaking capacity class H Icu=70 kA @ 415 V 4-pole, line protection TM220, ATFM, In=50 A overload protection Ir=35 A...50 A short-circuit protection Ii=10 x In N conductor unprotected terminal connection | 9290 | 1 | ZN | 1
3VA1150-6EF32-0AA0 |  | circuit breaker 3VA1 IEC Frame 160 breaking capacity class H Icu=70 kA @ 415 V 3-pole, line protection TM240, ATAM, In=50 A overload protection Ir=35 A...50 A short-circuit protection Ii=5...10 x In nut keeper kit | 6880 | 1 | ZN | 1
3VA1150-6EF36-0AA0 |  | circuit breaker 3VA1 IEC Frame 160 breaking capacity class H Icu=70 kA @ 415 V 3-pole, line protection TM240, ATAM, In=50 A overload protection Ir=35 A...50 A short-circuit protection Ii=5...10 x In terminal connection | 7460 | 1 | ZN | 1
3VA1150-6EF42-0AA0 |  | circuit breaker 3VA1 IEC Frame 160 breaking capacity class H Icu=70 kA @ 415 V 4-pole, line protection TM240, ATAM, In=50 A overload protection Ir=35 A...50 A short-circuit protection Ii=5...10 x In N conductor unprotected nut keeper kit | 8970 | 1 | ZN | 1
3VA1150-6EF46-0AA0 |  | circuit breaker 3VA1 IEC Frame 160 breaking capacity class H Icu=70 kA @ 415 V 4-pole, line protection TM240, ATAM, In=50 A overload protection Ir=35 A...50 A short-circuit protection Ii=5...10 x In N conductor unprotected terminal connection | 9680 | 1 | ZN | 1
3VA1150-6GD42-0AA0 |  | circuit breaker 3VA1 IEC Frame 160 breaking capacity class H Icu=70 kA @ 415 V 4-pole, line protection TM210, FTFM, In=50 A overload protection Ir=50 A permanently set short-circuit protection Ii=10 x In neutral conductor protection 100% nut keeper kit | 8350 | 1 | ZN | 1
3VA1150-6GD46-0AA0 |  | circuit breaker 3VA1 IEC Frame 160 breaking capacity class H Icu=70 kA @ 415 V 4-pole, line protection TM210, FTFM, In=50 A overload protection Ir=50 A permanently set short-circuit protection Ii=10 x In neutral conductor protection 100% terminal connection | 9100 | 1 | ZN | 1
3VA1150-6GE42-0AA0 |  | circuit breaker 3VA1 IEC Frame 160 breaking capacity class H Icu=70 kA @ 415 V 4-pole, line protection TM220, ATFM, In=50 A overload protection Ir=35 A...50 A short-circuit protection Ii=10 x In neutral conductor protection 100% nut keeper kit | 8570 | 1 | ZN | 1
3VA1150-6GE46-0AA0 |  | circuit breaker 3VA1 IEC Frame 160 breaking capacity class H Icu=70 kA @ 415 V 4-pole, line protection TM220, ATFM, In=50 A overload protection Ir=35 A...50 A short-circuit protection Ii=10 x In neutral conductor protection 100% terminal connection | 9290 | 1 | ZN | 1
3VA1150-6GF42-0AA0 |  | circuit breaker 3VA1 IEC Frame 160 breaking capacity class H Icu=70 kA @ 415 V 4-pole, line protection TM240, ATAM, In=50 A overload protection Ir=35 A...50 A short-circuit protection Ii=5...10 x In neutral conductor protection 100% nut keeper kit | 8970 | 1 | ZN | 1
3VA1150-6GF46-0AA0 |  | circuit breaker 3VA1 IEC Frame 160 breaking capacity class H Icu=70 kA @ 415 V 4-pole, line protection TM240, ATAM, In=50 A overload protection Ir=35 A...50 A short-circuit protection Ii=5...10 x In neutral conductor protection 100% terminal connection | 9680 | 1 | ZN | 1
3VA1150-6MH32-0AA0 |  | circuit breaker 3VA1 IEC Frame 160 breaking capacity class H Icu=70 kA @ 415 V 3-pole, starter protection TM120M, AM, In=50 A without overload protection short-circuit protection Ii=7...16 x In nut keeper kit | 6880 | 1 | ZN | 1
3VA1150-6MH36-0AA0 |  | circuit breaker 3VA1 IEC Frame 160 breaking capacity class H Icu=70 kA @ 415 V 3-pole, starter protection TM120M, AM, In=50 A without overload protection short-circuit protection Ii=7...16 x In terminal connection | 7460 | 1 | ZN | 1
3VA1163-1AA32-0AA0 |  | switch disconnector 3VA1 IEC frame 160 3-pole SD100, In=63A without overload protection w/o short-circuit protection nut keeper kit | 4360 | 1 | ZN | 1
3VA1163-1AA36-0AA0 |  | switch disconnector 3VA1 IEC frame 160 3-pole SD100, In=63A without overload protection w/o short-circuit protection clamp connection | 4870 | 1 | ZN | 1
3VA1163-1AA36-0AD0 |  | switch disconnector 3VA1 IEC frame 160 3-pole SD100, In=63A without overload protection w/o short-circuit protection clamp connection 3 auxiliary switches HQ | 6640 | 1 | ZN | 1
3VA1163-1AA36-0DH0 |  | switch disconnector 3VA1 IEC frame 160 3-pole SD100, In=63A without overload protection w/o short-circuit protection clamp connection undervoltage release (UVR) 208-230V AC 50/60Hz 2 auxiliary switches HQ 1 trip alarm switch HQ | 9360 | 1 | ZN | 1
3VA1163-1AA42-0AA0 |  | switch disconnector 3VA1 IEC frame 160 4-pole SD100, In=63A without overload protection w/o short-circuit protection nut keeper kit | 5610 | 1 | ZN | 1
3VA1163-1AA42-0AB0 |  | switch disconnector 3VA1 IEC frame 160 4-pole SD100, In=63A without overload protection w/o short-circuit protection nut keeper kit 2 auxiliary switches HP | 7380 | 1 | ZN | 1
3VA1163-1AA46-0AA0 |  | switch disconnector 3VA1 IEC frame 160 4-pole SD100, In=63A without overload protection w/o short-circuit protection clamp connection | 6370 | 1 | ZN | 1
3VA1163-3ED12-0AA0 |  | circuit breaker 3VA1 IEC Frame 160 breaking capacity class N Icu=25 kA @ 240 V 1-pole, line protection TM210, FTFM, In=63 A overload protection Ir=63 A permanently set short-circuit protection Ii=10 x In nut keeper kit | 2480 | 1 | ZN | 1
3VA1163-3ED16-0AA0 |  | circuit breaker 3VA1 IEC Frame 160 breaking capacity class N Icu=25 kA @ 240 V 1-pole, line protection TM210, FTFM, In=63 A overload protection Ir=63 A permanently set short-circuit protection Ii=10 x In terminal connection | 2670 | 1 | ZN | 1
3VA1163-3ED22-0AA0 |  | circuit breaker 3VA1 IEC Frame 160 breaking capacity class N Icu=25 kA @ 415 V 2-pole, line protection TM210, FTFM, In=63 A overload protection Ir=63 A permanently set short-circuit protection Ii=10 x In nut keeper kit | 4490 | 1 | ZN | 1
3VA1163-3ED26-0AA0 |  | circuit breaker 3VA1 IEC Frame 160 breaking capacity class N Icu=25 kA @ 415 V 2-pole, line protection TM210, FTFM, In=63 A overload protection Ir=63 A permanently set short-circuit protection Ii=10 x In terminal connection | 4790 | 1 | ZN | 1
3VA1163-3ED32-0AA0 |  | circuit breaker 3VA1 IEC Frame 160 breaking capacity class N Icu=25 kA @ 415 V 3-pole, line protection TM210, FTFM, In=63 A overload protection Ir=63 A permanently set short-circuit protection Ii=10 x In nut keeper kit | 4920 | 1 | ZN | 1
3VA1163-3ED36-0AA0 |  | circuit breaker 3VA1 IEC Frame 160 breaking capacity class N Icu=25 kA @ 415 V 3-pole, line protection TM210, FTFM, In=63 A overload protection Ir=63 A permanently set short-circuit protection Ii=10 x In terminal connection | 5450 | 1 | ZN | 1
3VA1163-3ED42-0AA0 |  | circuit breaker 3VA1 IEC Frame 160 breaking capacity class N Icu=25 kA @ 415 V 4-pole, line protection TM210, FTFM, In=63 A overload protection Ir=63 A permanently set short-circuit protection Ii=10 x In N conductor unprotected nut keeper kit | 6460 | 1 | ZN | 1
3VA1163-3ED46-0AA0 |  | circuit breaker 3VA1 IEC Frame 160 breaking capacity class N Icu=25 kA @ 415 V 4-pole, line protection TM210, FTFM, In=63 A overload protection Ir=63 A permanently set short-circuit protection Ii=10 x In N conductor unprotected terminal connection | 7110 | 1 | ZN | 1
3VA1163-3EE32-0AA0 |  | circuit breaker 3VA1 IEC Frame 160 breaking capacity class N Icu=25 kA @ 415 V 3-pole, line protection TM220, ATFM, In=63 A overload protection Ir=44 A...63 A short-circuit protection Ii=10 x In nut keeper kit | 5030 | 1 | ZN | 1
3VA1163-3EE36-0AA0 |  | circuit breaker 3VA1 IEC Frame 160 breaking capacity class N Icu=25 kA @ 415 V 3-pole, line protection TM220, ATFM, In=63 A overload protection Ir=44 A...63 A short-circuit protection Ii=10 x In terminal connection | 5560 | 1 | ZN | 1
3VA1163-3EE42-0AA0 |  | circuit breaker 3VA1 IEC Frame 160 breaking capacity class N Icu=25 kA @ 415 V 4-pole, line protection TM220, ATFM, In=63 A overload protection Ir=44 A...63 A short-circuit protection Ii=10 x In N conductor unprotected nut keeper kit | 6560 | 1 | ZN | 1
3VA1163-3EE46-0AA0 |  | circuit breaker 3VA1 IEC Frame 160 breaking capacity class N Icu=25 kA @ 415 V 4-pole, line protection TM220, ATFM, In=63 A overload protection Ir=44 A...63 A short-circuit protection Ii=10 x In N conductor unprotected terminal connection | 7320 | 1 | ZN | 1
3VA1163-3EF32-0AA0 |  | circuit breaker 3VA1 IEC Frame 160 breaking capacity class N Icu=25 kA @ 415 V 3-pole, line protection TM240, ATAM, In=63 A overload protection Ir=44 A...63 A short-circuit protection Ii=5...10 x In nut keeper kit | 5340 | 1 | ZN | 1
3VA1163-3EF32-0AH0 |  | circuit breaker 3VA1 IEC Frame 160 breaking capacity class N Icu=25 kA @ 415 V 3-pole, line protection TM240, ATAM, In=63 A overload protection Ir=44 A...63 A short-circuit protection Ii=5...10 x In nut keeper kit 2 auxiliary switches HQ 1 trip alarm switch HQ | 7040 | 1 | ZN | 1
3VA1163-3EF32-0JA0 |  | circuit breaker 3VA1 IEC Frame 160 breaking capacity class N Icu=25 kA @ 415 V 3-pole, line protection TM240, ATAM, In=63 A overload protection Ir=44 A...63 A short-circuit protection Ii=5...10 x In nut keeper kit shunt trip (STL) 110-127 V DC, AC 50/60 Hz | 7400 | 1 | ZN | 1
3VA1163-3EF36-0AA0 |  | circuit breaker 3VA1 IEC Frame 160 breaking capacity class N Icu=25 kA @ 415 V 3-pole, line protection TM240, ATAM, In=63 A overload protection Ir=44 A...63 A short-circuit protection Ii=5...10 x In terminal connection | 5850 | 1 | ZN | 1
3VA1163-3EF36-0AB0 |  | circuit breaker 3VA1 IEC Frame 160 breaking capacity class N Icu=25 kA @ 415 V 3-pole, line protection TM240, ATAM, In=63 A overload protection Ir=44 A...63 A short-circuit protection Ii=5...10 x In terminal connection 2 auxiliary switches HP | 7620 | 1 | ZN | 1
3VA1163-3EF36-0DC0 |  | circuit breaker 3VA1 IEC Frame 160 breaking capacity class N Icu=25 kA @ 415 V 3-pole, line protection TM240, ATAM, In=63 A overload protection Ir=44 A...63 A short-circuit protection Ii=5...10 x In terminal connection undervoltage release (UVR) 208-230 V AC 50/60 Hz 2 auxiliary switches HQ | 9700 | 1 | ZN | 1
3VA1163-3EF42-0AA0 |  | circuit breaker 3VA1 IEC Frame 160 breaking capacity class N Icu=25 kA @ 415 V 4-pole, line protection TM240, ATAM, In=63 A overload protection Ir=44 A...63 A short-circuit protection Ii=5...10 x In N conductor unprotected nut keeper kit | 6870 | 1 | ZN | 1
3VA1163-3EF46-0AA0 |  | circuit breaker 3VA1 IEC Frame 160 breaking capacity class N Icu=25 kA @ 415 V 4-pole, line protection TM240, ATAM, In=63 A overload protection Ir=44 A...63 A short-circuit protection Ii=5...10 x In N conductor unprotected terminal connection | 7640 | 1 | ZN | 1
3VA1163-3GD42-0AA0 |  | circuit breaker 3VA1 IEC Frame 160 breaking capacity class N Icu=25 kA @ 415 V 4-pole, line protection TM210, FTFM, In=63 A overload protection Ir=63 A permanently set short-circuit protection Ii=10 x In neutral conductor protection 100% nut keeper kit | 6460 | 1 | ZN | 1
3VA1163-3GD46-0AA0 |  | circuit breaker 3VA1 IEC Frame 160 breaking capacity class N Icu=25 kA @ 415 V 4-pole, line protection TM210, FTFM, In=63 A overload protection Ir=63 A permanently set short-circuit protection Ii=10 x In neutral conductor protection 100% terminal connection | 7110 | 1 | ZN | 1
3VA1163-3GE42-0AA0 |  | circuit breaker 3VA1 IEC Frame 160 breaking capacity class N Icu=25 kA @ 415 V 4-pole, line protection TM220, ATFM, In=63 A overload protection Ir=44 A...63 A short-circuit protection Ii=10 x In neutral conductor protection 100% nut keeper kit | 6560 | 1 | ZN | 1
3VA1163-3GE46-0AA0 |  | circuit breaker 3VA1 IEC Frame 160 breaking capacity class N Icu=25 kA @ 415 V 4-pole, line protection TM220, ATFM, In=63 A overload protection Ir=44 A...63 A short-circuit protection Ii=10 x In neutral conductor protection 100% terminal connection | 7320 | 1 | ZN | 1
3VA1163-3GF42-0AA0 |  | circuit breaker 3VA1 IEC Frame 160 breaking capacity class N Icu=25 kA @ 415 V 4-pole, line protection TM240, ATAM, In=63 A overload protection Ir=44 A...63 A short-circuit protection Ii=5...10 x In neutral conductor protection 100% nut keeper kit | 6870 | 1 | ZN | 1
3VA1163-3GF46-0AA0 |  | circuit breaker 3VA1 IEC Frame 160 breaking capacity class N Icu=25 kA @ 415 V 4-pole, line protection TM240, ATAM, In=63 A overload protection Ir=44 A...63 A short-circuit protection Ii=5...10 x In neutral conductor protection 100% terminal connection | 7640 | 1 | ZN | 1
3VA1163-4ED12-0AA0 |  | circuit breaker 3VA1 IEC Frame 160 breaking capacity class S Icu=36 kA @ 240 V 1-pole, line protection TM210, FTFM, In=63 A overload protection Ir=63 A permanently set short-circuit protection Ii=10 x In nut keeper kit | 2690 | 1 | ZN | 1
3VA1163-4ED16-0AA0 |  | circuit breaker 3VA1 IEC Frame 160 breaking capacity class S Icu=36 kA @ 240 V 1-pole, line protection TM210, FTFM, In=63 A overload protection Ir=63 A permanently set short-circuit protection Ii=10 x In terminal connection | 2850 | 1 | ZN | 1
3VA1163-4ED22-0AA0 |  | circuit breaker 3VA1 IEC Frame 160 breaking capacity class S Icu=36 kA @ 415 V 2-pole, line protection TM210, FTFM, In=63 A overload protection Ir=63 A permanently set short-circuit protection Ii=10 x In nut keeper kit | 4810 | 1 | ZN | 1
3VA1163-4ED26-0AA0 |  | circuit breaker 3VA1 IEC Frame 160 breaking capacity class S Icu=36 kA @ 415 V 2-pole, line protection TM210, FTFM, In=63 A overload protection Ir=63 A permanently set short-circuit protection Ii=10 x In terminal connection | 5180 | 1 | ZN | 1
3VA1163-4ED32-0AA0 |  | circuit breaker 3VA1 IEC Frame 160 breaking capacity class S Icu=36 kA @ 415 V 3-pole, line protection TM210, FTFM, In=63 A overload protection Ir=63 A permanently set short-circuit protection Ii=10 x In nut keeper kit | 5370 | 1 | ZN | 1
3VA1163-4ED36-0AA0 |  | circuit breaker 3VA1 IEC Frame 160 breaking capacity class S Icu=36 kA @ 415 V 3-pole, line protection TM210, FTFM, In=63 A overload protection Ir=63 A permanently set short-circuit protection Ii=10 x In terminal connection | 5890 | 1 | ZN | 1
3VA1163-4ED42-0AA0 |  | circuit breaker 3VA1 IEC Frame 160 breaking capacity class S Icu=36 kA @ 415 V 4-pole, line protection TM210, FTFM, In=63 A overload protection Ir=63 A permanently set short-circuit protection Ii=10 x In N conductor unprotected nut keeper kit | 6950 | 1 | ZN | 1
3VA1163-4ED46-0AA0 |  | circuit breaker 3VA1 IEC Frame 160 breaking capacity class S Icu=36 kA @ 415 V 4-pole, line protection TM210, FTFM, In=63 A overload protection Ir=63 A permanently set short-circuit protection Ii=10 x In N conductor unprotected terminal connection | 7690 | 1 | ZN | 1
3VA1163-4EE32-0AA0 |  | circuit breaker 3VA1 IEC Frame 160 breaking capacity class S Icu=36 kA @ 415 V 3-pole, line protection TM220, ATFM, In=63 A overload protection Ir=44 A...63 A short-circuit protection Ii=10 x In nut keeper kit | 5450 | 1 | ZN | 1
3VA1163-4EE36-0AA0 |  | circuit breaker 3VA1 IEC Frame 160 breaking capacity class S Icu=36 kA @ 415 V 3-pole, line protection TM220, ATFM, In=63 A overload protection Ir=44 A...63 A short-circuit protection Ii=10 x In terminal connection | 6010 | 1 | ZN | 1
3VA1163-4EE42-0AA0 |  | circuit breaker 3VA1 IEC Frame 160 breaking capacity class S Icu=36 kA @ 415 V 4-pole, line protection TM220, ATFM, In=63 A overload protection Ir=44 A...63 A short-circuit protection Ii=10 x In N conductor unprotected nut keeper kit | 7080 | 1 | ZN | 1
3VA1163-4EE46-0AA0 |  | circuit breaker 3VA1 IEC Frame 160 breaking capacity class S Icu=36 kA @ 415 V 4-pole, line protection TM220, ATFM, In=63 A overload protection Ir=44 A...63 A short-circuit protection Ii=10 x In N conductor unprotected terminal connection | 7850 | 1 | ZN | 1
3VA1163-4EF32-0AA0 |  | circuit breaker 3VA1 IEC Frame 160 breaking capacity class S Icu=36 kA @ 415 V 3-pole, line protection TM240, ATAM, In=63 A overload protection Ir=44 A...63 A short-circuit protection Ii=5...10 x In nut keeper kit | 5790 | 1 | ZN | 1
3VA1163-4EF32-0CH0 |  | circuit breaker 3VA1 IEC Frame 160 breaking capacity class S Icu=36 kA @ 415 V 3-pole, line protection TM240, ATAM, In=63 A overload protection Ir=44 A...63 A short-circuit protection Ii=5...10 x In nut keeper kit undervoltage release (UVR) 120-127 V AC 50/60 Hz 2 auxiliary switches HQ 1 trip alarm switch HQ | 10300 | 1 | ZN | 1
3VA1163-4EF32-0HA0 |  | circuit breaker 3VA1 IEC Frame 160 breaking capacity class S Icu=36 kA @ 415 V 3-pole, line protection TM240, ATAM, In=63 A overload protection Ir=44 A...63 A short-circuit protection Ii=5...10 x In nut keeper kit shunt trip (STL) 12-30 V DC, 24 V AC 50/60 Hz | 7850 | 1 | ZN | 1
3VA1163-4EF36-0AA0 |  | circuit breaker 3VA1 IEC Frame 160 breaking capacity class S Icu=36 kA @ 415 V 3-pole, line protection TM240, ATAM, In=63 A overload protection Ir=44 A...63 A short-circuit protection Ii=5...10 x In terminal connection | 6340 | 1 | ZN | 1
3VA1163-4EF42-0AA0 |  | circuit breaker 3VA1 IEC Frame 160 breaking capacity class S Icu=36 kA @ 415 V 4-pole, line protection TM240, ATAM, In=63 A overload protection Ir=44 A...63 A short-circuit protection Ii=5...10 x In N conductor unprotected nut keeper kit | 7490 | 1 | ZN | 1
3VA1163-4EF46-0AA0 |  | circuit breaker 3VA1 IEC Frame 160 breaking capacity class S Icu=36 kA @ 415 V 4-pole, line protection TM240, ATAM, In=63 A overload protection Ir=44 A...63 A short-circuit protection Ii=5...10 x In N conductor unprotected terminal connection | 8250 | 1 | ZN | 1
3VA1163-4GD42-0AA0 |  | circuit breaker 3VA1 IEC Frame 160 breaking capacity class S Icu=36 kA @ 415 V 4-pole, line protection TM210, FTFM, In=63 A overload protection Ir=63 A permanently set short-circuit protection Ii=10 x In neutral conductor protection 100% nut keeper kit | 6950 | 1 | ZN | 1
3VA1163-4GD46-0AA0 |  | circuit breaker 3VA1 IEC Frame 160 breaking capacity class S Icu=36 kA @ 415 V 4-pole, line protection TM210, FTFM, In=63 A overload protection Ir=63 A permanently set short-circuit protection Ii=10 x In neutral conductor protection 100% terminal connection | 7690 | 1 | ZN | 1
3VA1163-4GE42-0AA0 |  | circuit breaker 3VA1 IEC Frame 160 breaking capacity class S Icu=36 kA @ 415 V 4-pole, line protection TM220, ATFM, In=63 A overload protection Ir=44 A...63 A short-circuit protection Ii=10 x In neutral conductor protection 100% nut keeper kit | 7080 | 1 | ZN | 1
3VA1163-4GE46-0AA0 |  | circuit breaker 3VA1 IEC Frame 160 breaking capacity class S Icu=36 kA @ 415 V 4-pole, line protection TM220, ATFM, In=63 A overload protection Ir=44 A...63 A short-circuit protection Ii=10 x In neutral conductor protection 100% terminal connection | 7850 | 1 | ZN | 1
3VA1163-4GF42-0AA0 |  | circuit breaker 3VA1 IEC Frame 160 breaking capacity class S Icu=36 kA @ 415 V 4-pole, line protection TM240, ATAM, In=63 A overload protection Ir=44 A...63 A short-circuit protection Ii=5...10 x In neutral conductor protection 100% nut keeper kit | 7490 | 1 | ZN | 1
3VA1163-4GF46-0AA0 |  | circuit breaker 3VA1 IEC Frame 160 breaking capacity class S Icu=36 kA @ 415 V 4-pole, line protection TM240, ATAM, In=63 A overload protection Ir=44 A...63 A short-circuit protection Ii=5...10 x In neutral conductor protection 100% terminal connection | 8250 | 1 | ZN | 1
3VA1163-5ED12-0AA0 |  | circuit breaker 3VA1 IEC Frame 160 breaking capacity class M Icu=55 kA @ 240 V 1-pole, line protection TM210, FTFM, In=63 A overload protection Ir=63 A permanently set short-circuit protection Ii=10 x In nut keeper kit | 2930 | 1 | ZN | 1
3VA1163-5ED16-0AA0 |  | circuit breaker 3VA1 IEC Frame 160 breaking capacity class M Icu=55 kA @ 240 V 1-pole, line protection TM210, FTFM, In=63 A overload protection Ir=63 A permanently set short-circuit protection Ii=10 x In terminal connection | 3150 | 1 | ZN | 1
3VA1163-5ED22-0AA0 |  | circuit breaker 3VA1 IEC Frame 160 breaking capacity class M Icu=55 kA @ 415 V 2-pole, line protection TM210, FTFM, In=63 A overload protection Ir=63 A permanently set short-circuit protection Ii=10 x In nut keeper kit | 5350 | 1 | ZN | 1
3VA1163-5ED26-0AA0 |  | circuit breaker 3VA1 IEC Frame 160 breaking capacity class M Icu=55 kA @ 415 V 2-pole, line protection TM210, FTFM, In=63 A overload protection Ir=63 A permanently set short-circuit protection Ii=10 x In terminal connection | 5720 | 1 | ZN | 1
3VA1163-5ED32-0AA0 |  | circuit breaker 3VA1 IEC Frame 160 breaking capacity class M Icu=55 kA @ 415 V 3-pole, line protection TM210, FTFM, In=63 A overload protection Ir=63 A permanently set short-circuit protection Ii=10 x In nut keeper kit | 5890 | 1 | ZN | 1
3VA1163-5ED36-0AA0 |  | circuit breaker 3VA1 IEC Frame 160 breaking capacity class M Icu=55 kA @ 415 V 3-pole, line protection TM210, FTFM, In=63 A overload protection Ir=63 A permanently set short-circuit protection Ii=10 x In terminal connection | 6480 | 1 | ZN | 1
3VA1163-5ED42-0AA0 |  | circuit breaker 3VA1 IEC Frame 160 breaking capacity class M Icu=55 kA @ 415 V 4-pole, line protection TM210, FTFM, In=63 A overload protection Ir=63 A permanently set short-circuit protection Ii=10 x In N conductor unprotected nut keeper kit | 7650 | 1 | ZN | 1
3VA1163-5ED46-0AA0 |  | circuit breaker 3VA1 IEC Frame 160 breaking capacity class M Icu=55 kA @ 415 V 4-pole, line protection TM210, FTFM, In=63 A overload protection Ir=63 A permanently set short-circuit protection Ii=10 x In N conductor unprotected terminal connection | 8410 | 1 | ZN | 1
3VA1163-5EE32-0AA0 |  | circuit breaker 3VA1 IEC Frame 160 breaking capacity class M Icu=55 kA @ 415 V 3-pole, line protection TM220, ATFM, In=63 A overload protection Ir=44 A...63 A short-circuit protection Ii=10 x In nut keeper kit | 6010 | 1 | ZN | 1
3VA1163-5EE32-0AC0 |  | circuit breaker 3VA1 IEC Frame 160 breaking capacity class M Icu=55 kA @ 415 V 3-pole, line protection TM220, ATFM, In=63 A overload protection Ir=44 A...63 A short-circuit protection Ii=10 x In nut keeper kit 2 auxiliary switches HQ | 7190 | 1 | ZN | 1
3VA1163-5EE36-0AA0 |  | circuit breaker 3VA1 IEC Frame 160 breaking capacity class M Icu=55 kA @ 415 V 3-pole, line protection TM220, ATFM, In=63 A overload protection Ir=44 A...63 A short-circuit protection Ii=10 x In terminal connection | 6580 | 1 | ZN | 1
3VA1163-5EE42-0AA0 |  | circuit breaker 3VA1 IEC Frame 160 breaking capacity class M Icu=55 kA @ 415 V 4-pole, line protection TM220, ATFM, In=63 A overload protection Ir=44 A...63 A short-circuit protection Ii=10 x In N conductor unprotected nut keeper kit | 7830 | 1 | ZN | 1
3VA1163-5EE46-0AA0 |  | circuit breaker 3VA1 IEC Frame 160 breaking capacity class M Icu=55 kA @ 415 V 4-pole, line protection TM220, ATFM, In=63 A overload protection Ir=44 A...63 A short-circuit protection Ii=10 x In N conductor unprotected terminal connection | 8570 | 1 | ZN | 1
3VA1163-5EF32-0AA0 |  | circuit breaker 3VA1 IEC Frame 160 breaking capacity class M Icu=55 kA @ 415 V 3-pole, line protection TM240, ATAM, In=63 A overload protection Ir=44 A...63 A short-circuit protection Ii=5...10 x In nut keeper kit | 6350 | 1 | ZN | 1
3VA1163-5EF32-0AC0 |  | circuit breaker 3VA1 IEC Frame 160 breaking capacity class M Icu=55 kA @ 415 V 3-pole, line protection TM240, ATAM, In=63 A overload protection Ir=44 A...63 A short-circuit protection Ii=5...10 x In nut keeper kit 2 auxiliary switches HQ | 7510 | 1 | ZN | 1
3VA1163-5EF32-0BH0 |  | circuit breaker 3VA1 IEC Frame 160 breaking capacity class M Icu=55 kA @ 415 V 3-pole, line protection TM240, ATAM, In=63 A overload protection Ir=44 A...63 A short-circuit protection Ii=5...10 x In nut keeper kit undervoltage release (UVR) 24 V DC 2 auxiliary switches HQ 1 trip alarm switch HQ | 10800 | 1 | ZN | 1
3VA1163-5EF36-0AA0 |  | circuit breaker 3VA1 IEC Frame 160 breaking capacity class M Icu=55 kA @ 415 V 3-pole, line protection TM240, ATAM, In=63 A overload protection Ir=44 A...63 A short-circuit protection Ii=5...10 x In terminal connection | 6870 | 1 | ZN | 1
3VA1163-5EF36-0AB0 |  | circuit breaker 3VA1 IEC Frame 160 breaking capacity class M Icu=55 kA @ 415 V 3-pole, line protection TM240, ATAM, In=63 A overload protection Ir=44 A...63 A short-circuit protection Ii=5...10 x In terminal connection 2 auxiliary switches HP | 8630 | 1 | ZN | 1
3VA1163-5EF36-0AH0 |  | circuit breaker 3VA1 IEC Frame 160 breaking capacity class M Icu=55 kA @ 415 V 3-pole, line protection TM240, ATAM, In=63 A overload protection Ir=44 A...63 A short-circuit protection Ii=5...10 x In terminal connection 2 auxiliary switches HQ 1 trip alarm switch HQ | 8630 | 1 | ZN | 1
3VA1163-5EF36-0BH0 |  | circuit breaker 3VA1 IEC Frame 160 breaking capacity class M Icu=55 kA @ 415 V 3-pole, line protection TM240, ATAM, In=63 A overload protection Ir=44 A...63 A short-circuit protection Ii=5...10 x In terminal connection undervoltage release (UVR) 24 V DC 2 auxiliary switches HQ 1 trip alarm switch HQ | 11400 | 1 | ZN | 1
3VA1163-5EF42-0AA0 |  | circuit breaker 3VA1 IEC Frame 160 breaking capacity class M Icu=55 kA @ 415 V 4-pole, line protection TM240, ATAM, In=63 A overload protection Ir=44 A...63 A short-circuit protection Ii=5...10 x In N conductor unprotected nut keeper kit | 8250 | 1 | ZN | 1
3VA1163-5EF46-0AA0 |  | circuit breaker 3VA1 IEC Frame 160 breaking capacity class M Icu=55 kA @ 415 V 4-pole, line protection TM240, ATAM, In=63 A overload protection Ir=44 A...63 A short-circuit protection Ii=5...10 x In N conductor unprotected terminal connection | 8940 | 1 | ZN | 1
3VA1163-5GD42-0AA0 |  | circuit breaker 3VA1 IEC Frame 160 breaking capacity class M Icu=55 kA @ 415 V 4-pole, line protection TM210, FTFM, In=63 A overload protection Ir=63 A permanently set short-circuit protection Ii=10 x In neutral conductor protection 100% nut keeper kit | 7650 | 1 | ZN | 1
3VA1163-5GD46-0AA0 |  | circuit breaker 3VA1 IEC Frame 160 breaking capacity class M Icu=55 kA @ 415 V 4-pole, line protection TM210, FTFM, In=63 A overload protection Ir=63 A permanently set short-circuit protection Ii=10 x In neutral conductor protection 100% terminal connection | 8410 | 1 | ZN | 1
3VA1163-5GE42-0AA0 |  | circuit breaker 3VA1 IEC Frame 160 breaking capacity class M Icu=55 kA @ 415 V 4-pole, line protection TM220, ATFM, In=63 A overload protection Ir=44 A...63 A short-circuit protection Ii=10 x In neutral conductor protection 100% nut keeper kit | 7830 | 1 | ZN | 1
3VA1163-5GE46-0AA0 |  | circuit breaker 3VA1 IEC Frame 160 breaking capacity class M Icu=55 kA @ 415 V 4-pole, line protection TM220, ATFM, In=63 A overload protection Ir=44 A...63 A short-circuit protection Ii=10 x In neutral conductor protection 100% terminal connection | 8570 | 1 | ZN | 1
3VA1163-5GF42-0AA0 |  | circuit breaker 3VA1 IEC Frame 160 breaking capacity class M Icu=55 kA @ 415 V 4-pole, line protection TM240, ATAM, In=63 A overload protection Ir=44 A...63 A short-circuit protection Ii=5...10 x In neutral conductor protection 100% nut keeper kit | 8250 | 1 | ZN | 1
3VA1163-5GF46-0AA0 |  | circuit breaker 3VA1 IEC Frame 160 breaking capacity class M Icu=55 kA @ 415 V 4-pole, line protection TM240, ATAM, In=63 A overload protection Ir=44 A...63 A short-circuit protection Ii=5...10 x In neutral conductor protection 100% terminal connection | 8940 | 1 | ZN | 1
3VA1163-5MH32-0AA0 |  | circuit breaker 3VA1 IEC Frame 160 breaking capacity class M Icu=55 kA @ 415 V 3-pole, starter protection TM120M, AM, In=63 A without overload protection short-circuit protection Ii=7...16 x In nut keeper kit | 6350 | 1 | ZN | 1
3VA1163-5MH36-0AA0 |  | circuit breaker 3VA1 IEC Frame 160 breaking capacity class M Icu=55 kA @ 415 V 3-pole, starter protection TM120M, AM, In=63 A without overload protection short-circuit protection Ii=7...16 x In terminal connection | 6870 | 1 | ZN | 1
3VA1163-6ED32-0AA0 |  | circuit breaker 3VA1 IEC Frame 160 breaking capacity class H Icu=70 kA @ 415 V 3-pole, line protection TM210, FTFM, In=63 A overload protection Ir=63 A permanently set short-circuit protection Ii=10 x In nut keeper kit | 6460 | 1 | ZN | 1
3VA1163-6ED36-0AA0 |  | circuit breaker 3VA1 IEC Frame 160 breaking capacity class H Icu=70 kA @ 415 V 3-pole, line protection TM210, FTFM, In=63 A overload protection Ir=63 A permanently set short-circuit protection Ii=10 x In terminal connection | 6960 | 1 | ZN | 1
3VA1163-6ED42-0AA0 |  | circuit breaker 3VA1 IEC Frame 160 breaking capacity class H Icu=70 kA @ 415 V 4-pole, line protection TM210, FTFM, In=63 A overload protection Ir=63 A permanently set short-circuit protection Ii=10 x In N conductor unprotected nut keeper kit | 8350 | 1 | ZN | 1
3VA1163-6ED46-0AA0 |  | circuit breaker 3VA1 IEC Frame 160 breaking capacity class H Icu=70 kA @ 415 V 4-pole, line protection TM210, FTFM, In=63 A overload protection Ir=63 A permanently set short-circuit protection Ii=10 x In N conductor unprotected terminal connection | 9100 | 1 | ZN | 1
3VA1163-6EE32-0AA0 |  | circuit breaker 3VA1 IEC Frame 160 breaking capacity class H Icu=70 kA @ 415 V 3-pole, line protection TM220, ATFM, In=63 A overload protection Ir=44 A...63 A short-circuit protection Ii=10 x In nut keeper kit | 6580 | 1 | ZN | 1
3VA1163-6EE36-0AA0 |  | circuit breaker 3VA1 IEC Frame 160 breaking capacity class H Icu=70 kA @ 415 V 3-pole, line protection TM220, ATFM, In=63 A overload protection Ir=44 A...63 A short-circuit protection Ii=10 x In terminal connection | 7080 | 1 | ZN | 1
3VA1163-6EE42-0AA0 |  | circuit breaker 3VA1 IEC Frame 160 breaking capacity class H Icu=70 kA @ 415 V 4-pole, line protection TM220, ATFM, In=63 A overload protection Ir=44 A...63 A short-circuit protection Ii=10 x In N conductor unprotected nut keeper kit | 8570 | 1 | ZN | 1
3VA1163-6EE46-0AA0 |  | circuit breaker 3VA1 IEC Frame 160 breaking capacity class H Icu=70 kA @ 415 V 4-pole, line protection TM220, ATFM, In=63 A overload protection Ir=44 A...63 A short-circuit protection Ii=10 x In N conductor unprotected terminal connection | 9290 | 1 | ZN | 1
3VA1163-6EF32-0AA0 |  | circuit breaker 3VA1 IEC Frame 160 breaking capacity class H Icu=70 kA @ 415 V 3-pole, line protection TM240, ATAM, In=63 A overload protection Ir=44 A...63 A short-circuit protection Ii=5...10 x In nut keeper kit | 6880 | 1 | ZN | 1
3VA1163-6EF32-0KC0 |  | circuit breaker 3VA1 IEC Frame 160 breaking capacity class H Icu=70 kA @ 415 V 3-pole, line protection TM240, ATAM, In=63 A overload protection Ir=44 A...63 A short-circuit protection Ii=5...10 x In nut keeper kit shunt trip (STL) 220-250 V DC, 208-277 V AC 2 auxiliary switches HQ | 10200 | 1 | ZN | 1
3VA1163-6EF36-0AA0 |  | circuit breaker 3VA1 IEC Frame 160 breaking capacity class H Icu=70 kA @ 415 V 3-pole, line protection TM240, ATAM, In=63 A overload protection Ir=44 A...63 A short-circuit protection Ii=5...10 x In terminal connection | 7460 | 1 | ZN | 1
3VA1163-6EF36-0HC0 |  | circuit breaker 3VA1 IEC Frame 160 breaking capacity class H Icu=70 kA @ 415 V 3-pole, line protection TM240, ATAM, In=63 A overload protection Ir=44 A...63 A short-circuit protection Ii=5...10 x In terminal connection shunt trip (STL) 12-30 V DC, 24 V AC 50/60 Hz 2 auxiliary switches HQ | 10700 | 1 | ZN | 1
3VA1163-6EF42-0AA0 |  | circuit breaker 3VA1 IEC Frame 160 breaking capacity class H Icu=70 kA @ 415 V 4-pole, line protection TM240, ATAM, In=63 A overload protection Ir=44 A...63 A short-circuit protection Ii=5...10 x In N conductor unprotected nut keeper kit | 8970 | 1 | ZN | 1
3VA1163-6EF46-0AA0 |  | circuit breaker 3VA1 IEC Frame 160 breaking capacity class H Icu=70 kA @ 415 V 4-pole, line protection TM240, ATAM, In=63 A overload protection Ir=44 A...63 A short-circuit protection Ii=5...10 x In N conductor unprotected terminal connection | 9680 | 1 | ZN | 1
3VA1163-6GD42-0AA0 |  | circuit breaker 3VA1 IEC Frame 160 breaking capacity class H Icu=70 kA @ 415 V 4-pole, line protection TM210, FTFM, In=63 A overload protection Ir=63 A permanently set short-circuit protection Ii=10 x In neutral conductor protection 100% nut keeper kit | 8350 | 1 | ZN | 1
3VA1163-6GD46-0AA0 |  | circuit breaker 3VA1 IEC Frame 160 breaking capacity class H Icu=70 kA @ 415 V 4-pole, line protection TM210, FTFM, In=63 A overload protection Ir=63 A permanently set short-circuit protection Ii=10 x In neutral conductor protection 100% terminal connection | 9100 | 1 | ZN | 1
3VA1163-6GE42-0AA0 |  | circuit breaker 3VA1 IEC Frame 160 breaking capacity class H Icu=70 kA @ 415 V 4-pole, line protection TM220, ATFM, In=63 A overload protection Ir=44 A...63 A short-circuit protection Ii=10 x In neutral conductor protection 100% nut keeper kit | 8570 | 1 | ZN | 1
3VA1163-6GE46-0AA0 |  | circuit breaker 3VA1 IEC Frame 160 breaking capacity class H Icu=70 kA @ 415 V 4-pole, line protection TM220, ATFM, In=63 A overload protection Ir=44 A...63 A short-circuit protection Ii=10 x In neutral conductor protection 100% terminal connection | 9290 | 1 | ZN | 1
3VA1163-6GF42-0AA0 |  | circuit breaker 3VA1 IEC Frame 160 breaking capacity class H Icu=70 kA @ 415 V 4-pole, line protection TM240, ATAM, In=63 A overload protection Ir=44 A...63 A short-circuit protection Ii=5...10 x In neutral conductor protection 100% nut keeper kit | 8970 | 1 | ZN | 1
3VA1163-6GF46-0AA0 |  | circuit breaker 3VA1 IEC Frame 160 breaking capacity class H Icu=70 kA @ 415 V 4-pole, line protection TM240, ATAM, In=63 A overload protection Ir=44 A...63 A short-circuit protection Ii=5...10 x In neutral conductor protection 100% terminal connection | 9680 | 1 | ZN | 1
3VA1163-6MH32-0AA0 |  | circuit breaker 3VA1 IEC Frame 160 breaking capacity class H Icu=70 kA @ 415 V 3-pole, starter protection TM120M, AM, In=63 A without overload protection short-circuit protection Ii=7...16 x In nut keeper kit | 6880 | 1 | ZN | 1
3VA1163-6MH36-0AA0 |  | circuit breaker 3VA1 IEC Frame 160 breaking capacity class H Icu=70 kA @ 415 V 3-pole, starter protection TM120M, AM, In=63 A without overload protection short-circuit protection Ii=7...16 x In terminal connection | 7460 | 1 | ZN | 1
3VA1180-3ED12-0AA0 |  | circuit breaker 3VA1 IEC Frame 160 breaking capacity class N Icu=25 kA @ 240 V 1-pole, line protection TM210, FTFM, In=80 A overload protection Ir=80 A permanently set short-circuit protection Ii=10 x In nut keeper kit | 2700 | 1 | ZN | 1
3VA1180-3ED16-0AA0 |  | circuit breaker 3VA1 IEC Frame 160 breaking capacity class N Icu=25 kA @ 240 V 1-pole, line protection TM210, FTFM, In=80 A overload protection Ir=80 A permanently set short-circuit protection Ii=10 x In terminal connection | 2860 | 1 | ZN | 1
3VA1180-3ED22-0AA0 |  | circuit breaker 3VA1 IEC Frame 160 breaking capacity class N Icu=25 kA @ 415 V 2-pole, line protection TM210, FTFM, In=80 A overload protection Ir=80 A permanently set short-circuit protection Ii=10 x In nut keeper kit | 4820 | 1 | ZN | 1
3VA1180-3ED26-0AA0 |  | circuit breaker 3VA1 IEC Frame 160 breaking capacity class N Icu=25 kA @ 415 V 2-pole, line protection TM210, FTFM, In=80 A overload protection Ir=80 A permanently set short-circuit protection Ii=10 x In terminal connection | 5210 | 1 | ZN | 1
3VA1180-3ED32-0AA0 |  | circuit breaker 3VA1 IEC Frame 160 breaking capacity class N Icu=25 kA @ 415 V 3-pole, line protection TM210, FTFM, In=80 A overload protection Ir=80 A permanently set short-circuit protection Ii=10 x In nut keeper kit | 5400 | 1 | ZN | 1
3VA1180-3ED36-0AA0 |  | circuit breaker 3VA1 IEC Frame 160 breaking capacity class N Icu=25 kA @ 415 V 3-pole, line protection TM210, FTFM, In=80 A overload protection Ir=80 A permanently set short-circuit protection Ii=10 x In terminal connection | 5980 | 1 | ZN | 1
3VA1180-3ED42-0AA0 |  | circuit breaker 3VA1 IEC Frame 160 breaking capacity class N Icu=25 kA @ 415 V 4-pole, line protection TM210, FTFM, In=80 A overload protection Ir=80 A permanently set short-circuit protection Ii=10 x In N conductor unprotected nut keeper kit | 7010 | 1 | ZN | 1
3VA1180-3ED46-0AA0 |  | circuit breaker 3VA1 IEC Frame 160 breaking capacity class N Icu=25 kA @ 415 V 4-pole, line protection TM210, FTFM, In=80 A overload protection Ir=80 A permanently set short-circuit protection Ii=10 x In N conductor unprotected terminal connection | 7780 | 1 | ZN | 1
3VA1180-3EE32-0AA0 |  | circuit breaker 3VA1 IEC Frame 160 breaking capacity class N Icu=25 kA @ 415 V 3-pole, line protection TM220, ATFM, In=80 A overload protection Ir=56 A...80 A short-circuit protection Ii=10 x In nut keeper kit | 5520 | 1 | ZN | 1
3VA1180-3EE36-0AA0 |  | circuit breaker 3VA1 IEC Frame 160 breaking capacity class N Icu=25 kA @ 415 V 3-pole, line protection TM220, ATFM, In=80 A overload protection Ir=56 A...80 A short-circuit protection Ii=10 x In terminal connection | 6050 | 1 | ZN | 1
3VA1180-3EE42-0AA0 |  | circuit breaker 3VA1 IEC Frame 160 breaking capacity class N Icu=25 kA @ 415 V 4-pole, line protection TM220, ATFM, In=80 A overload protection Ir=56 A...80 A short-circuit protection Ii=10 x In N conductor unprotected nut keeper kit | 7190 | 1 | ZN | 1
3VA1180-3EE46-0AA0 |  | circuit breaker 3VA1 IEC Frame 160 breaking capacity class N Icu=25 kA @ 415 V 4-pole, line protection TM220, ATFM, In=80 A overload protection Ir=56 A...80 A short-circuit protection Ii=10 x In N conductor unprotected terminal connection | 7910 | 1 | ZN | 1
3VA1180-3EF32-0AA0 |  | circuit breaker 3VA1 IEC Frame 160 breaking capacity class N Icu=25 kA @ 415 V 3-pole, line protection TM240, ATAM, In=80 A overload protection Ir=56 A...80 A short-circuit protection Ii=5...10 x In nut keeper kit | 5840 | 1 | ZN | 1
3VA1180-3EF32-0CH0 |  | circuit breaker 3VA1 IEC Frame 160 breaking capacity class N Icu=25 kA @ 415 V 3-pole, line protection TM240, ATAM, In=80 A overload protection Ir=56 A...80 A short-circuit protection Ii=5...10 x In nut keeper kit undervoltage release (UVR) 120-127 V AC 50/60 Hz 2 auxiliary switches HQ 1 trip alarm switch HQ | 10300 | 1 | ZN | 1
3VA1180-3EF36-0AA0 |  | circuit breaker 3VA1 IEC Frame 160 breaking capacity class N Icu=25 kA @ 415 V 3-pole, line protection TM240, ATAM, In=80 A overload protection Ir=56 A...80 A short-circuit protection Ii=5...10 x In terminal connection | 6370 | 1 | ZN | 1
3VA1180-3EF36-0AC0 |  | circuit breaker 3VA1 IEC Frame 160 breaking capacity class N Icu=25 kA @ 415 V 3-pole, line protection TM240, ATAM, In=80 A overload protection Ir=56 A...80 A short-circuit protection Ii=5...10 x In terminal connection 2 auxiliary switches HQ | 7530 | 1 | ZN | 1
3VA1180-3EF36-0JC0 |  | circuit breaker 3VA1 IEC Frame 160 breaking capacity class N Icu=25 kA @ 415 V 3-pole, line protection TM240, ATAM, In=80 A overload protection Ir=56 A...80 A short-circuit protection Ii=5...10 x In terminal connection shunt trip (STL) 110-127 V DC, AC 50/60 Hz 2 auxiliary switches HQ | 9630 | 1 | ZN | 1
3VA1180-3EF42-0AA0 |  | circuit breaker 3VA1 IEC Frame 160 breaking capacity class N Icu=25 kA @ 415 V 4-pole, line protection TM240, ATAM, In=80 A overload protection Ir=56 A...80 A short-circuit protection Ii=5...10 x In N conductor unprotected nut keeper kit | 7540 | 1 | ZN | 1
3VA1180-3EF46-0AA0 |  | circuit breaker 3VA1 IEC Frame 160 breaking capacity class N Icu=25 kA @ 415 V 4-pole, line protection TM240, ATAM, In=80 A overload protection Ir=56 A...80 A short-circuit protection Ii=5...10 x In N conductor unprotected terminal connection | 8310 | 1 | ZN | 1
3VA1180-3GD42-0AA0 |  | circuit breaker 3VA1 IEC Frame 160 breaking capacity class N Icu=25 kA @ 415 V 4-pole, line protection TM210, FTFM, In=80 A overload protection Ir=80 A permanently set short-circuit protection Ii=10 x In neutral conductor protection 100% nut keeper kit | 7010 | 1 | ZN | 1
3VA1180-3GD46-0AA0 |  | circuit breaker 3VA1 IEC Frame 160 breaking capacity class N Icu=25 kA @ 415 V 4-pole, line protection TM210, FTFM, In=80 A overload protection Ir=80 A permanently set short-circuit protection Ii=10 x In neutral conductor protection 100% terminal connection | 7780 | 1 | ZN | 1
3VA1180-3GE42-0AA0 |  | circuit breaker 3VA1 IEC Frame 160 breaking capacity class N Icu=25 kA @ 415 V 4-pole, line protection TM220, ATFM, In=80 A overload protection Ir=56 A...80 A short-circuit protection Ii=10 x In neutral conductor protection 100% nut keeper kit | 7190 | 1 | ZN | 1
3VA1180-3GE46-0AA0 |  | circuit breaker 3VA1 IEC Frame 160 breaking capacity class N Icu=25 kA @ 415 V 4-pole, line protection TM220, ATFM, In=80 A overload protection Ir=56 A...80 A short-circuit protection Ii=10 x In neutral conductor protection 100% terminal connection | 7910 | 1 | ZN | 1
3VA1180-3GF42-0AA0 |  | circuit breaker 3VA1 IEC Frame 160 breaking capacity class N Icu=25 kA @ 415 V 4-pole, line protection TM240, ATAM, In=80 A overload protection Ir=56 A...80 A short-circuit protection Ii=5...10 x In neutral conductor protection 100% nut keeper kit | 7540 | 1 | ZN | 1
3VA1180-3GF46-0AA0 |  | circuit breaker 3VA1 IEC Frame 160 breaking capacity class N Icu=25 kA @ 415 V 4-pole, line protection TM240, ATAM, In=80 A overload protection Ir=56 A...80 A short-circuit protection Ii=5...10 x In neutral conductor protection 100% terminal connection | 8310 | 1 | ZN | 1
3VA1180-4ED12-0AA0 |  | circuit breaker 3VA1 IEC Frame 160 breaking capacity class S Icu=36 kA @ 240 V 1-pole, line protection TM210, FTFM, In=80 A overload protection Ir=80 A permanently set short-circuit protection Ii=10 x In nut keeper kit | 2930 | 1 | ZN | 1
3VA1180-4ED16-0AA0 |  | circuit breaker 3VA1 IEC Frame 160 breaking capacity class S Icu=36 kA @ 240 V 1-pole, line protection TM210, FTFM, In=80 A overload protection Ir=80 A permanently set short-circuit protection Ii=10 x In terminal connection | 3140 | 1 | ZN | 1
3VA1180-4ED22-0AA0 |  | circuit breaker 3VA1 IEC Frame 160 breaking capacity class S Icu=36 kA @ 415 V 2-pole, line protection TM210, FTFM, In=80 A overload protection Ir=80 A permanently set short-circuit protection Ii=10 x In nut keeper kit | 5340 | 1 | ZN | 1
3VA1180-4ED26-0AA0 |  | circuit breaker 3VA1 IEC Frame 160 breaking capacity class S Icu=36 kA @ 415 V 2-pole, line protection TM210, FTFM, In=80 A overload protection Ir=80 A permanently set short-circuit protection Ii=10 x In terminal connection | 5660 | 1 | ZN | 1
3VA1180-4ED32-0AA0 |  | circuit breaker 3VA1 IEC Frame 160 breaking capacity class S Icu=36 kA @ 415 V 3-pole, line protection TM210, FTFM, In=80 A overload protection Ir=80 A permanently set short-circuit protection Ii=10 x In nut keeper kit | 5870 | 1 | ZN | 1
3VA1180-4ED36-0AA0 |  | circuit breaker 3VA1 IEC Frame 160 breaking capacity class S Icu=36 kA @ 415 V 3-pole, line protection TM210, FTFM, In=80 A overload protection Ir=80 A permanently set short-circuit protection Ii=10 x In terminal connection | 6480 | 1 | ZN | 1
3VA1180-4ED42-0AA0 |  | circuit breaker 3VA1 IEC Frame 160 breaking capacity class S Icu=36 kA @ 415 V 4-pole, line protection TM210, FTFM, In=80 A overload protection Ir=80 A permanently set short-circuit protection Ii=10 x In N conductor unprotected nut keeper kit | 7640 | 1 | ZN | 1
3VA1180-4ED46-0AA0 |  | circuit breaker 3VA1 IEC Frame 160 breaking capacity class S Icu=36 kA @ 415 V 4-pole, line protection TM210, FTFM, In=80 A overload protection Ir=80 A permanently set short-circuit protection Ii=10 x In N conductor unprotected terminal connection | 8390 | 1 | ZN | 1
3VA1180-4EE32-0AA0 |  | circuit breaker 3VA1 IEC Frame 160 breaking capacity class S Icu=36 kA @ 415 V 3-pole, line protection TM220, ATFM, In=80 A overload protection Ir=56 A...80 A short-circuit protection Ii=10 x In nut keeper kit | 6000 | 1 | ZN | 1
3VA1180-4EE36-0AA0 |  | circuit breaker 3VA1 IEC Frame 160 breaking capacity class S Icu=36 kA @ 415 V 3-pole, line protection TM220, ATFM, In=80 A overload protection Ir=56 A...80 A short-circuit protection Ii=10 x In terminal connection | 6580 | 1 | ZN | 1
3VA1180-4EE42-0AA0 |  | circuit breaker 3VA1 IEC Frame 160 breaking capacity class S Icu=36 kA @ 415 V 4-pole, line protection TM220, ATFM, In=80 A overload protection Ir=56 A...80 A short-circuit protection Ii=10 x In N conductor unprotected nut keeper kit | 7810 | 1 | ZN | 1
3VA1180-4EE46-0AA0 |  | circuit breaker 3VA1 IEC Frame 160 breaking capacity class S Icu=36 kA @ 415 V 4-pole, line protection TM220, ATFM, In=80 A overload protection Ir=56 A...80 A short-circuit protection Ii=10 x In N conductor unprotected terminal connection | 8570 | 1 | ZN | 1
3VA1180-4EF32-0AA0 |  | circuit breaker 3VA1 IEC Frame 160 breaking capacity class S Icu=36 kA @ 415 V 3-pole, line protection TM240, ATAM, In=80 A overload protection Ir=56 A...80 A short-circuit protection Ii=5...10 x In nut keeper kit | 6340 | 1 | ZN | 1
3VA1180-4EF32-0AG0 |  | circuit breaker 3VA1 IEC Frame 160 breaking capacity class S Icu=36 kA @ 415 V 3-pole, line protection TM240, ATAM, In=80 A overload protection Ir=56 A...80 A short-circuit protection Ii=5...10 x In nut keeper kit 1 auxiliary switch HP 1 trip alarm switch HP | 8020 | 1 | ZN | 1
3VA1180-4EF36-0AA0 |  | circuit breaker 3VA1 IEC Frame 160 breaking capacity class S Icu=36 kA @ 415 V 3-pole, line protection TM240, ATAM, In=80 A overload protection Ir=56 A...80 A short-circuit protection Ii=5...10 x In terminal connection | 6850 | 1 | ZN | 1
3VA1180-4EF42-0AA0 |  | circuit breaker 3VA1 IEC Frame 160 breaking capacity class S Icu=36 kA @ 415 V 4-pole, line protection TM240, ATAM, In=80 A overload protection Ir=56 A...80 A short-circuit protection Ii=5...10 x In N conductor unprotected nut keeper kit | 8250 | 1 | ZN | 1
3VA1180-4EF46-0AA0 |  | circuit breaker 3VA1 IEC Frame 160 breaking capacity class S Icu=36 kA @ 415 V 4-pole, line protection TM240, ATAM, In=80 A overload protection Ir=56 A...80 A short-circuit protection Ii=5...10 x In N conductor unprotected terminal connection | 8910 | 1 | ZN | 1
3VA1180-4GD42-0AA0 |  | circuit breaker 3VA1 IEC Frame 160 breaking capacity class S Icu=36 kA @ 415 V 4-pole, line protection TM210, FTFM, In=80 A overload protection Ir=80 A permanently set short-circuit protection Ii=10 x In neutral conductor protection 100% nut keeper kit | 7640 | 1 | ZN | 1
3VA1180-4GD46-0AA0 |  | circuit breaker 3VA1 IEC Frame 160 breaking capacity class S Icu=36 kA @ 415 V 4-pole, line protection TM210, FTFM, In=80 A overload protection Ir=80 A permanently set short-circuit protection Ii=10 x In neutral conductor protection 100% terminal connection | 8390 | 1 | ZN | 1
3VA1180-4GE42-0AA0 |  | circuit breaker 3VA1 IEC Frame 160 breaking capacity class S Icu=36 kA @ 415 V 4-pole, line protection TM220, ATFM, In=80 A overload protection Ir=56 A...80 A short-circuit protection Ii=10 x In neutral conductor protection 100% nut keeper kit | 7810 | 1 | ZN | 1
3VA1180-4GE46-0AA0 |  | circuit breaker 3VA1 IEC Frame 160 breaking capacity class S Icu=36 kA @ 415 V 4-pole, line protection TM220, ATFM, In=80 A overload protection Ir=56 A...80 A short-circuit protection Ii=10 x In neutral conductor protection 100% terminal connection | 8570 | 1 | ZN | 1
3VA1180-4GF42-0AA0 |  | circuit breaker 3VA1 IEC Frame 160 breaking capacity class S Icu=36 kA @ 415 V 4-pole, line protection TM240, ATAM, In=80 A overload protection Ir=56 A...80 A short-circuit protection Ii=5...10 x In neutral conductor protection 100% nut keeper kit | 8250 | 1 | ZN | 1
3VA1180-4GF46-0AA0 |  | circuit breaker 3VA1 IEC Frame 160 breaking capacity class S Icu=36 kA @ 415 V 4-pole, line protection TM240, ATAM, In=80 A overload protection Ir=56 A...80 A short-circuit protection Ii=5...10 x In neutral conductor protection 100% terminal connection | 8910 | 1 | ZN | 1
3VA1180-5ED12-0AA0 |  | circuit breaker 3VA1 IEC Frame 160 breaking capacity class M Icu=55 kA @ 240 V 1-pole, line protection TM210, FTFM, In=80 A overload protection Ir=80 A permanently set short-circuit protection Ii=10 x In nut keeper kit | 3220 | 1 | ZN | 1
3VA1180-5ED16-0AA0 |  | circuit breaker 3VA1 IEC Frame 160 breaking capacity class M Icu=55 kA @ 240 V 1-pole, line protection TM210, FTFM, In=80 A overload protection Ir=80 A permanently set short-circuit protection Ii=10 x In terminal connection | 3440 | 1 | ZN | 1
3VA1180-5ED22-0AA0 |  | circuit breaker 3VA1 IEC Frame 160 breaking capacity class M Icu=55 kA @ 415 V 2-pole, line protection TM210, FTFM, In=80 A overload protection Ir=80 A permanently set short-circuit protection Ii=10 x In nut keeper kit | 5840 | 1 | ZN | 1
3VA1180-5ED26-0AA0 |  | circuit breaker 3VA1 IEC Frame 160 breaking capacity class M Icu=55 kA @ 415 V 2-pole, line protection TM210, FTFM, In=80 A overload protection Ir=80 A permanently set short-circuit protection Ii=10 x In terminal connection | 6190 | 1 | ZN | 1
3VA1180-5ED32-0AA0 |  | circuit breaker 3VA1 IEC Frame 160 breaking capacity class M Icu=55 kA @ 415 V 3-pole, line protection TM210, FTFM, In=80 A overload protection Ir=80 A permanently set short-circuit protection Ii=10 x In nut keeper kit | 6500 | 1 | ZN | 1
3VA1180-5ED36-0AA0 |  | circuit breaker 3VA1 IEC Frame 160 breaking capacity class M Icu=55 kA @ 415 V 3-pole, line protection TM210, FTFM, In=80 A overload protection Ir=80 A permanently set short-circuit protection Ii=10 x In terminal connection | 6990 | 1 | ZN | 1
3VA1180-5ED42-0AA0 |  | circuit breaker 3VA1 IEC Frame 160 breaking capacity class M Icu=55 kA @ 415 V 4-pole, line protection TM210, FTFM, In=80 A overload protection Ir=80 A permanently set short-circuit protection Ii=10 x In N conductor unprotected nut keeper kit | 8410 | 1 | ZN | 1
3VA1180-5ED46-0AA0 |  | circuit breaker 3VA1 IEC Frame 160 breaking capacity class M Icu=55 kA @ 415 V 4-pole, line protection TM210, FTFM, In=80 A overload protection Ir=80 A permanently set short-circuit protection Ii=10 x In N conductor unprotected terminal connection | 9170 | 1 | ZN | 1
3VA1180-5EE32-0AA0 |  | circuit breaker 3VA1 IEC Frame 160 breaking capacity class M Icu=55 kA @ 415 V 3-pole, line protection TM220, ATFM, In=80 A overload protection Ir=56 A...80 A short-circuit protection Ii=10 x In nut keeper kit | 6620 | 1 | ZN | 1
3VA1180-5EE36-0AA0 |  | circuit breaker 3VA1 IEC Frame 160 breaking capacity class M Icu=55 kA @ 415 V 3-pole, line protection TM220, ATFM, In=80 A overload protection Ir=56 A...80 A short-circuit protection Ii=10 x In terminal connection | 7120 | 1 | ZN | 1
3VA1180-5EE42-0AA0 |  | circuit breaker 3VA1 IEC Frame 160 breaking capacity class M Icu=55 kA @ 415 V 4-pole, line protection TM220, ATFM, In=80 A overload protection Ir=56 A...80 A short-circuit protection Ii=10 x In N conductor unprotected nut keeper kit | 8600 | 1 | ZN | 1
3VA1180-5EE46-0AA0 |  | circuit breaker 3VA1 IEC Frame 160 breaking capacity class M Icu=55 kA @ 415 V 4-pole, line protection TM220, ATFM, In=80 A overload protection Ir=56 A...80 A short-circuit protection Ii=10 x In N conductor unprotected terminal connection | 9330 | 1 | ZN | 1
3VA1180-5EF32-0AA0 |  | circuit breaker 3VA1 IEC Frame 160 breaking capacity class M Icu=55 kA @ 415 V 3-pole, line protection TM240, ATAM, In=80 A overload protection Ir=56 A...80 A short-circuit protection Ii=5...10 x In nut keeper kit | 6950 | 1 | ZN | 1
3VA1180-5EF36-0AA0 |  | circuit breaker 3VA1 IEC Frame 160 breaking capacity class M Icu=55 kA @ 415 V 3-pole, line protection TM240, ATAM, In=80 A overload protection Ir=56 A...80 A short-circuit protection Ii=5...10 x In terminal connection | 7510 | 1 | ZN | 1
3VA1180-5EF36-0AB0 |  | circuit breaker 3VA1 IEC Frame 160 breaking capacity class M Icu=55 kA @ 415 V 3-pole, line protection TM240, ATAM, In=80 A overload protection Ir=56 A...80 A short-circuit protection Ii=5...10 x In terminal connection 2 auxiliary switches HP | 9290 | 1 | ZN | 1
3VA1180-5EF36-0AC0 |  | circuit breaker 3VA1 IEC Frame 160 breaking capacity class M Icu=55 kA @ 415 V 3-pole, line protection TM240, ATAM, In=80 A overload protection Ir=56 A...80 A short-circuit protection Ii=5...10 x In terminal connection 2 auxiliary switches HQ | 8670 | 1 | ZN | 1
3VA1180-5EF36-0AH0 |  | circuit breaker 3VA1 IEC Frame 160 breaking capacity class M Icu=55 kA @ 415 V 3-pole, line protection TM240, ATAM, In=80 A overload protection Ir=56 A...80 A short-circuit protection Ii=5...10 x In terminal connection 2 auxiliary switches HQ 1 trip alarm switch HQ | 9290 | 1 | ZN | 1
3VA1180-5EF36-0BH0 |  | circuit breaker 3VA1 IEC Frame 160 breaking capacity class M Icu=55 kA @ 415 V 3-pole, line protection TM240, ATAM, In=80 A overload protection Ir=56 A...80 A short-circuit protection Ii=5...10 x In terminal connection undervoltage release (UVR) 24 V DC 2 auxiliary switches HQ 1 trip alarm switch HQ | 12000 | 1 | ZN | 1
3VA1180-5EF36-0KA0 |  | circuit breaker 3VA1 IEC Frame 160 breaking capacity class M Icu=55 kA @ 415 V 3-pole, line protection TM240, ATAM, In=80 A overload protection Ir=56 A...80 A short-circuit protection Ii=5...10 x In terminal connection shunt trip (STL) 220-250 V DC, 208-277 V AC | 9620 | 1 | ZN | 1
3VA1180-5EF42-0AA0 |  | circuit breaker 3VA1 IEC Frame 160 breaking capacity class M Icu=55 kA @ 415 V 4-pole, line protection TM240, ATAM, In=80 A overload protection Ir=56 A...80 A short-circuit protection Ii=5...10 x In N conductor unprotected nut keeper kit | 9020 | 1 | ZN | 1
3VA1180-5EF46-0AA0 |  | circuit breaker 3VA1 IEC Frame 160 breaking capacity class M Icu=55 kA @ 415 V 4-pole, line protection TM240, ATAM, In=80 A overload protection Ir=56 A...80 A short-circuit protection Ii=5...10 x In N conductor unprotected terminal connection | 9740 | 1 | ZN | 1
3VA1180-5GD42-0AA0 |  | circuit breaker 3VA1 IEC Frame 160 breaking capacity class M Icu=55 kA @ 415 V 4-pole, line protection TM210, FTFM, In=80 A overload protection Ir=80 A permanently set short-circuit protection Ii=10 x In neutral conductor protection 100% nut keeper kit | 8410 | 1 | ZN | 1
3VA1180-5GD46-0AA0 |  | circuit breaker 3VA1 IEC Frame 160 breaking capacity class M Icu=55 kA @ 415 V 4-pole, line protection TM210, FTFM, In=80 A overload protection Ir=80 A permanently set short-circuit protection Ii=10 x In neutral conductor protection 100% terminal connection | 9170 | 1 | ZN | 1
3VA1180-5GE42-0AA0 |  | circuit breaker 3VA1 IEC Frame 160 breaking capacity class M Icu=55 kA @ 415 V 4-pole, line protection TM220, ATFM, In=80 A overload protection Ir=56 A...80 A short-circuit protection Ii=10 x In neutral conductor protection 100% nut keeper kit | 8600 | 1 | ZN | 1
3VA1180-5GE46-0AA0 |  | circuit breaker 3VA1 IEC Frame 160 breaking capacity class M Icu=55 kA @ 415 V 4-pole, line protection TM220, ATFM, In=80 A overload protection Ir=56 A...80 A short-circuit protection Ii=10 x In neutral conductor protection 100% terminal connection | 9330 | 1 | ZN | 1
3VA1180-5GF42-0AA0 |  | circuit breaker 3VA1 IEC Frame 160 breaking capacity class M Icu=55 kA @ 415 V 4-pole, line protection TM240, ATAM, In=80 A overload protection Ir=56 A...80 A short-circuit protection Ii=5...10 x In neutral conductor protection 100% nut keeper kit | 9020 | 1 | ZN | 1
3VA1180-5GF46-0AA0 |  | circuit breaker 3VA1 IEC Frame 160 breaking capacity class M Icu=55 kA @ 415 V 4-pole, line protection TM240, ATAM, In=80 A overload protection Ir=56 A...80 A short-circuit protection Ii=5...10 x In neutral conductor protection 100% terminal connection | 9740 | 1 | ZN | 1
3VA1180-5MH32-0AA0 |  | circuit breaker 3VA1 IEC Frame 160 breaking capacity class M Icu=55 kA @ 415 V 3-pole, starter protection TM120M, AM, In=80 A without overload protection short-circuit protection Ii=7...16 x In nut keeper kit | 6950 | 1 | ZN | 1
3VA1180-5MH36-0AA0 |  | circuit breaker 3VA1 IEC Frame 160 breaking capacity class M Icu=55 kA @ 415 V 3-pole, starter protection TM120M, AM, In=80 A without overload protection short-circuit protection Ii=7...16 x In terminal connection | 7510 | 1 | ZN | 1
3VA1180-6ED32-0AA0 |  | circuit breaker 3VA1 IEC Frame 160 breaking capacity class H Icu=70 kA @ 415 V 3-pole, line protection TM210, FTFM, In=80 A overload protection Ir=80 A permanently set short-circuit protection Ii=10 x In nut keeper kit | 7040 | 1 | ZN | 1
3VA1180-6ED36-0AA0 |  | circuit breaker 3VA1 IEC Frame 160 breaking capacity class H Icu=70 kA @ 415 V 3-pole, line protection TM210, FTFM, In=80 A overload protection Ir=80 A permanently set short-circuit protection Ii=10 x In terminal connection | 7620 | 1 | ZN | 1
3VA1180-6ED42-0AA0 |  | circuit breaker 3VA1 IEC Frame 160 breaking capacity class H Icu=70 kA @ 415 V 4-pole, line protection TM210, FTFM, In=80 A overload protection Ir=80 A permanently set short-circuit protection Ii=10 x In N conductor unprotected nut keeper kit | 9210 | 1 | ZN | 1
3VA1180-6ED46-0AA0 |  | circuit breaker 3VA1 IEC Frame 160 breaking capacity class H Icu=70 kA @ 415 V 4-pole, line protection TM210, FTFM, In=80 A overload protection Ir=80 A permanently set short-circuit protection Ii=10 x In N conductor unprotected terminal connection | 9940 | 1 | ZN | 1
3VA1180-6EE32-0AA0 |  | circuit breaker 3VA1 IEC Frame 160 breaking capacity class H Icu=70 kA @ 415 V 3-pole, line protection TM220, ATFM, In=80 A overload protection Ir=56 A...80 A short-circuit protection Ii=10 x In nut keeper kit | 7220 | 1 | ZN | 1
3VA1180-6EE36-0AA0 |  | circuit breaker 3VA1 IEC Frame 160 breaking capacity class H Icu=70 kA @ 415 V 3-pole, line protection TM220, ATFM, In=80 A overload protection Ir=56 A...80 A short-circuit protection Ii=10 x In terminal connection | 7780 | 1 | ZN | 1
3VA1180-6EE42-0AA0 |  | circuit breaker 3VA1 IEC Frame 160 breaking capacity class H Icu=70 kA @ 415 V 4-pole, line protection TM220, ATFM, In=80 A overload protection Ir=56 A...80 A short-circuit protection Ii=10 x In N conductor unprotected nut keeper kit | 9360 | 1 | ZN | 1
3VA1180-6EE46-0AA0 |  | circuit breaker 3VA1 IEC Frame 160 breaking capacity class H Icu=70 kA @ 415 V 4-pole, line protection TM220, ATFM, In=80 A overload protection Ir=56 A...80 A short-circuit protection Ii=10 x In N conductor unprotected terminal connection | 10100 | 1 | ZN | 1
3VA1180-6EF32-0AA0 |  | circuit breaker 3VA1 IEC Frame 160 breaking capacity class H Icu=70 kA @ 415 V 3-pole, line protection TM240, ATAM, In=80 A overload protection Ir=56 A...80 A short-circuit protection Ii=5...10 x In nut keeper kit | 7590 | 1 | ZN | 1
3VA1180-6EF36-0AA0 |  | circuit breaker 3VA1 IEC Frame 160 breaking capacity class H Icu=70 kA @ 415 V 3-pole, line protection TM240, ATAM, In=80 A overload protection Ir=56 A...80 A short-circuit protection Ii=5...10 x In terminal connection | 8140 | 1 | ZN | 1
3VA1180-6EF36-0AH0 |  | circuit breaker 3VA1 IEC Frame 160 breaking capacity class H Icu=70 kA @ 415 V 3-pole, line protection TM240, ATAM, In=80 A overload protection Ir=56 A...80 A short-circuit protection Ii=5...10 x In terminal connection 2 auxiliary switches HQ 1 trip alarm switch HQ | 9890 | 1 | ZN | 1
3VA1180-6EF42-0AA0 |  | circuit breaker 3VA1 IEC Frame 160 breaking capacity class H Icu=70 kA @ 415 V 4-pole, line protection TM240, ATAM, In=80 A overload protection Ir=56 A...80 A short-circuit protection Ii=5...10 x In N conductor unprotected nut keeper kit | 9860 | 1 | ZN | 1
3VA1180-6EF46-0AA0 |  | circuit breaker 3VA1 IEC Frame 160 breaking capacity class H Icu=70 kA @ 415 V 4-pole, line protection TM240, ATAM, In=80 A overload protection Ir=56 A...80 A short-circuit protection Ii=5...10 x In N conductor unprotected terminal connection | 10600 | 1 | ZN | 1
3VA1180-6GD42-0AA0 |  | circuit breaker 3VA1 IEC Frame 160 breaking capacity class H Icu=70 kA @ 415 V 4-pole, line protection TM210, FTFM, In=80 A overload protection Ir=80 A permanently set short-circuit protection Ii=10 x In neutral conductor protection 100% nut keeper kit | 9210 | 1 | ZN | 1
3VA1180-6GD46-0AA0 |  | circuit breaker 3VA1 IEC Frame 160 breaking capacity class H Icu=70 kA @ 415 V 4-pole, line protection TM210, FTFM, In=80 A overload protection Ir=80 A permanently set short-circuit protection Ii=10 x In neutral conductor protection 100% terminal connection | 9940 | 1 | ZN | 1
3VA1180-6GE42-0AA0 |  | circuit breaker 3VA1 IEC Frame 160 breaking capacity class H Icu=70 kA @ 415 V 4-pole, line protection TM220, ATFM, In=80 A overload protection Ir=56 A...80 A short-circuit protection Ii=10 x In neutral conductor protection 100% nut keeper kit | 9360 | 1 | ZN | 1
3VA1180-6GE46-0AA0 |  | circuit breaker 3VA1 IEC Frame 160 breaking capacity class H Icu=70 kA @ 415 V 4-pole, line protection TM220, ATFM, In=80 A overload protection Ir=56 A...80 A short-circuit protection Ii=10 x In neutral conductor protection 100% terminal connection | 10100 | 1 | ZN | 1
3VA1180-6GF42-0AA0 |  | circuit breaker 3VA1 IEC Frame 160 breaking capacity class H Icu=70 kA @ 415 V 4-pole, line protection TM240, ATAM, In=80 A overload protection Ir=56 A...80 A short-circuit protection Ii=5...10 x In neutral conductor protection 100% nut keeper kit | 9860 | 1 | ZN | 1
3VA1180-6GF46-0AA0 |  | circuit breaker 3VA1 IEC Frame 160 breaking capacity class H Icu=70 kA @ 415 V 4-pole, line protection TM240, ATAM, In=80 A overload protection Ir=56 A...80 A short-circuit protection Ii=5...10 x In neutral conductor protection 100% terminal connection | 10600 | 1 | ZN | 1
3VA1180-6MH32-0AA0 |  | circuit breaker 3VA1 IEC Frame 160 breaking capacity class H Icu=70 kA @ 415 V 3-pole, starter protection TM120M, AM, In=80 A without overload protection short-circuit protection Ii=7...16 x In nut keeper kit | 7590 | 1 | ZN | 1
3VA1180-6MH36-0AA0 |  | circuit breaker 3VA1 IEC Frame 160 breaking capacity class H Icu=70 kA @ 415 V 3-pole, starter protection TM120M, AM, In=80 A without overload protection short-circuit protection Ii=7...16 x In terminal connection | 8140 | 1 | ZN | 1
3VA1181-5MG32-0AA0 |  | circuit breaker 3VA1 IEC Frame 160 breaking capacity class M Icu=55 kA @ 415 V 3-pole, starter protection TM110M, FM, In=1 A without overload protection short-circuit protection Ii=15 x In nut keeper kit | 6350 | 1 | ZN | 1
3VA1181-5MG36-0AA0 |  | circuit breaker 3VA1 IEC Frame 160 breaking capacity class M Icu=55 kA @ 415 V 3-pole, starter protection TM110M, FM, In=1 A without overload protection short-circuit protection Ii=15 x In terminal connection | 6870 | 1 | ZN | 1
3VA1181-6MG32-0AA0 |  | circuit breaker 3VA1 IEC Frame 160 breaking capacity class H Icu=70 kA @ 415 V 3-pole, starter protection TM110M, FM, In=1 A without overload protection short-circuit protection Ii=15 x In nut keeper kit | 6880 | 1 | ZN | 1
3VA1181-6MG36-0AA0 |  | circuit breaker 3VA1 IEC Frame 160 breaking capacity class H Icu=70 kA @ 415 V 3-pole, starter protection TM110M, FM, In=1 A without overload protection short-circuit protection Ii=15 x In terminal connection | 7460 | 1 | ZN | 1
3VA1192-5MG32-0AA0 |  | circuit breaker 3VA1 IEC Frame 160 breaking capacity class M Icu=55 kA @ 415 V 3-pole, starter protection TM110M, FM, In=12.5 A without overload protection short-circuit protection Ii=15 x In nut keeper kit | 6350 | 1 | ZN | 1
3VA1192-5MG36-0AA0 |  | circuit breaker 3VA1 IEC Frame 160 breaking capacity class M Icu=55 kA @ 415 V 3-pole, starter protection TM110M, FM, In=12.5 A without overload protection short-circuit protection Ii=15 x In terminal connection | 6870 | 1 | ZN | 1
3VA1192-6MG32-0AA0 |  | circuit breaker 3VA1 IEC Frame 160 breaking capacity class H Icu=70 kA @ 415 V 3-pole, starter protection TM110M, FM, In=12.5 A without overload protection short-circuit protection Ii=15 x In nut keeper kit | 6880 | 1 | ZN | 1
3VA1192-6MG36-0AA0 |  | circuit breaker 3VA1 IEC Frame 160 breaking capacity class H Icu=70 kA @ 415 V 3-pole, starter protection TM110M, FM, In=12.5 A without overload protection short-circuit protection Ii=15 x In terminal connection | 7460 | 1 | ZN | 1
3VA1196-3ED12-0AA0 |  | circuit breaker 3VA1 IEC Frame 160 breaking capacity class N Icu=25 kA @ 240 V 1-pole, line protection TM210, FTFM, In=16 A overload protection Ir=16 A permanently set short-circuit protection Ii=20 x In nut keeper kit | 2480 | 1 | ZN | 1
3VA1196-3ED16-0AA0 |  | circuit breaker 3VA1 IEC Frame 160 breaking capacity class N Icu=25 kA @ 240 V 1-pole, line protection TM210, FTFM, In=16 A overload protection Ir=16 A permanently set short-circuit protection Ii=20 x In terminal connection | 2670 | 1 | ZN | 1
3VA1196-3ED22-0AA0 |  | circuit breaker 3VA1 IEC Frame 160 breaking capacity class N Icu=25 kA @ 415 V 2-pole, line protection TM210, FTFM, In=16 A overload protection Ir=16 A permanently set short-circuit protection Ii=20 x In nut keeper kit | 4490 | 1 | ZN | 1
3VA1196-3ED26-0AA0 |  | circuit breaker 3VA1 IEC Frame 160 breaking capacity class N Icu=25 kA @ 415 V 2-pole, line protection TM210, FTFM, In=16 A overload protection Ir=16 A permanently set short-circuit protection Ii=20 x In terminal connection | 4790 | 1 | ZN | 1
3VA1196-3ED32-0AA0 |  | circuit breaker 3VA1 IEC Frame 160 breaking capacity class N Icu=25 kA @ 415 V 3-pole, line protection TM210, FTFM, In=16 A overload protection Ir=16 A permanently set short-circuit protection Ii=20 x In nut keeper kit | 4920 | 1 | ZN | 1
3VA1196-3ED36-0AA0 |  | circuit breaker 3VA1 IEC Frame 160 breaking capacity class N Icu=25 kA @ 415 V 3-pole, line protection TM210, FTFM, In=16 A overload protection Ir=16 A permanently set short-circuit protection Ii=20 x In terminal connection | 5450 | 1 | ZN | 1
3VA1196-3ED42-0AA0 |  | circuit breaker 3VA1 IEC Frame 160 breaking capacity class N Icu=25 kA @ 415 V 4-pole, line protection TM210, FTFM, In=16 A overload protection Ir=16 A permanently set short-circuit protection Ii=20 x In N conductor unprotected nut keeper kit | 6460 | 1 | ZN | 1
3VA1196-3ED46-0AA0 |  | circuit breaker 3VA1 IEC Frame 160 breaking capacity class N Icu=25 kA @ 415 V 4-pole, line protection TM210, FTFM, In=16 A overload protection Ir=16 A permanently set short-circuit protection Ii=20 x In N conductor unprotected terminal connection | 7110 | 1 | ZN | 1
3VA1196-3EE32-0AA0 |  | circuit breaker 3VA1 IEC Frame 160 breaking capacity class N Icu=25 kA @ 415 V 3-pole, line protection TM220, ATFM, In=16 A overload protection Ir=11 A...16 A short-circuit protection Ii=20 x In nut keeper kit | 5030 | 1 | ZN | 1
3VA1196-3EE36-0AA0 |  | circuit breaker 3VA1 IEC Frame 160 breaking capacity class N Icu=25 kA @ 415 V 3-pole, line protection TM220, ATFM, In=16 A overload protection Ir=11 A...16 A short-circuit protection Ii=20 x In terminal connection | 5560 | 1 | ZN | 1
3VA1196-3EE42-0AA0 |  | circuit breaker 3VA1 IEC Frame 160 breaking capacity class N Icu=25 kA @ 415 V 4-pole, line protection TM220, ATFM, In=16 A overload protection Ir=11 A...16 A short-circuit protection Ii=20 x In N conductor unprotected nut keeper kit | 6560 | 1 | ZN | 1
3VA1196-3EE46-0AA0 |  | circuit breaker 3VA1 IEC Frame 160 breaking capacity class N Icu=25 kA @ 415 V 4-pole, line protection TM220, ATFM, In=16 A overload protection Ir=11 A...16 A short-circuit protection Ii=20 x In N conductor unprotected terminal connection | 7320 | 1 | ZN | 1
3VA1196-3EF32-0AA0 |  | circuit breaker 3VA1 IEC Frame 160 breaking capacity class N Icu=25 kA @ 415 V 3-pole, line protection TM240, ATAM, In=16 A overload protection Ir=11 A...16 A short-circuit protection Ii=10...20 x In nut keeper kit | 5340 | 1 | ZN | 1
3VA1196-3EF36-0AA0 |  | circuit breaker 3VA1 IEC Frame 160 breaking capacity class N Icu=25 kA @ 415 V 3-pole, line protection TM240, ATAM, In=16 A overload protection Ir=11 A...16 A short-circuit protection Ii=10...20 x In terminal connection | 5850 | 1 | ZN | 1
3VA1196-3EF42-0AA0 |  | circuit breaker 3VA1 IEC Frame 160 breaking capacity class N Icu=25 kA @ 415 V 4-pole, line protection TM240, ATAM, In=16 A overload protection Ir=11 A...16 A short-circuit protection Ii=10...20 x In N conductor unprotected nut keeper kit | 6870 | 1 | ZN | 1
3VA1196-3EF46-0AA0 |  | circuit breaker 3VA1 IEC Frame 160 breaking capacity class N Icu=25 kA @ 415 V 4-pole, line protection TM240, ATAM, In=16 A overload protection Ir=11 A...16 A short-circuit protection Ii=10...20 x In N conductor unprotected terminal connection | 7640 | 1 | ZN | 1
3VA1196-3GD42-0AA0 |  | circuit breaker 3VA1 IEC Frame 160 breaking capacity class N Icu=25 kA @ 415 V 4-pole, line protection TM210, FTFM, In=16 A overload protection Ir=16 A permanently set short-circuit protection Ii=20 x In neutral conductor protection 100% nut keeper kit | 6460 | 1 | ZN | 1
3VA1196-3GD46-0AA0 |  | circuit breaker 3VA1 IEC Frame 160 breaking capacity class N Icu=25 kA @ 415 V 4-pole, line protection TM210, FTFM, In=16 A overload protection Ir=16 A permanently set short-circuit protection Ii=20 x In neutral conductor protection 100% terminal connection | 7110 | 1 | ZN | 1
3VA1196-3GE42-0AA0 |  | circuit breaker 3VA1 IEC Frame 160 breaking capacity class N Icu=25 kA @ 415 V 4-pole, line protection TM220, ATFM, In=16 A overload protection Ir=11 A...16 A short-circuit protection Ii=20 x In neutral conductor protection 100% nut keeper kit | 6560 | 1 | ZN | 1
3VA1196-3GE46-0AA0 |  | circuit breaker 3VA1 IEC Frame 160 breaking capacity class N Icu=25 kA @ 415 V 4-pole, line protection TM220, ATFM, In=16 A overload protection Ir=11 A...16 A short-circuit protection Ii=20 x In neutral conductor protection 100% terminal connection | 7320 | 1 | ZN | 1
3VA1196-3GF42-0AA0 |  | circuit breaker 3VA1 IEC Frame 160 breaking capacity class N Icu=25 kA @ 415 V 4-pole, line protection TM240, ATAM, In=16 A overload protection Ir=11 A...16 A short-circuit protection Ii=10...20 x In neutral conductor protection 100% nut keeper kit | 6870 | 1 | ZN | 1
3VA1196-3GF46-0AA0 |  | circuit breaker 3VA1 IEC Frame 160 breaking capacity class N Icu=25 kA @ 415 V 4-pole, line protection TM240, ATAM, In=16 A overload protection Ir=11 A...16 A short-circuit protection Ii=10...20 x In neutral conductor protection 100% terminal connection | 7640 | 1 | ZN | 1
3VA1196-4ED12-0AA0 |  | circuit breaker 3VA1 IEC Frame 160 breaking capacity class S Icu=36 kA @ 240 V 1-pole, line protection TM210, FTFM, In=16 A overload protection Ir=16 A permanently set short-circuit protection Ii=20 x In nut keeper kit | 2690 | 1 | ZN | 1
3VA1196-4ED16-0AA0 |  | circuit breaker 3VA1 IEC Frame 160 breaking capacity class S Icu=36 kA @ 240 V 1-pole, line protection TM210, FTFM, In=16 A overload protection Ir=16 A permanently set short-circuit protection Ii=20 x In terminal connection | 2850 | 1 | ZN | 1
3VA1196-4ED22-0AA0 |  | circuit breaker 3VA1 IEC Frame 160 breaking capacity class S Icu=36 kA @ 415 V 2-pole, line protection TM210, FTFM, In=16 A overload protection Ir=16 A permanently set short-circuit protection Ii=20 x In nut keeper kit | 4810 | 1 | ZN | 1
3VA1196-4ED26-0AA0 |  | circuit breaker 3VA1 IEC Frame 160 breaking capacity class S Icu=36 kA @ 415 V 2-pole, line protection TM210, FTFM, In=16 A overload protection Ir=16 A permanently set short-circuit protection Ii=20 x In terminal connection | 5180 | 1 | ZN | 1
3VA1196-4ED32-0AA0 |  | circuit breaker 3VA1 IEC Frame 160 breaking capacity class S Icu=36 kA @ 415 V 3-pole, line protection TM210, FTFM, In=16 A overload protection Ir=16 A permanently set short-circuit protection Ii=20 x In nut keeper kit | 5370 | 1 | ZN | 1
3VA1196-4ED36-0AA0 |  | circuit breaker 3VA1 IEC Frame 160 breaking capacity class S Icu=36 kA @ 415 V 3-pole, line protection TM210, FTFM, In=16 A overload protection Ir=16 A permanently set short-circuit protection Ii=20 x In terminal connection | 5890 | 1 | ZN | 1
3VA1196-4ED42-0AA0 |  | circuit breaker 3VA1 IEC Frame 160 breaking capacity class S Icu=36 kA @ 415 V 4-pole, line protection TM210, FTFM, In=16 A overload protection Ir=16 A permanently set short-circuit protection Ii=20 x In N conductor unprotected nut keeper kit | 6950 | 1 | ZN | 1
3VA1196-4ED46-0AA0 |  | circuit breaker 3VA1 IEC Frame 160 breaking capacity class S Icu=36 kA @ 415 V 4-pole, line protection TM210, FTFM, In=16 A overload protection Ir=16 A permanently set short-circuit protection Ii=20 x In N conductor unprotected terminal connection | 7690 | 1 | ZN | 1
3VA1196-4EE32-0AA0 |  | circuit breaker 3VA1 IEC Frame 160 breaking capacity class S Icu=36 kA @ 415 V 3-pole, line protection TM220, ATFM, In=16 A overload protection Ir=11 A...16 A short-circuit protection Ii=20 x In nut keeper kit | 5450 | 1 | ZN | 1
3VA1196-4EE36-0AA0 |  | circuit breaker 3VA1 IEC Frame 160 breaking capacity class S Icu=36 kA @ 415 V 3-pole, line protection TM220, ATFM, In=16 A overload protection Ir=11 A...16 A short-circuit protection Ii=20 x In terminal connection | 6010 | 1 | ZN | 1
3VA1196-4EE42-0AA0 |  | circuit breaker 3VA1 IEC Frame 160 breaking capacity class S Icu=36 kA @ 415 V 4-pole, line protection TM220, ATFM, In=16 A overload protection Ir=11 A...16 A short-circuit protection Ii=20 x In N conductor unprotected nut keeper kit | 7080 | 1 | ZN | 1
3VA1196-4EE46-0AA0 |  | circuit breaker 3VA1 IEC Frame 160 breaking capacity class S Icu=36 kA @ 415 V 4-pole, line protection TM220, ATFM, In=16 A overload protection Ir=11 A...16 A short-circuit protection Ii=20 x In N conductor unprotected terminal connection | 7850 | 1 | ZN | 1
3VA1196-4EF32-0AA0 |  | circuit breaker 3VA1 IEC Frame 160 breaking capacity class S Icu=36 kA @ 415 V 3-pole, line protection TM240, ATAM, In=16 A overload protection Ir=11 A...16 A short-circuit protection Ii=10...20 x In nut keeper kit | 5790 | 1 | ZN | 1
3VA1196-4EF32-0AB0 |  | circuit breaker 3VA1 IEC Frame 160 breaking capacity class S Icu=36 kA @ 415 V 3-pole, line protection TM240, ATAM, In=16 A overload protection Ir=11 A...16 A short-circuit protection Ii=10...20 x In nut keeper kit 2 auxiliary switches HP | 7510 | 1 | ZN | 1
3VA1196-4EF36-0AA0 |  | circuit breaker 3VA1 IEC Frame 160 breaking capacity class S Icu=36 kA @ 415 V 3-pole, line protection TM240, ATAM, In=16 A overload protection Ir=11 A...16 A short-circuit protection Ii=10...20 x In terminal connection | 6340 | 1 | ZN | 1
3VA1196-4EF42-0AA0 |  | circuit breaker 3VA1 IEC Frame 160 breaking capacity class S Icu=36 kA @ 415 V 4-pole, line protection TM240, ATAM, In=16 A overload protection Ir=11 A...16 A short-circuit protection Ii=10...20 x In N conductor unprotected nut keeper kit | 7490 | 1 | ZN | 1
3VA1196-4EF46-0AA0 |  | circuit breaker 3VA1 IEC Frame 160 breaking capacity class S Icu=36 kA @ 415 V 4-pole, line protection TM240, ATAM, In=16 A overload protection Ir=11 A...16 A short-circuit protection Ii=10...20 x In N conductor unprotected terminal connection | 8250 | 1 | ZN | 1
3VA1196-4GD42-0AA0 |  | circuit breaker 3VA1 IEC Frame 160 breaking capacity class S Icu=36 kA @ 415 V 4-pole, line protection TM210, FTFM, In=16 A overload protection Ir=16 A permanently set short-circuit protection Ii=20 x In neutral conductor protection 100% nut keeper kit | 6950 | 1 | ZN | 1
3VA1196-4GD46-0AA0 |  | circuit breaker 3VA1 IEC Frame 160 breaking capacity class S Icu=36 kA @ 415 V 4-pole, line protection TM210, FTFM, In=16 A overload protection Ir=16 A permanently set short-circuit protection Ii=20 x In neutral conductor protection 100% terminal connection | 7690 | 1 | ZN | 1
3VA1196-4GE42-0AA0 |  | circuit breaker 3VA1 IEC Frame 160 breaking capacity class S Icu=36 kA @ 415 V 4-pole, line protection TM220, ATFM, In=16 A overload protection Ir=11 A...16 A short-circuit protection Ii=20 x In neutral conductor protection 100% nut keeper kit | 7080 | 1 | ZN | 1
3VA1196-4GE46-0AA0 |  | circuit breaker 3VA1 IEC Frame 160 breaking capacity class S Icu=36 kA @ 415 V 4-pole, line protection TM220, ATFM, In=16 A overload protection Ir=11 A...16 A short-circuit protection Ii=20 x In neutral conductor protection 100% terminal connection | 7850 | 1 | ZN | 1
3VA1196-4GF42-0AA0 |  | circuit breaker 3VA1 IEC Frame 160 breaking capacity class S Icu=36 kA @ 415 V 4-pole, line protection TM240, ATAM, In=16 A overload protection Ir=11 A...16 A short-circuit protection Ii=10...20 x In neutral conductor protection 100% nut keeper kit | 7490 | 1 | ZN | 1
3VA1196-4GF46-0AA0 |  | circuit breaker 3VA1 IEC Frame 160 breaking capacity class S Icu=36 kA @ 415 V 4-pole, line protection TM240, ATAM, In=16 A overload protection Ir=11 A...16 A short-circuit protection Ii=10...20 x In neutral conductor protection 100% terminal connection | 8250 | 1 | ZN | 1
3VA1196-5ED12-0AA0 |  | circuit breaker 3VA1 IEC Frame 160 breaking capacity class M Icu=55 kA @ 240 V 1-pole, line protection TM210, FTFM, In=16 A overload protection Ir=16 A permanently set short-circuit protection Ii=20 x In nut keeper kit | 2930 | 1 | ZN | 1
3VA1196-5ED16-0AA0 |  | circuit breaker 3VA1 IEC Frame 160 breaking capacity class M Icu=55 kA @ 240 V 1-pole, line protection TM210, FTFM, In=16 A overload protection Ir=16 A permanently set short-circuit protection Ii=20 x In terminal connection | 3150 | 1 | ZN | 1
3VA1196-5ED22-0AA0 |  | circuit breaker 3VA1 IEC Frame 160 breaking capacity class M Icu=55 kA @ 415 V 2-pole, line protection TM210, FTFM, In=16 A overload protection Ir=16 A permanently set short-circuit protection Ii=20 x In nut keeper kit | 5350 | 1 | ZN | 1
3VA1196-5ED26-0AA0 |  | circuit breaker 3VA1 IEC Frame 160 breaking capacity class M Icu=55 kA @ 415 V 2-pole, line protection TM210, FTFM, In=16 A overload protection Ir=16 A permanently set short-circuit protection Ii=20 x In terminal connection | 5720 | 1 | ZN | 1
3VA1196-5ED32-0AA0 |  | circuit breaker 3VA1 IEC Frame 160 breaking capacity class M Icu=55 kA @ 415 V 3-pole, line protection TM210, FTFM, In=16 A overload protection Ir=16 A permanently set short-circuit protection Ii=20 x In nut keeper kit | 5890 | 1 | ZN | 1
3VA1196-5ED36-0AA0 |  | circuit breaker 3VA1 IEC Frame 160 breaking capacity class M Icu=55 kA @ 415 V 3-pole, line protection TM210, FTFM, In=16 A overload protection Ir=16 A permanently set short-circuit protection Ii=20 x In terminal connection | 6480 | 1 | ZN | 1
3VA1196-5ED42-0AA0 |  | circuit breaker 3VA1 IEC Frame 160 breaking capacity class M Icu=55 kA @ 415 V 4-pole, line protection TM210, FTFM, In=16 A overload protection Ir=16 A permanently set short-circuit protection Ii=20 x In N conductor unprotected nut keeper kit | 7650 | 1 | ZN | 1
3VA1196-5ED46-0AA0 |  | circuit breaker 3VA1 IEC Frame 160 breaking capacity class M Icu=55 kA @ 415 V 4-pole, line protection TM210, FTFM, In=16 A overload protection Ir=16 A permanently set short-circuit protection Ii=20 x In N conductor unprotected terminal connection | 8410 | 1 | ZN | 1
3VA1196-5EE32-0AA0 |  | circuit breaker 3VA1 IEC Frame 160 breaking capacity class M Icu=55 kA @ 415 V 3-pole, line protection TM220, ATFM, In=16 A overload protection Ir=11 A...16 A short-circuit protection Ii=20 x In nut keeper kit | 6010 | 1 | ZN | 1
3VA1196-5EE36-0AA0 |  | circuit breaker 3VA1 IEC Frame 160 breaking capacity class M Icu=55 kA @ 415 V 3-pole, line protection TM220, ATFM, In=16 A overload protection Ir=11 A...16 A short-circuit protection Ii=20 x In terminal connection | 6580 | 1 | ZN | 1
3VA1196-5EE42-0AA0 |  | circuit breaker 3VA1 IEC Frame 160 breaking capacity class M Icu=55 kA @ 415 V 4-pole, line protection TM220, ATFM, In=16 A overload protection Ir=11 A...16 A short-circuit protection Ii=20 x In N conductor unprotected nut keeper kit | 7830 | 1 | ZN | 1
3VA1196-5EE46-0AA0 |  | circuit breaker 3VA1 IEC Frame 160 breaking capacity class M Icu=55 kA @ 415 V 4-pole, line protection TM220, ATFM, In=16 A overload protection Ir=11 A...16 A short-circuit protection Ii=20 x In N conductor unprotected terminal connection | 8570 | 1 | ZN | 1
3VA1196-5EF32-0AA0 |  | circuit breaker 3VA1 IEC Frame 160 breaking capacity class M Icu=55 kA @ 415 V 3-pole, line protection TM240, ATAM, In=16 A overload protection Ir=11 A...16 A short-circuit protection Ii=10...20 x In nut keeper kit | 6350 | 1 | ZN | 1
3VA1196-5EF32-0AB0 |  | circuit breaker 3VA1 IEC Frame 160 breaking capacity class M Icu=55 kA @ 415 V 3-pole, line protection TM240, ATAM, In=16 A overload protection Ir=11 A...16 A short-circuit protection Ii=10...20 x In nut keeper kit 2 auxiliary switches HP | 8070 | 1 | ZN | 1
3VA1196-5EF32-0CA0 |  | circuit breaker 3VA1 IEC Frame 160 breaking capacity class M Icu=55 kA @ 415 V 3-pole, line protection TM240, ATAM, In=16 A overload protection Ir=11 A...16 A short-circuit protection Ii=10...20 x In nut keeper kit undervoltage release (UVR) 120-127 V AC 50/60 Hz | 9090 | 1 | ZN | 1
3VA1196-5EF36-0AA0 |  | circuit breaker 3VA1 IEC Frame 160 breaking capacity class M Icu=55 kA @ 415 V 3-pole, line protection TM240, ATAM, In=16 A overload protection Ir=11 A...16 A short-circuit protection Ii=10...20 x In terminal connection | 6870 | 1 | ZN | 1
3VA1196-5EF42-0AA0 |  | circuit breaker 3VA1 IEC Frame 160 breaking capacity class M Icu=55 kA @ 415 V 4-pole, line protection TM240, ATAM, In=16 A overload protection Ir=11 A...16 A short-circuit protection Ii=10...20 x In N conductor unprotected nut keeper kit | 8250 | 1 | ZN | 1
3VA1196-5EF46-0AA0 |  | circuit breaker 3VA1 IEC Frame 160 breaking capacity class M Icu=55 kA @ 415 V 4-pole, line protection TM240, ATAM, In=16 A overload protection Ir=11 A...16 A short-circuit protection Ii=10...20 x In N conductor unprotected terminal connection | 8940 | 1 | ZN | 1
3VA1196-5GD42-0AA0 |  | circuit breaker 3VA1 IEC Frame 160 breaking capacity class M Icu=55 kA @ 415 V 4-pole, line protection TM210, FTFM, In=16 A overload protection Ir=16 A permanently set short-circuit protection Ii=20 x In neutral conductor protection 100% nut keeper kit | 7650 | 1 | ZN | 1
3VA1196-5GD46-0AA0 |  | circuit breaker 3VA1 IEC Frame 160 breaking capacity class M Icu=55 kA @ 415 V 4-pole, line protection TM210, FTFM, In=16 A overload protection Ir=16 A permanently set short-circuit protection Ii=20 x In neutral conductor protection 100% terminal connection | 8410 | 1 | ZN | 1
3VA1196-5GE42-0AA0 |  | circuit breaker 3VA1 IEC Frame 160 breaking capacity class M Icu=55 kA @ 415 V 4-pole, line protection TM220, ATFM, In=16 A overload protection Ir=11 A...16 A short-circuit protection Ii=20 x In neutral conductor protection 100% nut keeper kit | 7830 | 1 | ZN | 1
3VA1196-5GE46-0AA0 |  | circuit breaker 3VA1 IEC Frame 160 breaking capacity class M Icu=55 kA @ 415 V 4-pole, line protection TM220, ATFM, In=16 A overload protection Ir=11 A...16 A short-circuit protection Ii=20 x In neutral conductor protection 100% terminal connection | 8570 | 1 | ZN | 1
3VA1196-5GF42-0AA0 |  | circuit breaker 3VA1 IEC Frame 160 breaking capacity class M Icu=55 kA @ 415 V 4-pole, line protection TM240, ATAM, In=16 A overload protection Ir=11 A...16 A short-circuit protection Ii=10...20 x In neutral conductor protection 100% nut keeper kit | 8250 | 1 | ZN | 1
3VA1196-5GF46-0AA0 |  | circuit breaker 3VA1 IEC Frame 160 breaking capacity class M Icu=55 kA @ 415 V 4-pole, line protection TM240, ATAM, In=16 A overload protection Ir=11 A...16 A short-circuit protection Ii=10...20 x In neutral conductor protection 100% terminal connection | 8940 | 1 | ZN | 1
3VA1196-6ED32-0AA0 |  | circuit breaker 3VA1 IEC Frame 160 breaking capacity class H Icu=70 kA @ 415 V 3-pole, line protection TM210, FTFM, In=16 A overload protection Ir=16 A permanently set short-circuit protection Ii=20 x In nut keeper kit | 6460 | 1 | ZN | 1
3VA1196-6ED36-0AA0 |  | circuit breaker 3VA1 IEC Frame 160 breaking capacity class H Icu=70 kA @ 415 V 3-pole, line protection TM210, FTFM, In=16 A overload protection Ir=16 A permanently set short-circuit protection Ii=20 x In terminal connection | 6960 | 1 | ZN | 1
3VA1196-6ED42-0AA0 |  | circuit breaker 3VA1 IEC Frame 160 breaking capacity class H Icu=70 kA @ 415 V 4-pole, line protection TM210, FTFM, In=16 A overload protection Ir=16 A permanently set short-circuit protection Ii=20 x In N conductor unprotected nut keeper kit | 8350 | 1 | ZN | 1
3VA1196-6ED46-0AA0 |  | circuit breaker 3VA1 IEC Frame 160 breaking capacity class H Icu=70 kA @ 415 V 4-pole, line protection TM210, FTFM, In=16 A overload protection Ir=16 A permanently set short-circuit protection Ii=20 x In N conductor unprotected terminal connection | 9100 | 1 | ZN | 1
3VA1196-6EE32-0AA0 |  | circuit breaker 3VA1 IEC Frame 160 breaking capacity class H Icu=70 kA @ 415 V 3-pole, line protection TM220, ATFM, In=16 A overload protection Ir=11 A...16 A short-circuit protection Ii=20 x In nut keeper kit | 6580 | 1 | ZN | 1
3VA1196-6EE36-0AA0 |  | circuit breaker 3VA1 IEC Frame 160 breaking capacity class H Icu=70 kA @ 415 V 3-pole, line protection TM220, ATFM, In=16 A overload protection Ir=11 A...16 A short-circuit protection Ii=20 x In terminal connection | 7080 | 1 | ZN | 1
3VA1196-6EE42-0AA0 |  | circuit breaker 3VA1 IEC Frame 160 breaking capacity class H Icu=70 kA @ 415 V 4-pole, line protection TM220, ATFM, In=16 A overload protection Ir=11 A...16 A short-circuit protection Ii=20 x In N conductor unprotected nut keeper kit | 8570 | 1 | ZN | 1
3VA1196-6EE46-0AA0 |  | circuit breaker 3VA1 IEC Frame 160 breaking capacity class H Icu=70 kA @ 415 V 4-pole, line protection TM220, ATFM, In=16 A overload protection Ir=11 A...16 A short-circuit protection Ii=20 x In N conductor unprotected terminal connection | 9290 | 1 | ZN | 1
3VA1196-6EF32-0AA0 |  | circuit breaker 3VA1 IEC Frame 160 breaking capacity class H Icu=70 kA @ 415 V 3-pole, line protection TM240, ATAM, In=16 A overload protection Ir=11 A...16 A short-circuit protection Ii=10...20 x In nut keeper kit | 6880 | 1 | ZN | 1
3VA1196-6EF36-0AA0 |  | circuit breaker 3VA1 IEC Frame 160 breaking capacity class H Icu=70 kA @ 415 V 3-pole, line protection TM240, ATAM, In=16 A overload protection Ir=11 A...16 A short-circuit protection Ii=10...20 x In terminal connection | 7460 | 1 | ZN | 1
3VA1196-6EF42-0AA0 |  | circuit breaker 3VA1 IEC Frame 160 breaking capacity class H Icu=70 kA @ 415 V 4-pole, line protection TM240, ATAM, In=16 A overload protection Ir=11 A...16 A short-circuit protection Ii=10...20 x In N conductor unprotected nut keeper kit | 8970 | 1 | ZN | 1
3VA1196-6EF46-0AA0 |  | circuit breaker 3VA1 IEC Frame 160 breaking capacity class H Icu=70 kA @ 415 V 4-pole, line protection TM240, ATAM, In=16 A overload protection Ir=11 A...16 A short-circuit protection Ii=10...20 x In N conductor unprotected terminal connection | 9680 | 1 | ZN | 1
3VA1196-6GD42-0AA0 |  | circuit breaker 3VA1 IEC Frame 160 breaking capacity class H Icu=70 kA @ 415 V 4-pole, line protection TM210, FTFM, In=16 A overload protection Ir=16 A permanently set short-circuit protection Ii=20 x In neutral conductor protection 100% nut keeper kit | 8350 | 1 | ZN | 1
3VA1196-6GD46-0AA0 |  | circuit breaker 3VA1 IEC Frame 160 breaking capacity class H Icu=70 kA @ 415 V 4-pole, line protection TM210, FTFM, In=16 A overload protection Ir=16 A permanently set short-circuit protection Ii=20 x In neutral conductor protection 100% terminal connection | 9100 | 1 | ZN | 1
3VA1196-6GE42-0AA0 |  | circuit breaker 3VA1 IEC Frame 160 breaking capacity class H Icu=70 kA @ 415 V 4-pole, line protection TM220, ATFM, In=16 A overload protection Ir=11 A...16 A short-circuit protection Ii=20 x In neutral conductor protection 100% nut keeper kit | 8570 | 1 | ZN | 1
3VA1196-6GE46-0AA0 |  | circuit breaker 3VA1 IEC Frame 160 breaking capacity class H Icu=70 kA @ 415 V 4-pole, line protection TM220, ATFM, In=16 A overload protection Ir=11 A...16 A short-circuit protection Ii=20 x In neutral conductor protection 100% terminal connection | 9290 | 1 | ZN | 1
3VA1196-6GF42-0AA0 |  | circuit breaker 3VA1 IEC Frame 160 breaking capacity class H Icu=70 kA @ 415 V 4-pole, line protection TM240, ATAM, In=16 A overload protection Ir=11 A...16 A short-circuit protection Ii=10...20 x In neutral conductor protection 100% nut keeper kit | 8970 | 1 | ZN | 1
3VA1196-6GF46-0AA0 |  | circuit breaker 3VA1 IEC Frame 160 breaking capacity class H Icu=70 kA @ 415 V 4-pole, line protection TM240, ATAM, In=16 A overload protection Ir=11 A...16 A short-circuit protection Ii=10...20 x In neutral conductor protection 100% terminal connection | 9680 | 1 | ZN | 1
3VA1216-4EF32-0AA0 |  | circuit breaker 3VA1 IEC Frame 250 breaking capacity class S Icu=36 kA @ 415 V 3-pole, line protection TM240, ATAM, In=160 A overload protection Ir=112 A...160 A short-circuit protection Ii=5...10 x In nut keeper kit | 16900 | 1 | ZN | 1
3VA1216-4EF42-0AA0 |  | circuit breaker 3VA1 IEC Frame 250 breaking capacity class S Icu=36 kA @ 415 V 4-pole, line protection TM240, ATAM, In=160 A overload protection Ir=112 A...160 A short-circuit protection Ii=5...10 x In N conductor unprotected nut keeper kit | 21900 | 1 | ZN | 1
3VA1216-4FF42-0AA0 |  | circuit breaker 3VA1 IEC Frame 250 breaking capacity class S Icu=36 kA @ 415 V 4-pole, line protection TM240, ATAM, In=160 A overload protection Ir=112 A...160 A short-circuit protection Ii=5...10 x In neutral conductor protection 50% nut keeper kit | 21900 | 1 | ZN | 1
3VA1216-4GF42-0AA0 |  | circuit breaker 3VA1 IEC Frame 250 breaking capacity class S Icu=36 kA @ 415 V 4-pole, line protection TM240, ATAM, In=160 A overload protection Ir=112 A...160 A short-circuit protection Ii=5...10 x In neutral conductor protection 100% nut keeper kit | 21900 | 1 | ZN | 1
3VA1216-5EF32-0AA0 |  | circuit breaker 3VA1 IEC Frame 250 breaking capacity class M Icu=55 kA @ 415 V 3-pole, line protection TM240, ATAM, In=160 A overload protection Ir=112 A...160 A short-circuit protection Ii=5...10 x In nut keeper kit | 18700 | 1 | ZN | 1
3VA1216-5EF42-0AA0 |  | circuit breaker 3VA1 IEC Frame 250 breaking capacity class M Icu=55 kA @ 415 V 4-pole, line protection TM240, ATAM, In=160 A overload protection Ir=112 A...160 A short-circuit protection Ii=5...10 x In N conductor unprotected nut keeper kit | 24400 | 1 | ZN | 1
3VA1216-5FF42-0AA0 |  | circuit breaker 3VA1 IEC Frame 250 breaking capacity class M Icu=55 kA @ 415 V 4-pole, line protection TM240, ATAM, In=160 A overload protection Ir=112 A...160 A short-circuit protection Ii=5...10 x In neutral conductor protection 50% nut keeper kit | 24400 | 1 | ZN | 1
3VA1216-5GF42-0AA0 |  | circuit breaker 3VA1 IEC Frame 250 breaking capacity class M Icu=55 kA @ 415 V 4-pole, line protection TM240, ATAM, In=160 A overload protection Ir=112 A...160 A short-circuit protection Ii=5...10 x In neutral conductor protection 100% nut keeper kit | 24400 | 1 | ZN | 1
3VA1216-5MH32-0AA0 |  | circuit breaker 3VA1 IEC Frame 250 breaking capacity class M Icu=55 kA @ 415 V 3-pole, starter protection TM120M, AM, In=160 A without overload protection short-circuit protection Ii=7...16 x In nut keeper kit | 15100 | 1 | ZN | 1
3VA1216-5MH32-0AB0 |  | circuit breaker 3VA1 IEC Frame 250 breaking capacity class M Icu=55 kA @ 415 V 3-pole, starter protection TM120M, AM, In=160 A without overload protection short-circuit protection Ii=7...16 x In nut keeper kit 2 auxiliary switches HP | 17000 | 1 | ZN | 1
3VA1216-6EF32-0AA0 |  | circuit breaker 3VA1 IEC Frame 250 breaking capacity class H Icu=70 kA @ 415 V 3-pole, line protection TM240, ATAM, In=160 A overload protection Ir=112 A...160 A short-circuit protection Ii=5...10 x In nut keeper kit | 21100 | 1 | ZN | 1
3VA1216-6EF42-0AA0 |  | circuit breaker 3VA1 IEC Frame 250 breaking capacity class H Icu=70 kA @ 415 V 4-pole, line protection TM240, ATAM, In=160 A overload protection Ir=112 A...160 A short-circuit protection Ii=5...10 x In N conductor unprotected nut keeper kit | 27500 | 1 | ZN | 1
3VA1216-6FF42-0AA0 |  | circuit breaker 3VA1 IEC Frame 250 breaking capacity class H Icu=70 kA @ 415 V 4-pole, line protection TM240, ATAM, In=160 A overload protection Ir=112 A...160 A short-circuit protection Ii=5...10 x In neutral conductor protection 50% nut keeper kit | 27500 | 1 | ZN | 1
3VA1216-6GF42-0AA0 |  | circuit breaker 3VA1 IEC Frame 250 breaking capacity class H Icu=70 kA @ 415 V 4-pole, line protection TM240, ATAM, In=160 A overload protection Ir=112 A...160 A short-circuit protection Ii=5...10 x In neutral conductor protection 100% nut keeper kit | 27500 | 1 | ZN | 1
3VA1216-6MH32-0AA0 |  | circuit breaker 3VA1 IEC Frame 250 breaking capacity class H Icu=70 kA @ 415 V 3-pole, starter protection TM120M, AM, In=160 A without overload protection short-circuit protection Ii=7...16 x In nut keeper kit | 17400 | 1 | ZN | 1
3VA1220-4EF32-0AA0 |  | circuit breaker 3VA1 IEC Frame 250 breaking capacity class S Icu=36 kA @ 415 V 3-pole, line protection TM240, ATAM, In=200 A overload protection Ir=140 A...200 A short-circuit protection Ii=5...10 x In nut keeper kit | 17500 | 1 | ZN | 1
3VA1220-4EF32-0AB0 |  | circuit breaker 3VA1 IEC Frame 250 breaking capacity class S Icu=36 kA @ 415 V 3-pole, line protection TM240, ATAM, In=200 A overload protection Ir=140 A...200 A short-circuit protection Ii=5...10 x In nut keeper kit 2 auxiliary switches HP | 19000 | 1 | ZN | 1
3VA1220-4EF42-0AA0 |  | circuit breaker 3VA1 IEC Frame 250 breaking capacity class S Icu=36 kA @ 415 V 4-pole, line protection TM240, ATAM, In=200 A overload protection Ir=140 A...200 A short-circuit protection Ii=5...10 x In N conductor unprotected nut keeper kit | 22200 | 1 | ZN | 1
3VA1220-4FF42-0AA0 |  | circuit breaker 3VA1 IEC Frame 250 breaking capacity class S Icu=36 kA @ 415 V 4-pole, line protection TM240, ATAM, In=200 A overload protection Ir=140 A...200 A short-circuit protection Ii=5...10 x In neutral conductor protection 50% nut keeper kit | 22200 | 1 | ZN | 1
3VA1220-4GF42-0AA0 |  | circuit breaker 3VA1 IEC Frame 250 breaking capacity class S Icu=36 kA @ 415 V 4-pole, line protection TM240, ATAM, In=200 A overload protection Ir=140 A...200 A short-circuit protection Ii=5...10 x In neutral conductor protection 100% nut keeper kit | 22200 | 1 | ZN | 1
3VA1220-5EF32-0AA0 |  | circuit breaker 3VA1 IEC Frame 250 breaking capacity class M Icu=55 kA @ 415 V 3-pole, line protection TM240, ATAM, In=200 A overload protection Ir=140 A...200 A short-circuit protection Ii=5...10 x In nut keeper kit | 19000 | 1 | ZN | 1
3VA1220-5EF32-0AB0 |  | circuit breaker 3VA1 IEC Frame 250 breaking capacity class M Icu=55 kA @ 415 V 3-pole, line protection TM240, ATAM, In=200 A overload protection Ir=140 A...200 A short-circuit protection Ii=5...10 x In nut keeper kit 2 auxiliary switches HP | 20700 | 1 | ZN | 1
3VA1220-5EF32-0AC0 |  | circuit breaker 3VA1 IEC Frame 250 breaking capacity class M Icu=55 kA @ 415 V 3-pole, line protection TM240, ATAM, In=200 A overload protection Ir=140 A...200 A short-circuit protection Ii=5...10 x In nut keeper kit 2 auxiliary switches HQ | 20300 | 1 | ZN | 1
3VA1220-5EF32-0AJ0 |  | circuit breaker 3VA1 IEC Frame 250 breaking capacity class M Icu=55 kA @ 415 V 3-pole, line protection TM240, ATAM, In=200 A overload protection Ir=140 A...200 A short-circuit protection Ii=5...10 x In nut keeper kit 2 auxiliary switches HP 1 trip alarm switch HP | 21500 | 1 | ZN | 1
3VA1220-5EF32-0LC0 |  | circuit breaker 3VA1 IEC Frame 250 breaking capacity class M Icu=55 kA @ 415 V 3-pole, line protection TM240, ATAM, In=200 A overload protection Ir=140 A...200 A short-circuit protection Ii=5...10 x In nut keeper kit universal release 24 V DC 2 auxiliary switches | 24900 | 1 | ZN | 1
3VA1220-5EF42-0AA0 |  | circuit breaker 3VA1 IEC Frame 250 breaking capacity class M Icu=55 kA @ 415 V 4-pole, line protection TM240, ATAM, In=200 A overload protection Ir=140 A...200 A short-circuit protection Ii=5...10 x In N conductor unprotected nut keeper kit | 24900 | 1 | ZN | 1
3VA1220-5FF42-0AA0 |  | circuit breaker 3VA1 IEC Frame 250 breaking capacity class M Icu=55 kA @ 415 V 4-pole, line protection TM240, ATAM, In=200 A overload protection Ir=140 A...200 A short-circuit protection Ii=5...10 x In neutral conductor protection 50% nut keeper kit | 24900 | 1 | ZN | 1
3VA1220-5GF42-0AA0 |  | circuit breaker 3VA1 IEC Frame 250 breaking capacity class M Icu=55 kA @ 415 V 4-pole, line protection TM240, ATAM, In=200 A overload protection Ir=140 A...200 A short-circuit protection Ii=5...10 x In neutral conductor protection 100% nut keeper kit | 24900 | 1 | ZN | 1
3VA1220-5MH32-0AA0 |  | circuit breaker 3VA1 IEC Frame 250 breaking capacity class M Icu=55 kA @ 415 V 3-pole, starter protection TM120M, AM, In=200 A without overload protection short-circuit protection Ii=6...14 x In nut keeper kit | 19000 | 1 | ZN | 1
3VA1220-5MH32-0AB0 |  | circuit breaker 3VA1 IEC Frame 250 breaking capacity class M Icu=55 kA @ 415 V 3-pole, starter protection TM120M, AM, In=200 A without overload protection short-circuit protection Ii=6...14 x In nut keeper kit 2 auxiliary switches HP | 20700 | 1 | ZN | 1
3VA1220-6EF32-0AA0 |  | circuit breaker 3VA1 IEC Frame 250 breaking capacity class H Icu=70 kA @ 415 V 3-pole, line protection TM240, ATAM, In=200 A overload protection Ir=140 A...200 A short-circuit protection Ii=5...10 x In nut keeper kit | 21500 | 1 | ZN | 1
3VA1220-6EF32-0AB0 |  | circuit breaker 3VA1 IEC Frame 250 breaking capacity class H Icu=70 kA @ 415 V 3-pole, line protection TM240, ATAM, In=200 A overload protection Ir=140 A...200 A short-circuit protection Ii=5...10 x In nut keeper kit 2 auxiliary switches HP | 23300 | 1 | ZN | 1
3VA1220-6EF32-0AH0 |  | circuit breaker 3VA1 IEC Frame 250 breaking capacity class H Icu=70 kA @ 415 V 3-pole, line protection TM240, ATAM, In=200 A overload protection Ir=140 A...200 A short-circuit protection Ii=5...10 x In nut keeper kit 2 auxiliary switches HQ 1 trip alarm switch HQ | 23300 | 1 | ZN | 1
3VA1220-6EF32-0CC0 |  | circuit breaker 3VA1 IEC Frame 250 breaking capacity class H Icu=70 kA @ 415 V 3-pole, line protection TM240, ATAM, In=200 A overload protection Ir=140 A...200 A short-circuit protection Ii=5...10 x In nut keeper kit undervoltage release (UVR) 120-127 V AC 50/60 Hz | 25600 | 1 | ZN | 1
3VA1220-6EF32-0HA0 |  | circuit breaker 3VA1 IEC Frame 250 breaking capacity class H Icu=70 kA @ 415 V 3-pole, line protection TM240, ATAM, In=200 A overload protection Ir=140 A...200 A short-circuit protection Ii=5...10 x In nut keeper kit shunt trip (STL) 12-30 V DC, 24 V AC 50/60 Hz | 23800 | 1 | ZN | 1
3VA1220-6EF42-0AA0 |  | circuit breaker 3VA1 IEC Frame 250 breaking capacity class H Icu=70 kA @ 415 V 4-pole, line protection TM240, ATAM, In=200 A overload protection Ir=140 A...200 A short-circuit protection Ii=5...10 x In N conductor unprotected nut keeper kit | 28100 | 1 | ZN | 1
3VA1220-6EF42-0HC0 |  | circuit breaker 3VA1 IEC Frame 250 breaking capacity class H Icu=70 kA @ 415 V 4-pole, line protection TM240, ATAM, In=200 A overload protection Ir=140 A...200 A short-circuit protection Ii=5...10 x In N conductor unprotected nut keeper kit shunt trip (STL) 12-30 V DC; 24 V AC 50/60 Hz 2 auxiliary switches HQ | 31500 | 1 | ZN | 1
3VA1220-6FF42-0AA0 |  | circuit breaker 3VA1 IEC Frame 250 breaking capacity class H Icu=70 kA @ 415 V 4-pole, line protection TM240, ATAM, In=200 A overload protection Ir=140 A...200 A short-circuit protection Ii=5...10 x In neutral conductor protection 50% nut keeper kit | 28100 | 1 | ZN | 1
3VA1220-6GF42-0AA0 |  | circuit breaker 3VA1 IEC Frame 250 breaking capacity class H Icu=70 kA @ 415 V 4-pole, line protection TM240, ATAM, In=200 A overload protection Ir=140 A...200 A short-circuit protection Ii=5...10 x In neutral conductor protection 100% nut keeper kit | 28100 | 1 | ZN | 1
3VA1220-6MH32-0AA0 |  | circuit breaker 3VA1 IEC Frame 250 breaking capacity class H Icu=70 kA @ 415 V 3-pole, starter protection TM120M, AM, In=200 A without overload protection short-circuit protection Ii=6...14 x In nut keeper kit | 21500 | 1 | ZN | 1
3VA1225-1AA32-0AA0 |  | switch disconnector 3VA1 IEC frame 250 3-pole SD100, In=250A without overload protection w/o short-circuit protection nut keeper kit | 12600 | 1 | ZN | 1
3VA1225-1AA32-0AB0 |  | switch disconnector 3VA1 IEC frame 250 3-pole SD100, In=250A without overload protection w/o short-circuit protection nut keeper kit 2 auxiliary switches HP | 14400 | 1 | ZN | 1
3VA1225-1AA32-0AC0 |  | switch disconnector 3VA1 IEC frame 250 3-pole SD100, In=250A without overload protection w/o short-circuit protection nut keeper kit 2 auxiliary switches HQ | 13800 | 1 | ZN | 1
3VA1225-1AA32-0AG0 |  | switch disconnector 3VA1 IEC frame 250 3-pole SD100, In=250A without overload protection w/o short-circuit protection nut keeper kit 1 auxiliary switch HP 1 trip alarm switch HP | 14400 | 1 | ZN | 1
3VA1225-1AA32-0BA0 |  | switch disconnector 3VA1 IEC frame 250 3-pole SD100, In=250A without overload protection w/o short-circuit protection nut keeper kit undervoltage release (UVR) 24V DC | 15300 | 1 | ZN | 1
3VA1225-1AA32-0KA0 |  | switch disconnector 3VA1 IEC frame 250 3-pole SD100, In=250A without overload protection w/o short-circuit protection nut keeper kit shunt trip (STL) 220-250V DC; 208-277V AC | 14700 | 1 | ZN | 1
3VA1225-1AA42-0AA0 |  | switch disconnector 3VA1 IEC frame 250 4-pole SD100, In=250A without overload protection w/o short-circuit protection nut keeper kit | 16400 | 1 | ZN | 1
3VA1225-1AA42-0AC0 |  | switch disconnector 3VA1 IEC frame 250 4-pole SD100, In=250A without overload protection w/o short-circuit protection nut keeper kit 2 auxiliary switches HQ | 17700 | 1 | ZN | 1
3VA1225-4EF32-0AA0 |  | circuit breaker 3VA1 IEC Frame 250 breaking capacity class S Icu=36 kA @ 415 V 3-pole, line protection TM240, ATAM, In=250 A overload protection Ir=175 A...250 A short-circuit protection Ii=5...10 x In nut keeper kit | 19300 | 1 | ZN | 1
3VA1225-4EF32-0AC0 |  | circuit breaker 3VA1 IEC Frame 250 breaking capacity class S Icu=36 kA @ 415 V 3-pole, line protection TM240, ATAM, In=250 A overload protection Ir=175 A...250 A short-circuit protection Ii=5...10 x In nut keeper kit 2 auxiliary switches HQ | 20600 | 1 | ZN | 1
3VA1225-4EF32-0AF0 |  | circuit breaker 3VA1 IEC Frame 250 breaking capacity class S Icu=36 kA @ 415 V 3-pole, line protection TM240, ATAM, In=250 A overload protection Ir=175 A...250 A short-circuit protection Ii=5...10 x In nut keeper kit 1 auxiliary switch HQ 1 trip alarm switch HQ | 20600 | 1 | ZN | 1
3VA1225-4EF32-0AH0 |  | circuit breaker 3VA1 IEC Frame 250 breaking capacity class S Icu=36 kA @ 415 V 3-pole, line protection TM240, ATAM, In=250 A overload protection Ir=175 A...250 A short-circuit protection Ii=5...10 x In nut keeper kit 2 auxiliary switches HQ 1 trip alarm switch HQ | 21200 | 1 | ZN | 1
3VA1225-4EF32-0BA0 |  | circuit breaker 3VA1 IEC Frame 250 breaking capacity class S Icu=36 kA @ 415 V 3-pole, line protection TM240, ATAM, In=250 A overload protection Ir=175 A...250 A short-circuit protection Ii=5...10 x In nut keeper kit undervoltage release (UVR) 24 V DC | 22000 | 1 | ZN | 1
3VA1225-4EF32-0HA0 |  | circuit breaker 3VA1 IEC Frame 250 breaking capacity class S Icu=36 kA @ 415 V 3-pole, line protection TM240, ATAM, In=250 A overload protection Ir=175 A...250 A short-circuit protection Ii=5...10 x In nut keeper kit shunt trip (STL) 12-30 V DC, 24 V AC 50/60 Hz | 21500 | 1 | ZN | 1
3VA1225-4EF42-0AA0 |  | circuit breaker 3VA1 IEC Frame 250 breaking capacity class S Icu=36 kA @ 415 V 4-pole, line protection TM240, ATAM, In=250 A overload protection Ir=175 A...250 A short-circuit protection Ii=5...10 x In N conductor unprotected nut keeper kit | 25200 | 1 | ZN | 1
3VA1225-4EF42-0AB0 |  | circuit breaker 3VA1 IEC Frame 250 breaking capacity class S Icu=36 kA @ 415 V 4-pole, line protection TM240, ATAM, In=250 A overload protection Ir=175 A...250 A short-circuit protection Ii=5...10 x In N conductor unprotected nut keeper kit 2 auxiliary switches HP | 27000 | 1 | ZN | 1
3VA1225-4EF42-0AG0 |  | circuit breaker 3VA1 IEC Frame 250 breaking capacity class S Icu=36 kA @ 415 V 4-pole, line protection TM240, ATAM, In=250 A overload protection Ir=175 A...250 A short-circuit protection Ii=5...10 x In N conductor unprotected nut keeper kit 1 auxiliary switch HP 1 trip alarm switch HP | 27000 | 1 | ZN | 1
3VA1225-4FF42-0AA0 |  | circuit breaker 3VA1 IEC Frame 250 breaking capacity class S Icu=36 kA @ 415 V 4-pole, line protection TM240, ATAM, In=250 A overload protection Ir=175 A...250 A short-circuit protection Ii=5...10 x In neutral conductor protection 50% nut keeper kit | 25200 | 1 | ZN | 1
3VA1225-4GF42-0AA0 |  | circuit breaker 3VA1 IEC Frame 250 breaking capacity class S Icu=36 kA @ 415 V 4-pole, line protection TM240, ATAM, In=250 A overload protection Ir=175 A...250 A short-circuit protection Ii=5...10 x In neutral conductor protection 100% nut keeper kit | 25200 | 1 | ZN | 1
3VA1225-4GF42-0AH0 |  | circuit breaker 3VA1 IEC Frame 250 breaking capacity class S Icu=36 kA @ 415 V 4-pole, line protection TM240, ATAM, In=250 A overload protection Ir=175 A...250 A short-circuit protection Ii=5...10 x In neutral conductor protection 100% nut keeper kit 2 auxiliary switches HQ 1 trip alarm switch HQ | 27000 | 1 | ZN | 1
3VA1225-5EF32-0AA0 |  | circuit breaker 3VA1 IEC Frame 250 breaking capacity class M Icu=55 kA @ 415 V 3-pole, line protection TM240, ATAM, In=250 A overload protection Ir=175 A...250 A short-circuit protection Ii=5...10 x In nut keeper kit | 21400 | 1 | ZN | 1
3VA1225-5EF32-0AB0 |  | circuit breaker 3VA1 IEC Frame 250 breaking capacity class M Icu=55 kA @ 415 V 3-pole, line protection TM240, ATAM, In=250 A overload protection Ir=175 A...250 A short-circuit protection Ii=5...10 x In nut keeper kit 2 auxiliary switches HP | 23200 | 1 | ZN | 1
3VA1225-5EF32-0AC0 |  | circuit breaker 3VA1 IEC Frame 250 breaking capacity class M Icu=55 kA @ 415 V 3-pole, line protection TM240, ATAM, In=250 A overload protection Ir=175 A...250 A short-circuit protection Ii=5...10 x In nut keeper kit 2 auxiliary switches HQ | 22400 | 1 | ZN | 1
3VA1225-5EF32-0AD0 |  | circuit breaker 3VA1 IEC Frame 250 breaking capacity class M Icu=55 kA @ 415 V 3-pole, line protection TM240, ATAM, In=250 A overload protection Ir=175 A...250 A short-circuit protection Ii=5...10 x In nut keeper kit 3 auxiliary switches HQ | 23200 | 1 | ZN | 1
3VA1225-5EF32-0AH0 |  | circuit breaker 3VA1 IEC Frame 250 breaking capacity class M Icu=55 kA @ 415 V 3-pole, line protection TM240, ATAM, In=250 A overload protection Ir=175 A...250 A short-circuit protection Ii=5...10 x In nut keeper kit 2 auxiliary switches HQ 1 trip alarm switch HQ | 23200 | 1 | ZN | 1
3VA1225-5EF32-0CH0 |  | circuit breaker 3VA1 IEC Frame 250 breaking capacity class M Icu=55 kA @ 415 V 3-pole, line protection TM240, ATAM, In=250 A overload protection Ir=175 A...250 A short-circuit protection Ii=5...10 x In nut keeper kit undervoltage release (UVR) 120-127 V AC 50/60 Hz 2 auxiliary switches HQ 1 trip alarm switch HQ | 26000 | 1 | ZN | 1
3VA1225-5EF42-0AA0 |  | circuit breaker 3VA1 IEC Frame 250 breaking capacity class M Icu=55 kA @ 415 V 4-pole, line protection TM240, ATAM, In=250 A overload protection Ir=175 A...250 A short-circuit protection Ii=5...10 x In N conductor unprotected nut keeper kit | 27800 | 1 | ZN | 1
3VA1225-5FF42-0AA0 |  | circuit breaker 3VA1 IEC Frame 250 breaking capacity class M Icu=55 kA @ 415 V 4-pole, line protection TM240, ATAM, In=250 A overload protection Ir=175 A...250 A short-circuit protection Ii=5...10 x In neutral conductor protection 50% nut keeper kit | 27800 | 1 | ZN | 1
3VA1225-5GF42-0AA0 |  | circuit breaker 3VA1 IEC Frame 250 breaking capacity class M Icu=55 kA @ 415 V 4-pole, line protection TM240, ATAM, In=250 A overload protection Ir=175 A...250 A short-circuit protection Ii=5...10 x In neutral conductor protection 100% nut keeper kit | 27800 | 1 | ZN | 1
3VA1225-5GF42-0AF0 |  | circuit breaker 3VA1 IEC Frame 250 breaking capacity class M Icu=55 kA @ 415 V 4-pole, line protection TM240, ATAM, In=250 A overload protection Ir=175 A...250 A short-circuit protection Ii=5...10 x In neutral conductor protection 100% nut keeper kit 1 auxiliary switch HQ 1 trip alarm switch HQ | 28600 | 1 | ZN | 1
3VA1225-5GF42-0DA0 |  | circuit breaker 3VA1 IEC Frame 250 breaking capacity class M Icu=55 kA @ 415 V 4-pole, line protection TM240, ATAM, In=250 A overload protection Ir=175 A...250 A short-circuit protection Ii=5...10 x In neutral conductor protection 100% nut keeper kit undervoltage release (UVR) 208-230 V AC 50/60 Hz | 30600 | 1 | ZN | 1
3VA1225-6EF32-0AA0 |  | circuit breaker 3VA1 IEC Frame 250 breaking capacity class H Icu=70 kA @ 415 V 3-pole, line protection TM240, ATAM, In=250 A overload protection Ir=175 A...250 A short-circuit protection Ii=5...10 x In nut keeper kit | 24600 | 1 | ZN | 1
3VA1225-6EF32-0AB0 |  | circuit breaker 3VA1 IEC Frame 250 breaking capacity class H Icu=70 kA @ 415 V 3-pole, line protection TM240, ATAM, In=250 A overload protection Ir=175 A...250 A short-circuit protection Ii=5...10 x In nut keeper kit 2 auxiliary switches HP | 26200 | 1 | ZN | 1
3VA1225-6EF32-0AH0 |  | circuit breaker 3VA1 IEC Frame 250 breaking capacity class H Icu=70 kA @ 415 V 3-pole, line protection TM240, ATAM, In=250 A overload protection Ir=175 A...250 A short-circuit protection Ii=5...10 x In nut keeper kit 2 auxiliary switches HQ 1 trip alarm switch HQ | 26200 | 1 | ZN | 1
3VA1225-6EF42-0AA0 |  | circuit breaker 3VA1 IEC Frame 250 breaking capacity class H Icu=70 kA @ 415 V 4-pole, line protection TM240, ATAM, In=250 A overload protection Ir=175 A...250 A short-circuit protection Ii=5...10 x In N conductor unprotected nut keeper kit | 31500 | 1 | ZN | 1
3VA1225-6FF42-0AA0 |  | circuit breaker 3VA1 IEC Frame 250 breaking capacity class H Icu=70 kA @ 415 V 4-pole, line protection TM240, ATAM, In=250 A overload protection Ir=175 A...250 A short-circuit protection Ii=5...10 x In neutral conductor protection 50% nut keeper kit | 31500 | 1 | ZN | 1
3VA1225-6GF42-0AA0 |  | circuit breaker 3VA1 IEC Frame 250 breaking capacity class H Icu=70 kA @ 415 V 4-pole, line protection TM240, ATAM, In=250 A overload protection Ir=175 A...250 A short-circuit protection Ii=5...10 x In neutral conductor protection 100% nut keeper kit | 31500 | 1 | ZN | 1
3VA1225-6GF42-0HH0 |  | circuit breaker 3VA1 IEC Frame 250 breaking capacity class H Icu=70 kA @ 415 V 4-pole, line protection TM240, ATAM, In=250 A overload protection Ir=175 A...250 A short-circuit protection Ii=5...10 x In neutral conductor protection 100% nut keeper kit shunt trip (STL) 12-30 V DC; 24 V AC 50/60 Hz 2 auxiliary switches HQ 1 trip alarm switch HQ | 35400 | 1 | ZN | 1
3VA1325-5MH32-0AA0 |  | circuit breaker 3VA1 IEC Frame 400 breaking capacity class M Icu=55 kA @ 415 V 3-pole, starter protection TM120M, AM, In=250 A without overload protection short-circuit protection Ii=8...16 x In nut keeper kit | 21400 | 1 | ZN | 1
3VA1325-6MH32-0AA0 |  | circuit breaker 3VA1 IEC Frame 400 breaking capacity class H Icu=70 kA @ 415 V 3-pole, starter protection TM120M, AM, In=250 A without overload protection short-circuit protection Ii=8...16 x In nut keeper kit | 24400 | 1 | ZN | 1
3VA1325-7MH32-0AA0 |  | circuit breaker 3VA1 IEC Frame 400 breaking capacity class C Icu=110 kA @ 415 V 3-pole, starter protection TM120M, AM, In=250 A without overload protection short-circuit protection Ii=8...16 x In nut keeper kit | 28600 | 1 | ZN | 1
3VA1332-4EF32-0AA0 |  | circuit breaker 3VA1 IEC Frame 400 breaking capacity class S Icu=36 kA @ 415 V 3-pole, line protection TM240, ATAM, In=320 A overload protection Ir=224 A...320 A short-circuit protection Ii=5...10 x In nut keeper kit | 26900 | 1 | ZN | 1
3VA1332-4EF42-0AA0 |  | circuit breaker 3VA1 IEC Frame 400 breaking capacity class S Icu=36 kA @ 415 V 4-pole, line protection TM240, ATAM, In=320 A overload protection Ir=224 A...320 A short-circuit protection Ii=5...10 x In N conductor unprotected nut keeper kit | 34700 | 1 | ZN | 1
3VA1332-4FF42-0AA0 |  | circuit breaker 3VA1 IEC Frame 400 breaking capacity class N Icu=36 kA @ 415 V 4-pole, line protection TM240, ATAM, In=320 A overload protection Ir=224 A...320 A short-circuit protection Ii=5...10 x In neutral conductor protection 50% nut keeper kit | 34700 | 1 | ZN | 1
3VA1332-4GF42-0AA0 |  | circuit breaker 3VA1 IEC Frame 400 breaking capacity class S Icu=36 kA @ 415 V 4-pole, line protection TM240, ATAM, In=320 A overload protection Ir=224 A...320 A short-circuit protection Ii=5...10 x In neutral conductor protection 100% nut keeper kit | 34700 | 1 | ZN | 1
3VA1332-5EF32-0AA0 |  | circuit breaker 3VA1 IEC Frame 400 breaking capacity class M Icu=55 kA @ 415 V 3-pole, line protection TM240, ATAM, In=320 A overload protection Ir=224 A...320 A short-circuit protection Ii=5...10 x In nut keeper kit | 29300 | 1 | ZN | 1
3VA1332-5EF42-0AA0 |  | circuit breaker 3VA1 IEC Frame 400 breaking capacity class M Icu=55 kA @ 415 V 4-pole, line protection TM240, ATAM, In=320 A overload protection Ir=224 A...320 A short-circuit protection Ii=5...10 x In N conductor unprotected nut keeper kit | 38300 | 1 | ZN | 1
3VA1332-5FF42-0AA0 |  | circuit breaker 3VA1 IEC Frame 400 breaking capacity class S Icu=55 kA @ 415 V 4-pole, line protection TM240, ATAM, In=320 A overload protection Ir=224 A...320 A short-circuit protection Ii=5...10 x In neutral conductor protection 50% nut keeper kit | 38300 | 1 | ZN | 1
3VA1332-5GF42-0AA0 |  | circuit breaker 3VA1 IEC Frame 400 breaking capacity class M Icu=55 kA @ 415 V 4-pole, line protection TM240, ATAM, In=320 A overload protection Ir=224 A...320 A short-circuit protection Ii=5...10 x In neutral conductor protection 100% nut keeper kit | 38300 | 1 | ZN | 1
3VA1332-5MH32-0AA0 |  | circuit breaker 3VA1 IEC Frame 400 breaking capacity class M Icu=55 kA @ 415 V 3-pole, starter protection TM120M, AM, In=320 A without overload protection short-circuit protection Ii=7...14 x In nut keeper kit | 29300 | 1 | ZN | 1
3VA1332-6EF32-0AA0 |  | circuit breaker 3VA1 IEC Frame 400 breaking capacity class H Icu=70 kA @ 415 V 3-pole, line protection TM240, ATAM, In=320 A overload protection Ir=224 A...320 A short-circuit protection Ii=5...10 x In nut keeper kit | 33100 | 1 | ZN | 1
3VA1332-6EF42-0AA0 |  | circuit breaker 3VA1 IEC Frame 400 breaking capacity class H Icu=70 kA @ 415 V 4-pole, line protection TM240, ATAM, In=320 A overload protection Ir=224 A...320 A short-circuit protection Ii=5...10 x In N conductor unprotected nut keeper kit | 43600 | 1 | ZN | 1
3VA1332-6FF42-0AA0 |  | circuit breaker 3VA1 IEC Frame 400 breaking capacity class H Icu=70 kA @ 415 V 4-pole, line protection TM240, ATAM, In=320 A overload protection Ir=224 A...320 A short-circuit protection Ii=5...10 x In neutral conductor protection 50% nut keeper kit | 43600 | 1 | ZN | 1
3VA1332-6GF42-0AA0 |  | circuit breaker 3VA1 IEC Frame 400 breaking capacity class H Icu=70 kA @ 415 V 4-pole, line protection TM240, ATAM, In=320 A overload protection Ir=224 A...320 A short-circuit protection Ii=5...10 x In neutral conductor protection 100% nut keeper kit | 43600 | 1 | ZN | 1
3VA1332-6MH32-0AA0 |  | circuit breaker 3VA1 IEC Frame 400 breaking capacity class H Icu=70 kA @ 415 V 3-pole, starter protection TM120M, AM, In=320 A without overload protection short-circuit protection Ii=7...14 x In nut keeper kit | 33100 | 1 | ZN | 1
3VA1332-7EF32-0AA0 |  | circuit breaker 3VA1 IEC Frame 400 breaking capacity class C Icu=110 kA @ 415 V 3-pole, line protection TM240, ATAM, In=320 A overload protection Ir=224 A...320 A short-circuit protection Ii=5...10 x In nut keeper kit | 36300 | 1 | ZN | 1
3VA1332-7EF42-0AA0 |  | circuit breaker 3VA1 IEC Frame 400 breaking capacity class C Icu=110 kA @ 415 V 4-pole, line protection TM240, ATAM, In=320 A overload protection Ir=224 A...320 A short-circuit protection Ii=5...10 x In N conductor unprotected nut keeper kit | 46800 | 1 | ZN | 1
3VA1332-7FF42-0AA0 |  | circuit breaker 3VA1 IEC Frame 400 breaking capacity class C Icu=110 kA @ 415 V 4-pole, line protection TM240, ATAM, In=320 A overload protection Ir=224 A...320 A short-circuit protection Ii=5...10 x In neutral conductor protection 0.5 nut keeper kit | 46800 | 1 | ZN | 1
3VA1332-7GF42-0AA0 |  | circuit breaker 3VA1 IEC Frame 400 breaking capacity class C Icu=110 kA @ 415 V 4-pole, line protection TM240, ATAM, In=320 A overload protection Ir=224 A...320 A short-circuit protection Ii=5...10 x In neutral conductor protection 1 nut keeper kit | 46800 | 1 | ZN | 1
3VA1332-7MH32-0AA0 |  | circuit breaker 3VA1 IEC Frame 400 breaking capacity class C Icu=110 kA @ 415 V 3-pole, starter protection TM120M, AM, In=320 A without overload protection short-circuit protection Ii=7...14 x In nut keeper kit | 39400 | 1 | ZN | 1
3VA1340-1AA32-0AA0 |  | switch disconnector 3VA1 IEC frame 400 3-pole SD100, In=400A without overload protection w/o short-circuit protection nut keeper kit | 18800 | 1 | ZN | 1
3VA1340-1AA42-0AA0 |  | switch disconnector 3VA1 IEC frame 400 4-pole SD100, In=400A without overload protection w/o short-circuit protection nut keeper kit | 24400 | 1 | ZN | 1
3VA1340-4EF32-0AA0 |  | circuit breaker 3VA1 IEC Frame 400 breaking capacity class S Icu=36 kA @ 415 V 3-pole, line protection TM240, ATAM, In=400 A overload protection Ir=280 A...400 A short-circuit protection Ii=5...10 x In nut keeper kit | 26900 | 1 | ZN | 1
3VA1340-4EF42-0AA0 |  | circuit breaker 3VA1 IEC Frame 400 breaking capacity class S Icu=36 kA @ 415 V 4-pole, line protection TM240, ATAM, In=400 A overload protection Ir=280 A...400 A short-circuit protection Ii=5...10 x In N conductor unprotected nut keeper kit | 34700 | 1 | ZN | 1
3VA1340-4FF42-0AA0 |  | circuit breaker 3VA1 IEC Frame 400 breaking capacity class N Icu=36 kA @ 415 V 4-pole, line protection TM240, ATAM, In=400 A overload protection Ir=280 A...400 A short-circuit protection Ii=5...10 x In neutral conductor protection 50% nut keeper kit | 34700 | 1 | ZN | 1
3VA1340-4GF42-0AA0 |  | circuit breaker 3VA1 IEC Frame 400 breaking capacity class S Icu=36 kA @ 415 V 4-pole, line protection TM240, ATAM, In=400 A overload protection Ir=280 A...400 A short-circuit protection Ii=5...10 x In neutral conductor protection 100% nut keeper kit | 34700 | 1 | ZN | 1
3VA1340-5EF32-0AA0 |  | circuit breaker 3VA1 IEC Frame 400 breaking capacity class M Icu=55 kA @ 415 V 3-pole, line protection TM240, ATAM, In=400 A overload protection Ir=280 A...400 A short-circuit protection Ii=5...10 x In nut keeper kit | 29300 | 1 | ZN | 1
3VA1340-5EF42-0AA0 |  | circuit breaker 3VA1 IEC Frame 400 breaking capacity class M Icu=55 kA @ 415 V 4-pole, line protection TM240, ATAM, In=400 A overload protection Ir=280 A...400 A short-circuit protection Ii=5...10 x In N conductor unprotected nut keeper kit | 38300 | 1 | ZN | 1
3VA1340-5FF42-0AA0 |  | circuit breaker 3VA1 IEC Frame 400 breaking capacity class S Icu=55 kA @ 415 V 4-pole, line protection TM240, ATAM, In=400 A overload protection Ir=280 A...400 A short-circuit protection Ii=5...10 x In neutral conductor protection 50% nut keeper kit | 38300 | 1 | ZN | 1
3VA1340-5GF42-0AA0 |  | circuit breaker 3VA1 IEC Frame 400 breaking capacity class M Icu=55 kA @ 415 V 4-pole, line protection TM240, ATAM, In=400 A overload protection Ir=280 A...400 A short-circuit protection Ii=5...10 x In neutral conductor protection 100% nut keeper kit | 38300 | 1 | ZN | 1
3VA1340-6EF32-0AA0 |  | circuit breaker 3VA1 IEC Frame 400 breaking capacity class H Icu=70 kA @ 415 V 3-pole, line protection TM240, ATAM, In=400 A overload protection Ir=280 A...400 A short-circuit protection Ii=5...10 x In nut keeper kit | 33100 | 1 | ZN | 1
3VA1340-6EF42-0AA0 |  | circuit breaker 3VA1 IEC Frame 400 breaking capacity class H Icu=70 kA @ 415 V 4-pole, line protection TM240, ATAM, In=400 A overload protection Ir=280 A...400 A short-circuit protection Ii=5...10 x In N conductor unprotected nut keeper kit | 43600 | 1 | ZN | 1
3VA1340-6FF42-0AA0 |  | circuit breaker 3VA1 IEC Frame 400 breaking capacity class H Icu=70 kA @ 415 V 4-pole, line protection TM240, ATAM, In=400 A overload protection Ir=280 A...400 A short-circuit protection Ii=5...10 x In neutral conductor protection 50% nut keeper kit | 43600 | 1 | ZN | 1
3VA1340-6GF42-0AA0 |  | circuit breaker 3VA1 IEC Frame 400 breaking capacity class H Icu=70 kA @ 415 V 4-pole, line protection TM240, ATAM, In=400 A overload protection Ir=280 A...400 A short-circuit protection Ii=5...10 x In neutral conductor protection 100% nut keeper kit | 43600 | 1 | ZN | 1
3VA1340-7EF32-0AA0 |  | circuit breaker 3VA1 IEC Frame 400 breaking capacity class C Icu=110 kA @ 415 V 3-pole, line protection TM240, ATAM, In=400 A overload protection Ir=280 A...400 A short-circuit protection Ii=5...10 x In nut keeper kit | 36300 | 1 | ZN | 1
3VA1340-7EF42-0AA0 |  | circuit breaker 3VA1 IEC Frame 400 breaking capacity class C Icu=110 kA @ 415 V 4-pole, line protection TM240, ATAM, In=400 A overload protection Ir=280 A...400 A short-circuit protection Ii=5...10 x In N conductor unprotected nut keeper kit | 46800 | 1 | ZN | 1
3VA1340-7FF42-0AA0 |  | circuit breaker 3VA1 IEC Frame 400 breaking capacity class C Icu=110 kA @ 415 V 4-pole, line protection TM240, ATAM, In=400 A overload protection Ir=280 A...400 A short-circuit protection Ii=5...10 x In neutral conductor protection 0.5 nut keeper kit | 46800 | 1 | ZN | 1
3VA1340-7GF42-0AA0 |  | circuit breaker 3VA1 IEC Frame 400 breaking capacity class C Icu=110 kA @ 415 V 4-pole, line protection TM240, ATAM, In=400 A overload protection Ir=280 A...400 A short-circuit protection Ii=5...10 x In neutral conductor protection 1 nut keeper kit | 46800 | 1 | ZN | 1
3VA1440-5MH32-0AA0 |  | circuit breaker 3VA1 IEC Frame 630 breaking capacity class M Icu=55 kA @ 415 V 3-pole, starter protection TM120M, AM, In=400 A without overload protection short-circuit protection Ii=6...12 x In nut keeper kit | 29300 | 1 | ZN | 1
3VA1440-6MH32-0AA0 |  | circuit breaker 3VA1 IEC Frame 630 breaking capacity class H Icu=70 kA @ 415 V 3-pole, starter protection TM120M, AM, In=400 A without overload protection short-circuit protection Ii=6...12 x In nut keeper kit | 33100 | 1 | ZN | 1
3VA1440-7MH32-0AA0 |  | circuit breaker 3VA1 IEC Frame 630 breaking capacity class C Icu=110 kA @ 415 V 3-pole, starter protection TM120M, AM, In=400 A without overload protection short-circuit protection Ii=6...12 x In nut keeper kit | 39400 | 1 | ZN | 1
3VA1450-4EF32-0AA0 |  | circuit breaker 3VA1 IEC Frame 630 breaking capacity class S Icu=36 kA @ 415 V 3-pole, line protection TM240, ATAM, In=500 A overload protection Ir=350 A...500 A short-circuit protection Ii=5...10 x In nut keeper kit | 35200 | 1 | ZN | 1
3VA1450-4EF42-0AA0 |  | circuit breaker 3VA1 IEC Frame 630 breaking capacity class S Icu=36 kA @ 415 V 4-pole, line protection TM240, ATAM, In=500 A overload protection Ir=350 A...500 A short-circuit protection Ii=5...10 x In N conductor unprotected nut keeper kit | 45700 | 1 | ZN | 1
3VA1450-4FF42-0AA0 |  | circuit breaker 3VA1 IEC Frame 630 breaking capacity class N Icu=36 kA @ 415 V 4-pole, line protection TM240, ATAM, In=500 A overload protection Ir=350 A...500 A short-circuit protection Ii=5...10 x In neutral conductor protection 50% nut keeper kit | 45700 | 1 | ZN | 1
3VA1450-4GF42-0AA0 |  | circuit breaker 3VA1 IEC Frame 630 breaking capacity class S Icu=36 kA @ 415 V 4-pole, line protection TM240, ATAM, In=500 A overload protection Ir=350 A...500 A short-circuit protection Ii=5...10 x In neutral conductor protection 100% nut keeper kit | 45700 | 1 | ZN | 1
3VA1450-5EF32-0AA0 |  | circuit breaker 3VA1 IEC Frame 630 breaking capacity class M Icu=55 kA @ 415 V 3-pole, line protection TM240, ATAM, In=500 A overload protection Ir=350 A...500 A short-circuit protection Ii=5...10 x In nut keeper kit | 38600 | 1 | ZN | 1
3VA1450-5EF42-0AA0 |  | circuit breaker 3VA1 IEC Frame 630 breaking capacity class M Icu=55 kA @ 415 V 4-pole, line protection TM240, ATAM, In=500 A overload protection Ir=350 A...500 A short-circuit protection Ii=5...10 x In N conductor unprotected nut keeper kit | 50300 | 1 | ZN | 1
3VA1450-5FF42-0AA0 |  | circuit breaker 3VA1 IEC Frame 630 breaking capacity class S Icu=55 kA @ 415 V 4-pole, line protection TM240, ATAM, In=500 A overload protection Ir=350 A...500 A short-circuit protection Ii=5...10 x In neutral conductor protection 50% nut keeper kit | 50300 | 1 | ZN | 1
3VA1450-5GF42-0AA0 |  | circuit breaker 3VA1 IEC Frame 630 breaking capacity class M Icu=55 kA @ 415 V 4-pole, line protection TM240, ATAM, In=500 A overload protection Ir=350 A...500 A short-circuit protection Ii=5...10 x In neutral conductor protection 100% nut keeper kit | 50300 | 1 | ZN | 1
3VA1450-5MH32-0AA0 |  | circuit breaker 3VA1 IEC Frame 630 breaking capacity class M Icu=55 kA @ 415 V 3-pole, starter protection TM120M, AM, In=500 A without overload protection short-circuit protection Ii=5...10 x In nut keeper kit | 38600 | 1 | ZN | 1
3VA1450-6EF32-0AA0 |  | circuit breaker 3VA1 IEC Frame 630 breaking capacity class H Icu=70 kA @ 415 V 3-pole, line protection TM240, ATAM, In=500 A overload protection Ir=350 A...500 A short-circuit protection Ii=5...10 x In nut keeper kit | 44400 | 1 | ZN | 1
3VA1450-6EF42-0AA0 |  | circuit breaker 3VA1 IEC Frame 630 breaking capacity class H Icu=70 kA @ 415 V 4-pole, line protection TM240, ATAM, In=500 A overload protection Ir=350 A...500 A short-circuit protection Ii=5...10 x In N conductor unprotected nut keeper kit | 57100 | 1 | ZN | 1
3VA1450-6FF42-0AA0 |  | circuit breaker 3VA1 IEC Frame 630 breaking capacity class H Icu=70 kA @ 415 V 4-pole, line protection TM240, ATAM, In=500 A overload protection Ir=350 A...500 A short-circuit protection Ii=5...10 x In neutral conductor protection 50% nut keeper kit | 57100 | 1 | ZN | 1
3VA1450-6GF42-0AA0 |  | circuit breaker 3VA1 IEC Frame 630 breaking capacity class H Icu=70 kA @ 415 V 4-pole, line protection TM240, ATAM, In=500 A overload protection Ir=350 A...500 A short-circuit protection Ii=5...10 x In neutral conductor protection 100% nut keeper kit | 57100 | 1 | ZN | 1
3VA1450-6MH32-0AA0 |  | circuit breaker 3VA1 IEC Frame 630 breaking capacity class H Icu=70 kA @ 415 V 3-pole, starter protection TM120M, AM, In=500 A without overload protection short-circuit protection Ii=5...10 x In nut keeper kit | 44400 | 1 | ZN | 1
3VA1450-7EF32-0AA0 |  | circuit breaker 3VA1 IEC Frame 630 breaking capacity class C Icu=110 kA @ 415 V 3-pole, line protection TM240, ATAM, In=500 A overload protection Ir=350 A...500 A short-circuit protection Ii=5...10 x In nut keeper kit | 47300 | 1 | ZN | 1
3VA1450-7EF42-0AA0 |  | circuit breaker 3VA1 IEC Frame 630 breaking capacity class C Icu=110 kA @ 415 V 4-pole, line protection TM240, ATAM, In=500 A overload protection Ir=350 A...500 A short-circuit protection Ii=5...10 x In N conductor unprotected nut keeper kit | 61100 | 1 | ZN | 1
3VA1450-7FF42-0AA0 |  | circuit breaker 3VA1 IEC Frame 630 breaking capacity class C Icu=110 kA @ 415 V 4-pole, line protection TM240, ATAM, In=500 A overload protection Ir=350 A...500 A short-circuit protection Ii=5...10 x In neutral conductor protection 0.5 nut keeper kit | 61100 | 1 | ZN | 1
3VA1450-7GF42-0AA0 |  | circuit breaker 3VA1 IEC Frame 630 breaking capacity class C Icu=110 kA @ 415 V 4-pole, line protection TM240, ATAM, In=500 A overload protection Ir=350 A...500 A short-circuit protection Ii=5...10 x In neutral conductor protection 1 nut keeper kit | 61100 | 1 | ZN | 1
3VA1450-7MH32-0AA0 |  | circuit breaker 3VA1 IEC Frame 630 breaking capacity class C Icu=110 kA @ 415 V 3-pole, starter protection TM120M, AM, In=500 A without overload protection short-circuit protection Ii=5...10 x In nut keeper kit | 52100 | 1 | ZN | 1
3VA1463-1AA32-0AA0 |  | switch disconnector 3VA1 IEC frame 630 3-pole SD100, In=630A without overload protection w/o short-circuit protection nut keeper kit | 24800 | 1 | ZN | 1
3VA1463-4EF32-0AA0 |  | circuit breaker 3VA1 IEC Frame 630 breaking capacity class S Icu=36 kA @ 415 V 3-pole, line protection TM240, ATAM, In=630 A overload protection Ir=440 A...630 A short-circuit protection Ii=4...8 x In nut keeper kit | 37900 | 1 | ZN | 1
3VA1463-4EF42-0AA0 |  | circuit breaker 3VA1 IEC Frame 630 breaking capacity class S Icu=36 kA @ 415 V 4-pole, line protection TM240, ATAM, In=630 A overload protection Ir=440 A...630 A short-circuit protection Ii=4...8 x In N conductor unprotected nut keeper kit | 49200 | 1 | ZN | 1
3VA1463-4FF42-0AA0 |  | circuit breaker 3VA1 IEC Frame 630 breaking capacity class N Icu=36 kA @ 415 V 4-pole, line protection TM240, ATAM, In=630 A overload protection Ir=440 A...630 A short-circuit protection Ii=4...8 x In neutral conductor protection 50% nut keeper kit | 49200 | 1 | ZN | 1
3VA1463-4GF42-0AA0 |  | circuit breaker 3VA1 IEC Frame 630 breaking capacity class S Icu=36 kA @ 415 V 4-pole, line protection TM240, ATAM, In=630 A overload protection Ir=440 A...630 A short-circuit protection Ii=4...8 x In neutral conductor protection 100% nut keeper kit | 49200 | 1 | ZN | 1
3VA1463-5EF32-0AA0 |  | circuit breaker 3VA1 IEC Frame 630 breaking capacity class M Icu=55 kA @ 415 V 3-pole, line protection TM240, ATAM, In=630 A overload protection Ir=440 A...630 A short-circuit protection Ii=4...8 x In nut keeper kit | 41600 | 1 | ZN | 1
3VA1463-5EF42-0AA0 |  | circuit breaker 3VA1 IEC Frame 630 breaking capacity class M Icu=55 kA @ 415 V 4-pole, line protection TM240, ATAM, In=630 A overload protection Ir=440 A...630 A short-circuit protection Ii=4...8 x In N conductor unprotected nut keeper kit | 54200 | 1 | ZN | 1
3VA1463-5FF42-0AA0 |  | circuit breaker 3VA1 IEC Frame 630 breaking capacity class S Icu=55 kA @ 415 V 4-pole, line protection TM240, ATAM, In=630 A overload protection Ir=440 A...630 A short-circuit protection Ii=4...8 x In neutral conductor protection 50% nut keeper kit | 54200 | 1 | ZN | 1
3VA1463-5GF42-0AA0 |  | circuit breaker 3VA1 IEC Frame 630 breaking capacity class M Icu=55 kA @ 415 V 4-pole, line protection TM240, ATAM, In=630 A overload protection Ir=440 A...630 A short-circuit protection Ii=4...8 x In neutral conductor protection 100% nut keeper kit | 54200 | 1 | ZN | 1
3VA1463-6EF32-0AA0 |  | circuit breaker 3VA1 IEC Frame 630 breaking capacity class H Icu=70 kA @ 415 V 3-pole, line protection TM240, ATAM, In=630 A overload protection Ir=440 A...630 A short-circuit protection Ii=4...8 x In nut keeper kit | 47300 | 1 | ZN | 1
3VA1463-6EF42-0AA0 |  | circuit breaker 3VA1 IEC Frame 630 breaking capacity class H Icu=70 kA @ 415 V 4-pole, line protection TM240, ATAM, In=630 A overload protection Ir=440 A...630 A short-circuit protection Ii=4...8 x In N conductor unprotected nut keeper kit | 61400 | 1 | ZN | 1
3VA1463-6FF42-0AA0 |  | circuit breaker 3VA1 IEC Frame 630 breaking capacity class H Icu=70 kA @ 415 V 4-pole, line protection TM240, ATAM, In=630 A overload protection Ir=440 A...630 A short-circuit protection Ii=4...8 x In neutral conductor protection 50% nut keeper kit | 61400 | 1 | ZN | 1
3VA1463-6GF42-0AA0 |  | circuit breaker 3VA1 IEC Frame 630 breaking capacity class H Icu=70 kA @ 415 V 4-pole, line protection TM240, ATAM, In=630 A overload protection Ir=440 A...630 A short-circuit protection Ii=4...8 x In neutral conductor protection 100% nut keeper kit | 61400 | 1 | ZN | 1
3VA1463-7EF32-0AA0 |  | circuit breaker 3VA1 IEC Frame 630 breaking capacity class C Icu=110 kA @ 415 V 3-pole, line protection TM240, ATAM, In=630 A overload protection Ir=440 A...630 A short-circuit protection Ii=4...8 x In nut keeper kit | 51100 | 1 | ZN | 1
3VA1463-7EF42-0AA0 |  | circuit breaker 3VA1 IEC Frame 630 breaking capacity class C Icu=110 kA @ 415 V 4-pole, line protection TM240, ATAM, In=630 A overload protection Ir=440 A...630 A short-circuit protection Ii=4...8 x In N conductor unprotected nut keeper kit | 66400 | 1 | ZN | 1
3VA1463-7FF42-0AA0 |  | circuit breaker 3VA1 IEC Frame 630 breaking capacity class C Icu=110 kA @ 415 V 4-pole, line protection TM240, ATAM, In=630 A overload protection Ir=440 A...630 A short-circuit protection Ii=4...8 x In neutral conductor protection 0.5 nut keeper kit | 66400 | 1 | ZN | 1
3VA1463-7GF42-0AA0 |  | circuit breaker 3VA1 IEC Frame 630 breaking capacity class C Icu=110 kA @ 415 V 4-pole, line protection TM240, ATAM, In=630 A overload protection Ir=440 A...630 A short-circuit protection Ii=4...8 x In neutral conductor protection 1 nut keeper kit | 66400 | 1 | ZN | 1
3VA1510-5EF32-0AA0 |  | circuit breaker 3VA1 IEC Frame 1000 breaking capacity class M Icu=55 kA @ 415 V 3-pole, line protection TM240, ATAM, In=1000 A overload protection Ir=700 A...1000 A short-circuit protection Ii=5...10 x In nut keeper kit | 81700 | 1 | ZN | 1
3VA1510-5EF42-0AA0 |  | circuit breaker 3VA1 IEC Frame 1000 breaking capacity class M Icu=55 kA @ 415 V 4-pole, line protection TM240, ATAM, In=1000 A overload protection Ir=700 A...1000 A short-circuit protection Ii=5...10 x In N conductor unprotected nut keeper kit | 106000 | 1 | ZN | 1
3VA1510-5GF42-0AA0 |  | circuit breaker 3VA1 IEC Frame 1000 breaking capacity class M Icu=55 kA @ 415 V 4-pole, line protection TM240, ATAM, In=1000 A overload protection Ir=700 A...1000 A short-circuit protection Ii=5...10 x In neutral conductor protection 100% nut keeper kit | 106000 | 1 | ZN | 1
3VA1510-6EF32-0AA0 |  | circuit breaker 3VA1 IEC Frame 1000 breaking capacity class H Icu=70 kA @ 415 V 3-pole, line protection TM240, ATAM, In=1000 A overload protection Ir=700 A...1000 A short-circuit protection Ii=5...10 x In nut keeper kit | 89700 | 1 | ZN | 1
3VA1510-6EF42-0AA0 |  | circuit breaker 3VA1 IEC Frame 1000 breaking capacity class H Icu=70 kA @ 415 V 4-pole, line protection TM240, ATAM, In=1000 A overload protection Ir=700 A...1000 A short-circuit protection Ii=5...10 x In N conductor unprotected nut keeper kit | 117000 | 1 | ZN | 1
3VA1510-6GF42-0AA0 |  | circuit breaker 3VA1 IEC Frame 1000 breaking capacity class H Icu=70 kA @ 415 V 4-pole, line protection TM240, ATAM, In=1000 A overload protection Ir=700 A...1000 A short-circuit protection Ii=5...10 x In neutral conductor protection 100% nut keeper kit | 117000 | 1 | ZN | 1
3VA1510-7EF32-0AA0 |  | circuit breaker 3VA1 IEC Frame 1000 breaking capacity class C Icu=110 kA @ 415 V 3-pole, line protection TM240, ATAM, In=1000 A overload protection Ir=700 A...1000 A short-circuit protection Ii=5...10 x In nut keeper kit | 97800 | 1 | ZN | 1
3VA1510-7EF42-0AA0 |  | circuit breaker 3VA1 IEC Frame 1000 breaking capacity class C Icu=110 kA @ 415 V 4-pole, line protection TM240, ATAM, In=1000 A overload protection Ir=700 A...1000 A short-circuit protection Ii=5...10 x In N conductor unprotected nut keeper kit | 128000 | 1 | ZN | 1
3VA1563-5EF32-0AA0 |  | circuit breaker 3VA1 IEC Frame 1000 breaking capacity class M Icu=55 kA @ 415 V 3-pole, line protection TM240, ATAM, In=630 A overload protection Ir=440 A...630 A short-circuit protection Ii=5...10 x In nut keeper kit | 44500 | 1 | ZN | 1
3VA1563-5EF42-0AA0 |  | circuit breaker 3VA1 IEC Frame 1000 breaking capacity class M Icu=55 kA @ 415 V 4-pole, line protection TM240, ATAM, In=630 A overload protection Ir=440 A...630 A short-circuit protection Ii=5...10 x In N conductor unprotected nut keeper kit | 57200 | 1 | ZN | 1
3VA1563-5MH32-0AA0 |  | circuit breaker 3VA1 IEC Frame 1000 breaking capacity class M Icu=55 kA @ 415 V 3-pole, starter protection TM120M, AM, In=630 A without overload protection short-circuit protection Ii=8...15 x In nut keeper kit | 44500 | 1 | ZN | 1
3VA1563-6EF32-0AA0 |  | circuit breaker 3VA1 IEC Frame 1000 breaking capacity class H Icu=70 kA @ 415 V 3-pole, line protection TM240, ATAM, In=630 A overload protection Ir=440 A...630 A short-circuit protection Ii=5...10 x In nut keeper kit | 47900 | 1 | ZN | 1
3VA1563-6EF42-0AA0 |  | circuit breaker 3VA1 IEC Frame 1000 breaking capacity class H Icu=70 kA @ 415 V 4-pole, line protection TM240, ATAM, In=630 A overload protection Ir=440 A...630 A short-circuit protection Ii=5...10 x In N conductor unprotected nut keeper kit | 63000 | 1 | ZN | 1
3VA1563-6MH32-0AA0 |  | circuit breaker 3VA1 IEC Frame 1000 breaking capacity class H Icu=70 kA @ 415 V 3-pole, starter protection TM120M, AM, In=630 A without overload protection short-circuit protection Ii=8...15 x In nut keeper kit | 47900 | 1 | ZN | 1
3VA1563-7EF42-0AA0 |  | circuit breaker 3VA1 IEC Frame 1000 breaking capacity class C Icu=110 kA @ 415 V 4-pole, line protection TM240, ATAM, In=630 A overload protection Ir=440 A...630 A short-circuit protection Ii=5...10 x In N conductor unprotected nut keeper kit | 68300 | 1 | ZN | 1
3VA1563-7MH32-0AA0 |  | circuit breaker 3VA1 IEC Frame 1000 breaking capacity class C Icu=110 kA @ 415 V 3-pole, starter protection TM120M, AM, In=630 A without overload protection short-circuit protection Ii=8...15 x In nut keeper kit | 52400 | 1 | ZN | 1
3VA1580-5EF32-0AA0 |  | circuit breaker 3VA1 IEC Frame 1000 breaking capacity class M Icu=55 kA @ 415 V 3-pole, line protection TM240, ATAM, In=800 A overload protection Ir=560 A...800 A short-circuit protection Ii=5...10 x In nut keeper kit | 58500 | 1 | ZN | 1
3VA1580-5EF42-0AA0 |  | circuit breaker 3VA1 IEC Frame 1000 breaking capacity class M Icu=55 kA @ 415 V 4-pole, line protection TM240, ATAM, In=800 A overload protection Ir=560 A...800 A short-circuit protection Ii=5...10 x In N conductor unprotected nut keeper kit | 75900 | 1 | ZN | 1
3VA1580-5GF42-0AA0 |  | circuit breaker 3VA1 IEC Frame 1000 breaking capacity class M Icu=55 kA @ 415 V 4-pole, line protection TM240, ATAM, In=800 A overload protection Ir=560 A...800 A short-circuit protection Ii=5...10 x In neutral conductor protection 100% nut keeper kit | 75900 | 1 | ZN | 1
3VA1580-5MH32-0AA0 |  | circuit breaker 3VA1 IEC Frame 1000 breaking capacity class M Icu=55 kA @ 415 V 3-pole, starter protection TM120M, AM, In=800 A without overload protection short-circuit protection Ii=6...12 x In nut keeper kit | 58500 | 1 | ZN | 1
3VA1580-6EF32-0AA0 |  | circuit breaker 3VA1 IEC Frame 1000 breaking capacity class H Icu=70 kA @ 415 V 3-pole, line protection TM240, ATAM, In=800 A overload protection Ir=560 A...800 A short-circuit protection Ii=5...10 x In nut keeper kit | 64600 | 1 | ZN | 1
3VA1580-6EF42-0AA0 |  | circuit breaker 3VA1 IEC Frame 1000 breaking capacity class H Icu=70 kA @ 415 V 4-pole, line protection TM240, ATAM, In=800 A overload protection Ir=560 A...800 A short-circuit protection Ii=5...10 x In N conductor unprotected nut keeper kit | 83500 | 1 | ZN | 1
3VA1580-6GF42-0AA0 |  | circuit breaker 3VA1 IEC Frame 1000 breaking capacity class H Icu=70 kA @ 415 V 4-pole, line protection TM240, ATAM, In=800 A overload protection Ir=560 A...800 A short-circuit protection Ii=5...10 x In neutral conductor protection 100% nut keeper kit | 83500 | 1 | ZN | 1
3VA1580-7EF32-0AA0 |  | circuit breaker 3VA1 IEC Frame 1000 breaking capacity class C Icu=110 kA @ 415 V 3-pole, line protection TM240, ATAM, In=800 A overload protection Ir=560 A...800 A short-circuit protection Ii=5...10 x In nut keeper kit | 70100 | 1 | ZN | 1
3VA1580-7EF42-0AA0 |  | circuit breaker 3VA1 IEC Frame 1000 breaking capacity class C Icu=110 kA @ 415 V 4-pole, line protection TM240, ATAM, In=800 A overload protection Ir=560 A...800 A short-circuit protection Ii=5...10 x In N conductor unprotected nut keeper kit | 91300 | 1 | ZN | 1
3VA2010-5HL32-0AA0 |  | circuit breaker 3VA2 IEC Frame 100 breaking capacity class M Icu=55 kA @ 415 V 3-pole, line protection ETU320, LI, In=100 A overload protection Ir=40 A...100 A short-circuit protection Ii=1.5...12 x In nut keeper kit | 14800 | 1 | ZN | 1
3VA2010-5HL32-0AH0 |  | circuit breaker 3VA2 IEC Frame 100 breaking capacity class M Icu=55 kA @ 415 V 3-pole, line protection ETU320, LI, In=100 A overload protection Ir=40 A...100 A short-circuit protection Ii=1.5...12 x In nut keeper kit 2 auxiliary switches HQ 1 trip alarm switch HQ | 16900 | 1 | ZN | 1
3VA2010-5HL32-0KA0 |  | circuit breaker 3VA2 IEC Frame 100 breaking capacity class M Icu=55 kA @ 415 V 3-pole, line protection ETU320, LI, In=100 A overload protection Ir=40 A...100 A short-circuit protection Ii=1.5...12 x In nut keeper kit shunt trip (STL) 220-250 V DC, 208-277 V AC | 17300 | 1 | ZN | 1
3VA2010-5HL36-0AA0 |  | circuit breaker 3VA2 IEC Frame 100 breaking capacity class M Icu=55 kA @ 415 V 3-pole, line protection ETU320, LI, In=100 A overload protection Ir=40 A...100 A short-circuit protection Ii=1.5...12 x In terminal connection | 15500 | 1 | ZN | 1
3VA2010-5HL42-0AA0 |  | circuit breaker 3VA2 IEC Frame 100 breaking capacity class M Icu=55 kA @ 415 V 4-pole, line protection ETU320, LI, In=100 A overload protection Ir=40 A...100 A short-circuit protection Ii=1.5...12 x In neutral conductor protection adjustable (OFF, 50%, 100%) nut keeper kit | 18800 | 1 | ZN | 1
3VA2010-5HL46-0AA0 |  | circuit breaker 3VA2 IEC Frame 100 breaking capacity class M Icu=55 kA @ 415 V 4-pole, line protection ETU320, LI, In=100 A overload protection Ir=40 A...100 A short-circuit protection Ii=1.5...12 x In neutral conductor protection adjustable (OFF, 50%, 100%) terminal connection | 19800 | 1 | ZN | 1
3VA2010-5HM32-0AA0 |  | circuit breaker 3VA2 IEC Frame 100 breaking capacity class M Icu=55 kA @ 415 V 3-pole, line protection ETU330, LIG, In=100 A overload protection Ir=40 A...100 A short-circuit protection Ii=1.5...12 x In ground-fault protection Ig=0.2...1 x In, tg=0.1/0.3s nut keeper kit | 22100 | 1 | ZN | 1
3VA2010-5HM36-0AA0 |  | circuit breaker 3VA2 IEC Frame 100 breaking capacity class M Icu=55 kA @ 415 V 3-pole, line protection ETU330, LIG, In=100 A overload protection Ir=40 A...100 A short-circuit protection Ii=1.5...12 x In ground-fault protection Ig=0.2...1 x In, tg=0.1/0.3s terminal connection | 22700 | 1 | ZN | 1
3VA2010-5HM42-0AA0 |  | circuit breaker 3VA2 IEC Frame 100 breaking capacity class M Icu=55 kA @ 415 V 4-pole, line protection ETU330, LIG, In=100 A overload protection Ir=40 A...100 A short-circuit protection Ii=1.5...12 x In neutral conductor protection adjustable (OFF, 50%, 100%) ground-fault protection Ig=0.2...1 x In= tg=0.1/0.3s nut keeper kit | 25900 | 1 | ZN | 1
3VA2010-5HM46-0AA0 |  | circuit breaker 3VA2 IEC Frame 100 breaking capacity class M Icu=55 kA @ 415 V 4-pole, line protection ETU330, LIG, In=100 A overload protection Ir=40 A...100 A short-circuit protection Ii=1.5...12 x In neutral conductor protection adjustable (OFF, 50%, 100%) ground-fault protection Ig=0.2...1 x In= tg=0.1/0.3s terminal connection | 26800 | 1 | ZN | 1
3VA2010-5HN32-0AA0 |  | circuit breaker 3VA2 IEC Frame 100 breaking capacity class M Icu=55 kA @ 415 V 3-pole, line protection ETU350, LSI, In=100 A overload protection Ir=40 A...100 A short-circuit protection Isd=1.5...10 x Ir, Ii=12 x In nut keeper kit | 16600 | 1 | ZN | 1
3VA2010-5HN36-0AA0 |  | circuit breaker 3VA2 IEC Frame 100 breaking capacity class M Icu=55 kA @ 415 V 3-pole, line protection ETU350, LSI, In=100 A overload protection Ir=40 A...100 A short-circuit protection Isd=1.5...10 x Ir, Ii=12 x In terminal connection | 17200 | 1 | ZN | 1
3VA2010-5HN36-0DL0 |  | circuit breaker 3VA2 IEC Frame 100 breaking capacity class M Icu=55 kA @ 415 V 3-pole, line protection ETU350, LSI, In=100 A overload protection Ir=40 A...100 A short-circuit protection Isd=1.5...10 x Ir, Ii=12 x In terminal connection undervoltage release (UVR) 208-230 V AC 50/60 Hz 2 auxiliary switches HQ 1 trip alarm switch HQ 1 electrical alarm switch | 23600 | 1 | ZN | 1
3VA2010-5HN42-0AA0 |  | circuit breaker 3VA2 IEC Frame 100 breaking capacity class M Icu=55 kA @ 415 V 4-pole, line protection ETU350, LSI, In=100 A overload protection Ir=40 A...100 A short-circuit protection Isd=1.5...10 x Ir, Ii=12 x In neutral conductor protection adjustable (OFF, 50%, 100%) nut keeper kit | 20600 | 1 | ZN | 1
3VA2010-5HN46-0AA0 |  | circuit breaker 3VA2 IEC Frame 100 breaking capacity class M Icu=55 kA @ 415 V 4-pole, line protection ETU350, LSI, In=100 A overload protection Ir=40 A...100 A short-circuit protection Isd=1.5...10 x Ir, Ii=12 x In neutral conductor protection adjustable (OFF, 50%, 100%) terminal connection | 21500 | 1 | ZN | 1
3VA2010-5JP32-0AA0 |  | circuit breaker 3VA2 IEC Frame 100 breaking capacity class M Icu=55 kA @ 415 V 3-pole, line protection ETU550, LSI, In=100 A overload protection Ir=40 A...100 A short-circuit protection Isd=0.6..10x In, Ii=1.5..12x In neutral conductor protection optionally with external current transformer, up to 160% nut keeper kit | 28900 | 1 | ZN | 1
3VA2010-5JP36-0AA0 |  | circuit breaker 3VA2 IEC Frame 100 breaking capacity class M Icu=55 kA @ 415 V 3-pole, line protection ETU550, LSI, In=100 A overload protection Ir=40 A...100 A short-circuit protection Isd=0.6..10x In, Ii=1.5..12x In neutral conductor protection optionally with external current transformer, up to 160% terminal connection | 29300 | 1 | ZN | 1
3VA2010-5JP42-0AA0 |  | circuit breaker 3VA2 IEC Frame 100 breaking capacity class M Icu=55 kA @ 415 V 4-pole, line protection ETU550, LSI, In=100 A overload protection Ir=40 A...100 A short-circuit protection Isd=0.6..10x In, Ii=1.5..12x In neutral conductor protection adjustable (OFF, up to 100%) nut keeper kit | 32700 | 1 | ZN | 1
3VA2010-5JP46-0AA0 |  | circuit breaker 3VA2 IEC Frame 100 breaking capacity class M Icu=55 kA @ 415 V 4-pole, line protection ETU550, LSI, In=100 A overload protection Ir=40 A...100 A short-circuit protection Isd=0.6..10x In, Ii=1.5..12x In neutral conductor protection adjustable (OFF, up to 100%) terminal connection | 33300 | 1 | ZN | 1
3VA2010-5JQ32-0AA0 |  | circuit breaker 3VA2 IEC Frame 100 breaking capacity class M Icu=55 kA @ 415 V 3-pole, line protection ETU560, LSIG, In=100 A overload protection Ir=40 A...100 A short-circuit protection Isd=0.6..10x In, Ii=1.5..12x In neutral conductor protection optionally with external current transformer, up to 160% ground-fault protection, can be switched off Ig=0.2...1 x In, tg=0.05-0.8s nut keeper kit | 35900 | 1 | ZN | 1
3VA2010-5JQ36-0AA0 |  | circuit breaker 3VA2 IEC Frame 100 breaking capacity class M Icu=55 kA @ 415 V 3-pole, line protection ETU560, LSIG, In=100 A overload protection Ir=40 A...100 A short-circuit protection Isd=0.6..10x In, Ii=1.5..12x In neutral conductor protection optionally with external current transformer, up to 160% ground-fault protection, can be switched off Ig=0.2...1 x In, tg=0.05-0.8s terminal connection | 36900 | 1 | ZN | 1
3VA2010-5JQ42-0AA0 |  | circuit breaker 3VA2 IEC Frame 100 breaking capacity class M Icu=55 kA @ 415 V 4-pole, line protection ETU560, LSIG, In=100 A overload protection Ir=40 A...100 A short-circuit protection Isd=0.6..10x In, Ii=1.5..12x In neutral conductor protection adjustable (OFF, up to 100%) ground-fault protection, can be switched off Ig=0.2...1 x In= tg=0.05-0.8s nut keeper kit | 39900 | 1 | ZN | 1
3VA2010-5JQ46-0AA0 |  | circuit breaker 3VA2 IEC Frame 100 breaking capacity class M Icu=55 kA @ 415 V 4-pole, line protection ETU560, LSIG, In=100 A overload protection Ir=40 A...100 A short-circuit protection Isd=0.6..10x In, Ii=1.5..12x In neutral conductor protection adjustable (OFF, up to 100%) ground-fault protection, can be switched off Ig=0.2...1 x In= tg=0.05-0.8s terminal connection | 40800 | 1 | ZN | 1
3VA2010-5KP32-0AA0 |  | circuit breaker 3VA2 IEC Frame 100 breaking capacity class M Icu=55 kA @ 415 V 3-pole, line protection ETU850, LSI, In=100 A overload protection Ir=40 A...100 A short-circuit protection Isd=0.6..10x In, Ii=1.5..12x In neutral conductor protection optionally with external current transformer, up to 160% nut keeper kit | 34000 | 1 | ZN | 1
3VA2010-5KP32-0DL0 |  | circuit breaker 3VA2 IEC Frame 100 breaking capacity class M Icu=55 kA @ 415 V 3-pole, line protection ETU850, LSI, In=100 A overload protection Ir=40 A...100 A short-circuit protection Isd=0.6..10x In, Ii=1.5..12x In neutral conductor protection optionally with external current transformer nut keeper kit undervoltage release (UVR) 208-230 V AC 50/60 Hz 2 auxiliary switches HQ 1 trip alarm switch HQ 1 electrical alarm switch | 40800 | 1 | ZN | 1
3VA2010-5KP36-0AA0 |  | circuit breaker 3VA2 IEC Frame 100 breaking capacity class M Icu=55 kA @ 415 V 3-pole, line protection ETU850, LSI, In=100 A overload protection Ir=40 A...100 A short-circuit protection Isd=0.6..10x In, Ii=1.5..12x In neutral conductor protection optionally with external current transformer, up to 160% terminal connection | 35300 | 1 | ZN | 1
3VA2010-5KP42-0AA0 |  | circuit breaker 3VA2 IEC Frame 100 breaking capacity class M Icu=55 kA @ 415 V 4-pole, line protection ETU850, LSI, In=100 A overload protection Ir=40 A...100 A short-circuit protection Isd=0.6..10x In, Ii=1.5..12x In neutral conductor protection adjustable (OFF, up to 100%) nut keeper kit | 38400 | 1 | ZN | 1
3VA2010-5KP46-0AA0 |  | circuit breaker 3VA2 IEC Frame 100 breaking capacity class M Icu=55 kA @ 415 V 4-pole, line protection ETU850, LSI, In=100 A overload protection Ir=40 A...100 A short-circuit protection Isd=0.6..10x In, Ii=1.5..12x In neutral conductor protection adjustable (OFF, up to 100%) terminal connection | 39500 | 1 | ZN | 1
3VA2010-5KQ32-0AA0 |  | circuit breaker 3VA2 IEC Frame 100 breaking capacity class M Icu=55 kA @ 415 V 3-pole, line protection ETU860, LSIG, In=100 A overload protection Ir=40 A...100 A short-circuit protection Isd=0.6..10x In, Ii=1.5..12x In neutral conductor protection optionally with external current transformer, up to 160% ground-fault protection, can be switched off Ig=0.2...1 x In, tg=0.05-0.8s nut keeper kit | 38400 | 1 | ZN | 1
3VA2010-5KQ36-0AA0 |  | circuit breaker 3VA2 IEC Frame 100 breaking capacity class M Icu=55 kA @ 415 V 3-pole, line protection ETU860, LSIG, In=100 A overload protection Ir=40 A...100 A short-circuit protection Isd=0.6..10x In, Ii=1.5..12x In neutral conductor protection optionally with external current transformer, up to 160% ground-fault protection, can be switched off Ig=0.2...1 x In, tg=0.05-0.8s terminal connection | 38900 | 1 | ZN | 1
3VA2010-5KQ42-0AA0 |  | circuit breaker 3VA2 IEC Frame 100 breaking capacity class M Icu=55 kA @ 415 V 4-pole, line protection ETU860, LSIG, In=100 A overload protection Ir=40 A...100 A short-circuit protection Isd=0.6..10x In, Ii=1.5..12x In neutral conductor protection adjustable (OFF, up to 100%) ground-fault protection, can be switched off Ig=0.2...1 x In= tg=0.05-0.8s nut keeper kit | 42700 | 1 | ZN | 1
3VA2010-5KQ46-0AA0 |  | circuit breaker 3VA2 IEC Frame 100 breaking capacity class M Icu=55 kA @ 415 V 4-pole, line protection ETU860, LSIG, In=100 A overload protection Ir=40 A...100 A short-circuit protection Isd=0.6..10x In, Ii=1.5..12x In neutral conductor protection adjustable (OFF, up to 100%) ground-fault protection, can be switched off Ig=0.2...1 x In= tg=0.05-0.8s terminal connection | 43300 | 1 | ZN | 1
3VA2010-6HL32-0AA0 |  | circuit breaker 3VA2 IEC Frame 100 breaking capacity class H Icu=85 kA @ 415 V 3-pole, line protection ETU320, LI, In=100 A overload protection Ir=40 A...100 A short-circuit protection Ii=1.5...12 x In nut keeper kit | 16600 | 1 | ZN | 1
3VA2010-6HL36-0AA0 |  | circuit breaker 3VA2 IEC Frame 100 breaking capacity class H Icu=85 kA @ 415 V 3-pole, line protection ETU320, LI, In=100 A overload protection Ir=40 A...100 A short-circuit protection Ii=1.5...12 x In terminal connection | 17200 | 1 | ZN | 1
3VA2010-6HL42-0AA0 |  | circuit breaker 3VA2 IEC Frame 100 breaking capacity class H Icu=85 kA @ 415 V 4-pole, line protection ETU320, LI, In=100 A overload protection Ir=40 A...100 A short-circuit protection Ii=1.5...12 x In neutral conductor protection adjustable (OFF, 50%, 100%) nut keeper kit | 21400 | 1 | ZN | 1
3VA2010-6HL46-0AA0 |  | circuit breaker 3VA2 IEC Frame 100 breaking capacity class H Icu=85 kA @ 415 V 4-pole, line protection ETU320, LI, In=100 A overload protection Ir=40 A...100 A short-circuit protection Ii=1.5...12 x In neutral conductor protection adjustable (OFF, 50%, 100%) terminal connection | 22100 | 1 | ZN | 1
3VA2010-6HM32-0AA0 |  | circuit breaker 3VA2 IEC Frame 100 breaking capacity class H Icu=85 kA @ 415 V 3-pole, line protection ETU330, LIG, In=100 A overload protection Ir=40 A...100 A short-circuit protection Ii=1.5...12 x In ground-fault protection Ig=0.2...1 x In, tg=0.1/0.3s nut keeper kit | 23800 | 1 | ZN | 1
3VA2010-6HM36-0AA0 |  | circuit breaker 3VA2 IEC Frame 100 breaking capacity class H Icu=85 kA @ 415 V 3-pole, line protection ETU330, LIG, In=100 A overload protection Ir=40 A...100 A short-circuit protection Ii=1.5...12 x In ground-fault protection Ig=0.2...1 x In, tg=0.1/0.3s terminal connection | 24400 | 1 | ZN | 1
3VA2010-6HM42-0AA0 |  | circuit breaker 3VA2 IEC Frame 100 breaking capacity class H Icu=85 kA @ 415 V 4-pole, line protection ETU330, LIG, In=100 A overload protection Ir=40 A...100 A short-circuit protection Ii=1.5...12 x In neutral conductor protection adjustable (OFF, 50%, 100%) ground-fault protection Ig=0.2...1 x In= tg=0.1/0.3s nut keeper kit | 28700 | 1 | ZN | 1
3VA2010-6HM46-0AA0 |  | circuit breaker 3VA2 IEC Frame 100 breaking capacity class H Icu=85 kA @ 415 V 4-pole, line protection ETU330, LIG, In=100 A overload protection Ir=40 A...100 A short-circuit protection Ii=1.5...12 x In neutral conductor protection adjustable (OFF, 50%, 100%) ground-fault protection Ig=0.2...1 x In= tg=0.1/0.3s terminal connection | 29300 | 1 | ZN | 1
3VA2010-6HN32-0AA0 |  | circuit breaker 3VA2 IEC Frame 100 breaking capacity class H Icu=85 kA @ 415 V 3-pole, line protection ETU350, LSI, In=100 A overload protection Ir=40 A...100 A short-circuit protection Isd=1.5...10 x Ir, Ii=12 x In nut keeper kit | 18300 | 1 | ZN | 1
3VA2010-6HN36-0AA0 |  | circuit breaker 3VA2 IEC Frame 100 breaking capacity class H Icu=85 kA @ 415 V 3-pole, line protection ETU350, LSI, In=100 A overload protection Ir=40 A...100 A short-circuit protection Isd=1.5...10 x Ir, Ii=12 x In terminal connection | 18900 | 1 | ZN | 1
3VA2010-6HN42-0AA0 |  | circuit breaker 3VA2 IEC Frame 100 breaking capacity class H Icu=85 kA @ 415 V 4-pole, line protection ETU350, LSI, In=100 A overload protection Ir=40 A...100 A short-circuit protection Isd=1.5...10 x Ir, Ii=12 x In neutral conductor protection adjustable (OFF, 50%, 100%) nut keeper kit | 22900 | 1 | ZN | 1
3VA2010-6HN46-0AA0 |  | circuit breaker 3VA2 IEC Frame 100 breaking capacity class H Icu=85 kA @ 415 V 4-pole, line protection ETU350, LSI, In=100 A overload protection Ir=40 A...100 A short-circuit protection Isd=1.5...10 x Ir, Ii=12 x In neutral conductor protection adjustable (OFF, 50%, 100%) terminal connection | 23800 | 1 | ZN | 1
3VA2010-6JP32-0AA0 |  | circuit breaker 3VA2 IEC Frame 100 breaking capacity class H Icu=85 kA @ 415 V 3-pole, line protection ETU550, LSI, In=100 A overload protection Ir=40 A...100 A short-circuit protection Isd=0.6..10x In, Ii=1.5..12x In neutral conductor protection optionally with external current transformer, up to 160% nut keeper kit | 30600 | 1 | ZN | 1
3VA2010-6JP36-0AA0 |  | circuit breaker 3VA2 IEC Frame 100 breaking capacity class H Icu=85 kA @ 415 V 3-pole, line protection ETU550, LSI, In=100 A overload protection Ir=40 A...100 A short-circuit protection Isd=0.6..10x In, Ii=1.5..12x In neutral conductor protection optionally with external current transformer, up to 160% terminal connection | 31000 | 1 | ZN | 1
3VA2010-6JP42-0AA0 |  | circuit breaker 3VA2 IEC Frame 100 breaking capacity class H Icu=85 kA @ 415 V 4-pole, line protection ETU550, LSI, In=100 A overload protection Ir=40 A...100 A short-circuit protection Isd=0.6..10x In, Ii=1.5..12x In neutral conductor protection adjustable (OFF, up to 100%) nut keeper kit | 34400 | 1 | ZN | 1
3VA2010-6JP46-0AA0 |  | circuit breaker 3VA2 IEC Frame 100 breaking capacity class H Icu=85 kA @ 415 V 4-pole, line protection ETU550, LSI, In=100 A overload protection Ir=40 A...100 A short-circuit protection Isd=0.6..10x In, Ii=1.5..12x In neutral conductor protection adjustable (OFF, up to 100%) terminal connection | 35900 | 1 | ZN | 1
3VA2010-6JQ32-0AA0 |  | circuit breaker 3VA2 IEC Frame 100 breaking capacity class H Icu=85 kA @ 415 V 3-pole, line protection ETU560, LSIG, In=100 A overload protection Ir=40 A...100 A short-circuit protection Isd=0.6..10x In, Ii=1.5..12x In neutral conductor protection optionally with external current transformer, up to 160% ground-fault protection, can be switched off Ig=0.2...1 x In, tg=0.05-0.8s nut keeper kit | 37600 | 1 | ZN | 1
3VA2010-6JQ36-0AA0 |  | circuit breaker 3VA2 IEC Frame 100 breaking capacity class H Icu=85 kA @ 415 V 3-pole, line protection ETU560, LSIG, In=100 A overload protection Ir=40 A...100 A short-circuit protection Isd=0.6..10x In, Ii=1.5..12x In neutral conductor protection optionally with external current transformer, up to 160% ground-fault protection, can be switched off Ig=0.2...1 x In, tg=0.05-0.8s terminal connection | 38000 | 1 | ZN | 1
3VA2010-6JQ42-0AA0 |  | circuit breaker 3VA2 IEC Frame 100 breaking capacity class H Icu=85 kA @ 415 V 4-pole, line protection ETU560, LSIG, In=100 A overload protection Ir=40 A...100 A short-circuit protection Isd=0.6..10x In, Ii=1.5..12x In neutral conductor protection adjustable (OFF, up to 100%) ground-fault protection, can be switched off Ig=0.2...1 x In= tg=0.05-0.8s nut keeper kit | 42000 | 1 | ZN | 1
3VA2010-6JQ46-0AA0 |  | circuit breaker 3VA2 IEC Frame 100 breaking capacity class H Icu=85 kA @ 415 V 4-pole, line protection ETU560, LSIG, In=100 A overload protection Ir=40 A...100 A short-circuit protection Isd=0.6..10x In, Ii=1.5..12x In neutral conductor protection adjustable (OFF, up to 100%) ground-fault protection, can be switched off Ig=0.2...1 x In= tg=0.05-0.8s terminal connection | 42900 | 1 | ZN | 1
3VA2010-6KP32-0AA0 |  | circuit breaker 3VA2 IEC Frame 100 breaking capacity class H Icu=85 kA @ 415 V 3-pole, line protection ETU850, LSI, In=100 A overload protection Ir=40 A...100 A short-circuit protection Isd=0.6..10x In, Ii=1.5..12x In neutral conductor protection optionally with external current transformer, up to 160% nut keeper kit | 36700 | 1 | ZN | 1
3VA2010-6KP36-0AA0 |  | circuit breaker 3VA2 IEC Frame 100 breaking capacity class H Icu=85 kA @ 415 V 3-pole, line protection ETU850, LSI, In=100 A overload protection Ir=40 A...100 A short-circuit protection Isd=0.6..10x In, Ii=1.5..12x In neutral conductor protection optionally with external current transformer, up to 160% terminal connection | 37000 | 1 | ZN | 1
3VA2010-6KP42-0AA0 |  | circuit breaker 3VA2 IEC Frame 100 breaking capacity class H Icu=85 kA @ 415 V 4-pole, line protection ETU850, LSI, In=100 A overload protection Ir=40 A...100 A short-circuit protection Isd=0.6..10x In, Ii=1.5..12x In neutral conductor protection adjustable (OFF, up to 100%) nut keeper kit | 40800 | 1 | ZN | 1
3VA2010-6KP46-0AA0 |  | circuit breaker 3VA2 IEC Frame 100 breaking capacity class H Icu=85 kA @ 415 V 4-pole, line protection ETU850, LSI, In=100 A overload protection Ir=40 A...100 A short-circuit protection Isd=0.6..10x In, Ii=1.5..12x In neutral conductor protection adjustable (OFF, up to 100%) terminal connection | 41600 | 1 | ZN | 1
3VA2010-6KQ32-0AA0 |  | circuit breaker 3VA2 IEC Frame 100 breaking capacity class H Icu=85 kA @ 415 V 3-pole, line protection ETU860, LSIG, In=100 A overload protection Ir=40 A...100 A short-circuit protection Isd=0.6..10x In, Ii=1.5..12x In neutral conductor protection optionally with external current transformer, up to 160% ground-fault protection, can be switched off Ig=0.2...1 x In, tg=0.05-0.8s nut keeper kit | 40400 | 1 | ZN | 1
3VA2010-6KQ32-0DA0 |  | circuit breaker 3VA2 IEC Frame 100 breaking capacity class H Icu=85 kA @ 415 V 3-pole, line protection ETU860, LSIG, In=100 A overload protection Ir=40 A...100 A short-circuit protection Isd=0.6..10x In, Ii=1.5..12x In neutral conductor protection optionally with external current transformer, up to 160% ground-fault protection, can be switched off Ig=0.2...1 x In, tg=0.05-0.8s undervoltage release 208-230 V AC 50/60 Hz | 44200 | 1 | ZN | 1
3VA2010-6KQ36-0AA0 |  | circuit breaker 3VA2 IEC Frame 100 breaking capacity class H Icu=85 kA @ 415 V 3-pole, line protection ETU860, LSIG, In=100 A overload protection Ir=40 A...100 A short-circuit protection Isd=0.6..10x In, Ii=1.5..12x In neutral conductor protection optionally with external current transformer, up to 160% ground-fault protection, can be switched off Ig=0.2...1 x In, tg=0.05-0.8s terminal connection | 41200 | 1 | ZN | 1
3VA2010-6KQ42-0AA0 |  | circuit breaker 3VA2 IEC Frame 100 breaking capacity class H Icu=85 kA @ 415 V 4-pole, line protection ETU860, LSIG, In=100 A overload protection Ir=40 A...100 A short-circuit protection Isd=0.6..10x In, Ii=1.5..12x In neutral conductor protection adjustable (OFF, up to 100%) ground-fault protection, can be switched off Ig=0.2...1 x In= tg=0.05-0.8s nut keeper kit | 45000 | 1 | ZN | 1
3VA2010-6KQ46-0AA0 |  | circuit breaker 3VA2 IEC Frame 100 breaking capacity class H Icu=85 kA @ 415 V 4-pole, line protection ETU860, LSIG, In=100 A overload protection Ir=40 A...100 A short-circuit protection Isd=0.6..10x In, Ii=1.5..12x In neutral conductor protection adjustable (OFF, up to 100%) ground-fault protection, can be switched off Ig=0.2...1 x In= tg=0.05-0.8s terminal connection | 45700 | 1 | ZN | 1
3VA2010-7HL32-0AA0 |  | circuit breaker 3VA2 IEC Frame 100 breaking capacity class C Icu=110 kA @ 415 V 3-pole, line protection ETU320, LI, In=100 A overload protection Ir=40 A...100 A short-circuit protection Ii=1.5...12 x In nut keeper kit | 17700 | 1 | ZN | 1
3VA2010-7HL36-0AA0 |  | circuit breaker 3VA2 IEC Frame 100 breaking capacity class C Icu=110 kA @ 415 V 3-pole, line protection ETU320, LI, In=100 A overload protection Ir=40 A...100 A short-circuit protection Ii=1.5...12 x In terminal connection | 18300 | 1 | ZN | 1
3VA2010-7HL42-0AA0 |  | circuit breaker 3VA2 IEC Frame 100 breaking capacity class C Icu=110 kA @ 415 V 4-pole, line protection ETU320, LI, In=100 A overload protection Ir=40 A...100 A short-circuit protection Ii=1.5...12 x In neutral conductor protection adjustable (OFF, 50%, 100%) nut keeper kit | 22700 | 1 | ZN | 1
3VA2010-7HL46-0AA0 |  | circuit breaker 3VA2 IEC Frame 100 breaking capacity class C Icu=110 kA @ 415 V 4-pole, line protection ETU320, LI, In=100 A overload protection Ir=40 A...100 A short-circuit protection Ii=1.5...12 x In neutral conductor protection adjustable (OFF, 50%, 100%) terminal connection | 23600 | 1 | ZN | 1
3VA2010-7HM32-0AA0 |  | circuit breaker 3VA2 IEC Frame 100 breaking capacity class C Icu=110 kA @ 415 V 3-pole, line protection ETU330, LIG, In=100 A overload protection Ir=40 A...100 A short-circuit protection Ii=1.5...12 x In ground-fault protection Ig=0.2...1 x In, tg=0.1/0.3s nut keeper kit | 24900 | 1 | ZN | 1
3VA2010-7HM36-0AA0 |  | circuit breaker 3VA2 IEC Frame 100 breaking capacity class C Icu=110 kA @ 415 V 3-pole, line protection ETU330, LIG, In=100 A overload protection Ir=40 A...100 A short-circuit protection Ii=1.5...12 x In ground-fault protection Ig=0.2...1 x In, tg=0.1/0.3s terminal connection | 25500 | 1 | ZN | 1
3VA2010-7HM42-0AA0 |  | circuit breaker 3VA2 IEC Frame 100 breaking capacity class C Icu=110 kA @ 415 V 4-pole, line protection ETU330, LIG, In=100 A overload protection Ir=40 A...100 A short-circuit protection Ii=1.5...12 x In neutral conductor protection adjustable (OFF, 50%, 100%) ground-fault protection Ig=0.2...1 x In= tg=0.1/0.3s nut keeper kit | 29700 | 1 | ZN | 1
3VA2010-7HM46-0AA0 |  | circuit breaker 3VA2 IEC Frame 100 breaking capacity class C Icu=110 kA @ 415 V 4-pole, line protection ETU330, LIG, In=100 A overload protection Ir=40 A...100 A short-circuit protection Ii=1.5...12 x In neutral conductor protection adjustable (OFF, 50%, 100%) ground-fault protection Ig=0.2...1 x In= tg=0.1/0.3s terminal connection | 31000 | 1 | ZN | 1
3VA2010-7HN32-0AA0 |  | circuit breaker 3VA2 IEC Frame 100 breaking capacity class C Icu=110 kA @ 415 V 3-pole, line protection ETU350, LSI, In=100 A overload protection Ir=40 A...100 A short-circuit protection Isd=1.5...10 x Ir, Ii=12 x In nut keeper kit | 19300 | 1 | ZN | 1
3VA2010-7HN36-0AA0 |  | circuit breaker 3VA2 IEC Frame 100 breaking capacity class C Icu=110 kA @ 415 V 3-pole, line protection ETU350, LSI, In=100 A overload protection Ir=40 A...100 A short-circuit protection Isd=1.5...10 x Ir, Ii=12 x In terminal connection | 20200 | 1 | ZN | 1
3VA2010-7HN42-0AA0 |  | circuit breaker 3VA2 IEC Frame 100 breaking capacity class C Icu=110 kA @ 415 V 4-pole, line protection ETU350, LSI, In=100 A overload protection Ir=40 A...100 A short-circuit protection Isd=1.5...10 x Ir, Ii=12 x In neutral conductor protection adjustable (OFF, 50%, 100%) nut keeper kit | 24400 | 1 | ZN | 1
3VA2010-7HN46-0AA0 |  | circuit breaker 3VA2 IEC Frame 100 breaking capacity class C Icu=110 kA @ 415 V 4-pole, line protection ETU350, LSI, In=100 A overload protection Ir=40 A...100 A short-circuit protection Isd=1.5...10 x Ir, Ii=12 x In neutral conductor protection adjustable (OFF, 50%, 100%) terminal connection | 25300 | 1 | ZN | 1
3VA2010-7JP32-0AA0 |  | circuit breaker 3VA2 IEC Frame 100 breaking capacity class C Icu=110 kA @ 415 V 3-pole, line protection ETU550, LSI, In=100 A overload protection Ir=40 A...100 A short-circuit protection Isd=0.6..10x In, Ii=1.5..12x In neutral conductor protection optionally with external current transformer, up to 160% nut keeper kit | 31600 | 1 | ZN | 1
3VA2010-7JP36-0AA0 |  | circuit breaker 3VA2 IEC Frame 100 breaking capacity class C Icu=110 kA @ 415 V 3-pole, line protection ETU550, LSI, In=100 A overload protection Ir=40 A...100 A short-circuit protection Isd=0.6..10x In, Ii=1.5..12x In neutral conductor protection optionally with external current transformer, up to 160% terminal connection | 31900 | 1 | ZN | 1
3VA2010-7JP42-0AA0 |  | circuit breaker 3VA2 IEC Frame 100 breaking capacity class C Icu=110 kA @ 415 V 4-pole, line protection ETU550, LSI, In=100 A overload protection Ir=40 A...100 A short-circuit protection Isd=0.6..10x In, Ii=1.5..12x In neutral conductor protection adjustable (OFF, up to 100%) nut keeper kit | 36700 | 1 | ZN | 1
3VA2010-7JP46-0AA0 |  | circuit breaker 3VA2 IEC Frame 100 breaking capacity class C Icu=110 kA @ 415 V 4-pole, line protection ETU550, LSI, In=100 A overload protection Ir=40 A...100 A short-circuit protection Isd=0.6..10x In, Ii=1.5..12x In neutral conductor protection adjustable (OFF, up to 100%) terminal connection | 37600 | 1 | ZN | 1
3VA2010-7JQ32-0AA0 |  | circuit breaker 3VA2 IEC Frame 100 breaking capacity class C Icu=110 kA @ 415 V 3-pole, line protection ETU560, LSIG, In=100 A overload protection Ir=40 A...100 A short-circuit protection Isd=0.6..10x In, Ii=1.5..12x In neutral conductor protection optionally with external current transformer, up to 160% ground-fault protection, can be switched off Ig=0.2...1 x In, tg=0.05-0.8s nut keeper kit | 38400 | 1 | ZN | 1
3VA2010-7JQ36-0AA0 |  | circuit breaker 3VA2 IEC Frame 100 breaking capacity class C Icu=110 kA @ 415 V 3-pole, line protection ETU560, LSIG, In=100 A overload protection Ir=40 A...100 A short-circuit protection Isd=0.6..10x In, Ii=1.5..12x In neutral conductor protection optionally with external current transformer, up to 160% ground-fault protection, can be switched off Ig=0.2...1 x In, tg=0.05-0.8s terminal connection | 38900 | 1 | ZN | 1
3VA2010-7JQ42-0AA0 |  | circuit breaker 3VA2 IEC Frame 100 breaking capacity class C Icu=110 kA @ 415 V 4-pole, line protection ETU560, LSIG, In=100 A overload protection Ir=40 A...100 A short-circuit protection Isd=0.6..10x In, Ii=1.5..12x In neutral conductor protection adjustable (OFF, up to 100%) ground-fault protection, can be switched off Ig=0.2...1 x In= tg=0.05-0.8s nut keeper kit | 43300 | 1 | ZN | 1
3VA2010-7JQ46-0AA0 |  | circuit breaker 3VA2 IEC Frame 100 breaking capacity class C Icu=110 kA @ 415 V 4-pole, line protection ETU560, LSIG, In=100 A overload protection Ir=40 A...100 A short-circuit protection Isd=0.6..10x In, Ii=1.5..12x In neutral conductor protection adjustable (OFF, up to 100%) ground-fault protection, can be switched off Ig=0.2...1 x In= tg=0.05-0.8s terminal connection | 44600 | 1 | ZN | 1
3VA2010-7KP32-0AA0 |  | circuit breaker 3VA2 IEC Frame 100 breaking capacity class C Icu=110 kA @ 415 V 3-pole, line protection ETU850, LSI, In=100 A overload protection Ir=40 A...100 A short-circuit protection Isd=0.6..10x In, Ii=1.5..12x In neutral conductor protection optionally with external current transformer, up to 160% nut keeper kit | 37600 | 1 | ZN | 1
3VA2010-7KP36-0AA0 |  | circuit breaker 3VA2 IEC Frame 100 breaking capacity class C Icu=110 kA @ 415 V 3-pole, line protection ETU850, LSI, In=100 A overload protection Ir=40 A...100 A short-circuit protection Isd=0.6..10x In, Ii=1.5..12x In neutral conductor protection optionally with external current transformer, up to 160% terminal connection | 38000 | 1 | ZN | 1
3VA2010-7KP42-0AA0 |  | circuit breaker 3VA2 IEC Frame 100 breaking capacity class C Icu=110 kA @ 415 V 4-pole, line protection ETU850, LSI, In=100 A overload protection Ir=40 A...100 A short-circuit protection Isd=0.6..10x In, Ii=1.5..12x In neutral conductor protection adjustable (OFF, up to 100%) nut keeper kit | 42300 | 1 | ZN | 1
3VA2010-7KP46-0AA0 |  | circuit breaker 3VA2 IEC Frame 100 breaking capacity class C Icu=110 kA @ 415 V 4-pole, line protection ETU850, LSI, In=100 A overload protection Ir=40 A...100 A short-circuit protection Isd=0.6..10x In, Ii=1.5..12x In neutral conductor protection adjustable (OFF, up to 100%) terminal connection | 43300 | 1 | ZN | 1
3VA2010-7KQ32-0AA0 |  | circuit breaker 3VA2 IEC Frame 100 breaking capacity class C Icu=110 kA @ 415 V 3-pole, line protection ETU860, LSIG, In=100 A overload protection Ir=40 A...100 A short-circuit protection Isd=0.6..10x In, Ii=1.5..12x In neutral conductor protection optionally with external current transformer, up to 160% ground-fault protection, can be switched off Ig=0.2...1 x In, tg=0.05-0.8s nut keeper kit | 41600 | 1 | ZN | 1
3VA2010-7KQ36-0AA0 |  | circuit breaker 3VA2 IEC Frame 100 breaking capacity class C Icu=110 kA @ 415 V 3-pole, line protection ETU860, LSIG, In=100 A overload protection Ir=40 A...100 A short-circuit protection Isd=0.6..10x In, Ii=1.5..12x In neutral conductor protection optionally with external current transformer, up to 160% ground-fault protection, can be switched off Ig=0.2...1 x In, tg=0.05-0.8s terminal connection | 42300 | 1 | ZN | 1
3VA2010-7KQ42-0AA0 |  | circuit breaker 3VA2 IEC Frame 100 breaking capacity class C Icu=110 kA @ 415 V 4-pole, line protection ETU860, LSIG, In=100 A overload protection Ir=40 A...100 A short-circuit protection Isd=0.6..10x In, Ii=1.5..12x In neutral conductor protection adjustable (OFF, up to 100%) ground-fault protection, can be switched off Ig=0.2...1 x In= tg=0.05-0.8s nut keeper kit | 46300 | 1 | ZN | 1
3VA2010-7KQ46-0AA0 |  | circuit breaker 3VA2 IEC Frame 100 breaking capacity class C Icu=110 kA @ 415 V 4-pole, line protection ETU860, LSIG, In=100 A overload protection Ir=40 A...100 A short-circuit protection Isd=0.6..10x In, Ii=1.5..12x In neutral conductor protection adjustable (OFF, up to 100%) ground-fault protection, can be switched off Ig=0.2...1 x In= tg=0.05-0.8s terminal connection | 47100 | 1 | ZN | 1
3VA2010-8HL32-0AA0 |  | circuit breaker 3VA2 IEC Frame 100 breaking capacity class L Icu=150 kA @ 415 V 3-pole, line protection ETU320, LI, In=100 A overload protection Ir=40 A...100 A short-circuit protection Ii=1.5...12 x In nut keeper kit | 20000 | 1 | ZN | 1
3VA2010-8HL36-0AA0 |  | circuit breaker 3VA2 IEC Frame 100 breaking capacity class L Icu=150 kA @ 415 V 3-pole, line protection ETU320, LI, In=100 A overload protection Ir=40 A...100 A short-circuit protection Ii=1.5...12 x In terminal connection | 20800 | 1 | ZN | 1
3VA2010-8HL42-0AA0 |  | circuit breaker 3VA2 IEC Frame 100 breaking capacity class L Icu=150 kA @ 415 V 4-pole, line protection ETU320, LI, In=100 A overload protection Ir=40 A...100 A short-circuit protection Ii=1.5...12 x In neutral conductor protection adjustable (OFF, 50%, 100%) nut keeper kit | 25700 | 1 | ZN | 1
3VA2010-8HL46-0AA0 |  | circuit breaker 3VA2 IEC Frame 100 breaking capacity class L Icu=150 kA @ 415 V 4-pole, line protection ETU320, LI, In=100 A overload protection Ir=40 A...100 A short-circuit protection Ii=1.5...12 x In neutral conductor protection adjustable (OFF, 50%, 100%) terminal connection | 26600 | 1 | ZN | 1
3VA2010-8HM32-0AA0 |  | circuit breaker 3VA2 IEC Frame 100 breaking capacity class L Icu=150 kA @ 415 V 3-pole, line protection ETU330, LIG, In=100 A overload protection Ir=40 A...100 A short-circuit protection Ii=1.5...12 x In ground-fault protection Ig=0.2...1 x In, tg=0.1/0.3s nut keeper kit | 27200 | 1 | ZN | 1
3VA2010-8HM36-0AA0 |  | circuit breaker 3VA2 IEC Frame 100 breaking capacity class L Icu=150 kA @ 415 V 3-pole, line protection ETU330, LIG, In=100 A overload protection Ir=40 A...100 A short-circuit protection Ii=1.5...12 x In ground-fault protection Ig=0.2...1 x In, tg=0.1/0.3s terminal connection | 28000 | 1 | ZN | 1
3VA2010-8HM42-0AA0 |  | circuit breaker 3VA2 IEC Frame 100 breaking capacity class L Icu=150 kA @ 415 V 4-pole, line protection ETU330, LIG, In=100 A overload protection Ir=40 A...100 A short-circuit protection Ii=1.5...12 x In neutral conductor protection adjustable (OFF, 50%, 100%) ground-fault protection Ig=0.2...1 x In= tg=0.1/0.3s nut keeper kit | 32900 | 1 | ZN | 1
3VA2010-8HM46-0AA0 |  | circuit breaker 3VA2 IEC Frame 100 breaking capacity class L Icu=150 kA @ 415 V 4-pole, line protection ETU330, LIG, In=100 A overload protection Ir=40 A...100 A short-circuit protection Ii=1.5...12 x In neutral conductor protection adjustable (OFF, 50%, 100%) ground-fault protection Ig=0.2...1 x In= tg=0.1/0.3s terminal connection | 33500 | 1 | ZN | 1
3VA2010-8HN32-0AA0 |  | circuit breaker 3VA2 IEC Frame 100 breaking capacity class L Icu=150 kA @ 415 V 3-pole, line protection ETU350, LSI, In=100 A overload protection Ir=40 A...100 A short-circuit protection Isd=1.5...10 x Ir, Ii=12 x In nut keeper kit | 21700 | 1 | ZN | 1
3VA2010-8HN36-0AA0 |  | circuit breaker 3VA2 IEC Frame 100 breaking capacity class L Icu=150 kA @ 415 V 3-pole, line protection ETU350, LSI, In=100 A overload protection Ir=40 A...100 A short-circuit protection Isd=1.5...10 x Ir, Ii=12 x In terminal connection | 22300 | 1 | ZN | 1
3VA2010-8HN42-0AA0 |  | circuit breaker 3VA2 IEC Frame 100 breaking capacity class L Icu=150 kA @ 415 V 4-pole, line protection ETU350, LSI, In=100 A overload protection Ir=40 A...100 A short-circuit protection Isd=1.5...10 x Ir, Ii=12 x In neutral conductor protection adjustable (OFF, 50%, 100%) nut keeper kit | 27400 | 1 | ZN | 1
3VA2010-8HN46-0AA0 |  | circuit breaker 3VA2 IEC Frame 100 breaking capacity class L Icu=150 kA @ 415 V 4-pole, line protection ETU350, LSI, In=100 A overload protection Ir=40 A...100 A short-circuit protection Isd=1.5...10 x Ir, Ii=12 x In neutral conductor protection adjustable (OFF, 50%, 100%) terminal connection | 28700 | 1 | ZN | 1
3VA2010-8JP32-0AA0 |  | circuit breaker 3VA2 IEC Frame 100 breaking capacity class L Icu=150 kA @ 415 V 3-pole, line protection ETU550, LSI, In=100 A overload protection Ir=40 A...100 A short-circuit protection Isd=0.6..10x In, Ii=1.5..12x In neutral conductor protection optionally with external current transformer, up to 160% nut keeper kit | 33300 | 1 | ZN | 1
3VA2010-8JP36-0AA0 |  | circuit breaker 3VA2 IEC Frame 100 breaking capacity class L Icu=150 kA @ 415 V 3-pole, line protection ETU550, LSI, In=100 A overload protection Ir=40 A...100 A short-circuit protection Isd=0.6..10x In, Ii=1.5..12x In neutral conductor protection optionally with external current transformer, up to 160% terminal connection | 34000 | 1 | ZN | 1
3VA2010-8JP42-0AA0 |  | circuit breaker 3VA2 IEC Frame 100 breaking capacity class L Icu=150 kA @ 415 V 4-pole, line protection ETU550, LSI, In=100 A overload protection Ir=40 A...100 A short-circuit protection Isd=0.6..10x In, Ii=1.5..12x In neutral conductor protection adjustable (OFF, up to 100%) nut keeper kit | 39500 | 1 | ZN | 1
3VA2010-8JP46-0AA0 |  | circuit breaker 3VA2 IEC Frame 100 breaking capacity class L Icu=150 kA @ 415 V 4-pole, line protection ETU550, LSI, In=100 A overload protection Ir=40 A...100 A short-circuit protection Isd=0.6..10x In, Ii=1.5..12x In neutral conductor protection adjustable (OFF, up to 100%) terminal connection | 40400 | 1 | ZN | 1
3VA2010-8JQ32-0AA0 |  | circuit breaker 3VA2 IEC Frame 100 breaking capacity class L Icu=150 kA @ 415 V 3-pole, line protection ETU560, LSIG, In=100 A overload protection Ir=40 A...100 A short-circuit protection Isd=0.6..10x In, Ii=1.5..12x In neutral conductor protection optionally with external current transformer, up to 160% ground-fault protection, can be switched off Ig=0.2...1 x In, tg=0.05-0.8s nut keeper kit | 40800 | 1 | ZN | 1
3VA2010-8JQ36-0AA0 |  | circuit breaker 3VA2 IEC Frame 100 breaking capacity class L Icu=150 kA @ 415 V 3-pole, line protection ETU560, LSIG, In=100 A overload protection Ir=40 A...100 A short-circuit protection Isd=0.6..10x In, Ii=1.5..12x In neutral conductor protection optionally with external current transformer, up to 160% ground-fault protection, can be switched off Ig=0.2...1 x In, tg=0.05-0.8s terminal connection | 41600 | 1 | ZN | 1
3VA2010-8JQ42-0AA0 |  | circuit breaker 3VA2 IEC Frame 100 breaking capacity class L Icu=150 kA @ 415 V 4-pole, line protection ETU560, LSIG, In=100 A overload protection Ir=40 A...100 A short-circuit protection Isd=0.6..10x In, Ii=1.5..12x In neutral conductor protection adjustable (OFF, up to 100%) ground-fault protection, can be switched off Ig=0.2...1 x In= tg=0.05-0.8s nut keeper kit | 46700 | 1 | ZN | 1
3VA2010-8JQ46-0AA0 |  | circuit breaker 3VA2 IEC Frame 100 breaking capacity class L Icu=150 kA @ 415 V 4-pole, line protection ETU560, LSIG, In=100 A overload protection Ir=40 A...100 A short-circuit protection Isd=0.6..10x In, Ii=1.5..12x In neutral conductor protection adjustable (OFF, up to 100%) ground-fault protection, can be switched off Ig=0.2...1 x In= tg=0.05-0.8s terminal connection | 47600 | 1 | ZN | 1
3VA2010-8KP32-0AA0 |  | circuit breaker 3VA2 IEC Frame 100 breaking capacity class L Icu=150 kA @ 415 V 3-pole, line protection ETU850, LSI, In=100 A overload protection Ir=40 A...100 A short-circuit protection Isd=0.6..10x In, Ii=1.5..12x In neutral conductor protection optionally with external current transformer, up to 160% nut keeper kit | 39500 | 1 | ZN | 1
3VA2010-8KP36-0AA0 |  | circuit breaker 3VA2 IEC Frame 100 breaking capacity class L Icu=150 kA @ 415 V 3-pole, line protection ETU850, LSI, In=100 A overload protection Ir=40 A...100 A short-circuit protection Isd=0.6..10x In, Ii=1.5..12x In neutral conductor protection optionally with external current transformer, up to 160% terminal connection | 40400 | 1 | ZN | 1
3VA2010-8KP42-0AA0 |  | circuit breaker 3VA2 IEC Frame 100 breaking capacity class L Icu=150 kA @ 415 V 4-pole, line protection ETU850, LSI, In=100 A overload protection Ir=40 A...100 A short-circuit protection Isd=0.6..10x In, Ii=1.5..12x In neutral conductor protection adjustable (OFF, up to 100%) nut keeper kit | 45500 | 1 | ZN | 1
3VA2010-8KP46-0AA0 |  | circuit breaker 3VA2 IEC Frame 100 breaking capacity class L Icu=150 kA @ 415 V 4-pole, line protection ETU850, LSI, In=100 A overload protection Ir=40 A...100 A short-circuit protection Isd=0.6..10x In, Ii=1.5..12x In neutral conductor protection adjustable (OFF, up to 100%) terminal connection | 46300 | 1 | ZN | 1
3VA2010-8KQ32-0AA0 |  | circuit breaker 3VA2 IEC Frame 100 breaking capacity class L Icu=150 kA @ 415 V 3-pole, line protection ETU860, LSIG, In=100 A overload protection Ir=40 A...100 A short-circuit protection Isd=0.6..10x In, Ii=1.5..12x In neutral conductor protection optionally with external current transformer, up to 160% ground-fault protection, can be switched off Ig=0.2...1 x In, tg=0.05-0.8s nut keeper kit | 44000 | 1 | ZN | 1
3VA2010-8KQ36-0AA0 |  | circuit breaker 3VA2 IEC Frame 100 breaking capacity class L Icu=150 kA @ 415 V 3-pole, line protection ETU860, LSIG, In=100 A overload protection Ir=40 A...100 A short-circuit protection Isd=0.6..10x In, Ii=1.5..12x In neutral conductor protection optionally with external current transformer, up to 160% ground-fault protection, can be switched off Ig=0.2...1 x In, tg=0.05-0.8s terminal connection | 44400 | 1 | ZN | 1
3VA2010-8KQ42-0AA0 |  | circuit breaker 3VA2 IEC Frame 100 breaking capacity class L Icu=150 kA @ 415 V 4-pole, line protection ETU860, LSIG, In=100 A overload protection Ir=40 A...100 A short-circuit protection Isd=0.6..10x In, Ii=1.5..12x In neutral conductor protection adjustable (OFF, up to 100%) ground-fault protection, can be switched off Ig=0.2...1 x In= tg=0.05-0.8s nut keeper kit | 49100 | 1 | ZN | 1
3VA2010-8KQ46-0AA0 |  | circuit breaker 3VA2 IEC Frame 100 breaking capacity class L Icu=150 kA @ 415 V 4-pole, line protection ETU860, LSIG, In=100 A overload protection Ir=40 A...100 A short-circuit protection Isd=0.6..10x In, Ii=1.5..12x In neutral conductor protection adjustable (OFF, up to 100%) ground-fault protection, can be switched off Ig=0.2...1 x In= tg=0.05-0.8s terminal connection | 50100 | 1 | ZN | 1
3VA2025-5HL32-0AA0 |  | circuit breaker 3VA2 IEC Frame 100 breaking capacity class M Icu=55 kA @ 415 V 3-pole, line protection ETU320, LI, In=25 A overload protection Ir=10 A...25 A short-circuit protection Ii=1.5...12 x In nut keeper kit | 13700 | 1 | ZN | 1
3VA2025-5HL32-0BD0 |  | circuit breaker 3VA2 IEC Frame 100 breaking capacity class M Icu=55 kA @ 415 V 3-pole, line protection ETU320, LI, In=25 A overload protection Ir=10 A...25 A short-circuit protection Ii=1.5...12 x In nut keeper kit undervoltage release (UVR) 24 V DC 3 auxiliary switches HQ | 18900 | 1 | ZN | 1
3VA2025-5HL36-0AA0 |  | circuit breaker 3VA2 IEC Frame 100 breaking capacity class M Icu=55 kA @ 415 V 3-pole, line protection ETU320, LI, In=25 A overload protection Ir=10 A...25 A short-circuit protection Ii=1.5...12 x In terminal connection | 14400 | 1 | ZN | 1
3VA2025-5HL42-0AA0 |  | circuit breaker 3VA2 IEC Frame 100 breaking capacity class M Icu=55 kA @ 415 V 4-pole, line protection ETU320, LI, In=25 A overload protection Ir=10 A...25 A short-circuit protection Ii=1.5...12 x In neutral conductor protection adjustable (OFF, 100%) nut keeper kit | 17400 | 1 | ZN | 1
3VA2025-5HL46-0AA0 |  | circuit breaker 3VA2 IEC Frame 100 breaking capacity class M Icu=55 kA @ 415 V 4-pole, line protection ETU320, LI, In=25 A overload protection Ir=10 A...25 A short-circuit protection Ii=1.5...12 x In neutral conductor protection adjustable (OFF, 100%) terminal connection | 18300 | 1 | ZN | 1
3VA2025-5HM32-0AA0 |  | circuit breaker 3VA2 IEC Frame 100 breaking capacity class M Icu=55 kA @ 415 V 3-pole, line protection ETU330, LIG, In=25 A overload protection Ir=10 A...25 A short-circuit protection Ii=1.5...12 x In ground-fault protection Ig=0.6... 1 x In, tg=0.1/0.3s nut keeper kit | 21200 | 1 | ZN | 1
3VA2025-5HM36-0AA0 |  | circuit breaker 3VA2 IEC Frame 100 breaking capacity class M Icu=55 kA @ 415 V 3-pole, line protection ETU330, LIG, In=25 A overload protection Ir=10 A...25 A short-circuit protection Ii=1.5...12 x In ground-fault protection Ig=0.6... 1 x In, tg=0.1/0.3s terminal connection | 21700 | 1 | ZN | 1
3VA2025-5HM42-0AA0 |  | circuit breaker 3VA2 IEC Frame 100 breaking capacity class M Icu=55 kA @ 415 V 4-pole, line protection ETU330, LIG, In=25 A overload protection Ir=10 A...25 A short-circuit protection Ii=1.5...12 x In neutral conductor protection adjustable (OFF, 100%) ground-fault protection Ig=0.6...1 x In= tg=0.1/0.3s nut keeper kit | 24800 | 1 | ZN | 1
3VA2025-5HM46-0AA0 |  | circuit breaker 3VA2 IEC Frame 100 breaking capacity class M Icu=55 kA @ 415 V 4-pole, line protection ETU330, LIG, In=25 A overload protection Ir=10 A...25 A short-circuit protection Ii=1.5...12 x In neutral conductor protection adjustable (OFF, 100%) ground-fault protection Ig=0.6...1 x In= tg=0.1/0.3s terminal connection | 25500 | 1 | ZN | 1
3VA2025-5HN32-0AA0 |  | circuit breaker 3VA2 IEC Frame 100 breaking capacity class M Icu=55 kA @ 415 V 3-pole, line protection ETU350, LSI, In=25 A overload protection Ir=10 A...25 A short-circuit protection Isd=1.5...10 x Ir, Ii=12 x In nut keeper kit | 15500 | 1 | ZN | 1
3VA2025-5HN36-0AA0 |  | circuit breaker 3VA2 IEC Frame 100 breaking capacity class M Icu=55 kA @ 415 V 3-pole, line protection ETU350, LSI, In=25 A overload protection Ir=10 A...25 A short-circuit protection Isd=1.5...10 x Ir, Ii=12 x In terminal connection | 16100 | 1 | ZN | 1
3VA2025-5HN42-0AA0 |  | circuit breaker 3VA2 IEC Frame 100 breaking capacity class M Icu=55 kA @ 415 V 4-pole, line protection ETU350, LSI, In=25 A overload protection Ir=10 A...25 A short-circuit protection Isd=1.5...10 x Ir, Ii=12 x In neutral conductor protection adjustable (OFF, 100%) nut keeper kit | 19100 | 1 | ZN | 1
3VA2025-5HN46-0AA0 |  | circuit breaker 3VA2 IEC Frame 100 breaking capacity class M Icu=55 kA @ 415 V 4-pole, line protection ETU350, LSI, In=25 A overload protection Ir=10 A...25 A short-circuit protection Isd=1.5...10 x Ir, Ii=12 x In neutral conductor protection adjustable (OFF, 100%) terminal connection | 20200 | 1 | ZN | 1
3VA2025-5JP32-0AA0 |  | circuit breaker 3VA2 IEC Frame 100 breaking capacity class M Icu=55 kA @ 415 V 3-pole, line protection ETU550, LSI, In=25 A overload protection Ir=10 A...25 A short-circuit protection Isd=0.6..10x In, Ii=1.5..12x In neutral conductor protection optionally with external current transformer, up to 160% nut keeper kit | 27400 | 1 | ZN | 1
3VA2025-5JP36-0AA0 |  | circuit breaker 3VA2 IEC Frame 100 breaking capacity class M Icu=55 kA @ 415 V 3-pole, line protection ETU550, LSI, In=25 A overload protection Ir=10 A...25 A short-circuit protection Isd=0.6..10x In, Ii=1.5..12x In neutral conductor protection optionally with external current transformer, up to 160% terminal connection | 28400 | 1 | ZN | 1
3VA2025-5JP42-0AA0 |  | circuit breaker 3VA2 IEC Frame 100 breaking capacity class M Icu=55 kA @ 415 V 4-pole, line protection ETU550, LSI, In=25 A overload protection Ir=10 A...25 A short-circuit protection Isd=0.6..10x In, Ii=1.5..12x In neutral conductor protection adjustable (OFF, up to 160%) nut keeper kit | 31400 | 1 | ZN | 1
3VA2025-5JP46-0AA0 |  | circuit breaker 3VA2 IEC Frame 100 breaking capacity class M Icu=55 kA @ 415 V 4-pole, line protection ETU550, LSI, In=25 A overload protection Ir=10 A...25 A short-circuit protection Isd=0.6..10x In, Ii=1.5..12x In neutral conductor protection adjustable (OFF, up to 160%) terminal connection | 31900 | 1 | ZN | 1
3VA2025-5JQ32-0AA0 |  | circuit breaker 3VA2 IEC Frame 100 breaking capacity class M Icu=55 kA @ 415 V 3-pole, line protection ETU560, LSIG, In=25 A overload protection Ir=10 A...25 A short-circuit protection Isd=0.6..10x In, Ii=1.5..12x In neutral conductor protection optionally with external current transformer, up to 160% ground-fault protection, can be switched off Ig=0.2...1 x In, tg=0.05-0.8s nut keeper kit | 34400 | 1 | ZN | 1
3VA2025-5JQ36-0AA0 |  | circuit breaker 3VA2 IEC Frame 100 breaking capacity class M Icu=55 kA @ 415 V 3-pole, line protection ETU560, LSIG, In=25 A overload protection Ir=10 A...25 A short-circuit protection Isd=0.6..10x In, Ii=1.5..12x In neutral conductor protection optionally with external current transformer, up to 160% ground-fault protection, can be switched off Ig=0.2...1 x In, tg=0.05-0.8s terminal connection | 35300 | 1 | ZN | 1
3VA2025-5JQ42-0AA0 |  | circuit breaker 3VA2 IEC Frame 100 breaking capacity class M Icu=55 kA @ 415 V 4-pole, line protection ETU560, LSIG, In=25 A overload protection Ir=10 A...25 A short-circuit protection Isd=0.6..10x In, Ii=1.5..12x In neutral conductor protection adjustable (OFF, up to 160%) ground-fault protection, can be switched off Ig=0.2...1 x In= tg=0.05-0.8s nut keeper kit | 38200 | 1 | ZN | 1
3VA2025-5JQ46-0AA0 |  | circuit breaker 3VA2 IEC Frame 100 breaking capacity class M Icu=55 kA @ 415 V 4-pole, line protection ETU560, LSIG, In=25 A overload protection Ir=10 A...25 A short-circuit protection Isd=0.6..10x In, Ii=1.5..12x In neutral conductor protection adjustable (OFF, up to 160%) ground-fault protection, can be switched off Ig=0.2...1 x In= tg=0.05-0.8s terminal connection | 38900 | 1 | ZN | 1
3VA2025-5KP32-0AA0 |  | circuit breaker 3VA2 IEC Frame 100 breaking capacity class M Icu=55 kA @ 415 V 3-pole, line protection ETU850, LSI, In=25 A overload protection Ir=10 A...25 A short-circuit protection Isd=0.6..10x In, Ii=1.5..12x In neutral conductor protection optionally with external current transformer, up to 160% nut keeper kit | 33300 | 1 | ZN | 1
3VA2025-5KP36-0AA0 |  | circuit breaker 3VA2 IEC Frame 100 breaking capacity class M Icu=55 kA @ 415 V 3-pole, line protection ETU850, LSI, In=25 A overload protection Ir=10 A...25 A short-circuit protection Isd=0.6..10x In, Ii=1.5..12x In neutral conductor protection optionally with external current transformer, up to 160% terminal connection | 33600 | 1 | ZN | 1
3VA2025-5KP42-0AA0 |  | circuit breaker 3VA2 IEC Frame 100 breaking capacity class M Icu=55 kA @ 415 V 4-pole, line protection ETU850, LSI, In=25 A overload protection Ir=10 A...25 A short-circuit protection Isd=0.6..10x In, Ii=1.5..12x In neutral conductor protection adjustable (OFF, up to 160%) nut keeper kit | 37200 | 1 | ZN | 1
3VA2025-5KP46-0AA0 |  | circuit breaker 3VA2 IEC Frame 100 breaking capacity class M Icu=55 kA @ 415 V 4-pole, line protection ETU850, LSI, In=25 A overload protection Ir=10 A...25 A short-circuit protection Isd=0.6..10x In, Ii=1.5..12x In neutral conductor protection adjustable (OFF, up to 160%) terminal connection | 38000 | 1 | ZN | 1
3VA2025-5KQ32-0AA0 |  | circuit breaker 3VA2 IEC Frame 100 breaking capacity class M Icu=55 kA @ 415 V 3-pole, line protection ETU860, LSIG, In=25 A overload protection Ir=10 A...25 A short-circuit protection Isd=0.6..10x In, Ii=1.5..12x In neutral conductor protection optionally with external current transformer, up to 160% ground-fault protection, can be switched off Ig=0.2...1 x In, tg=0.05-0.8s nut keeper kit | 37600 | 1 | ZN | 1
3VA2025-5KQ36-0AA0 |  | circuit breaker 3VA2 IEC Frame 100 breaking capacity class M Icu=55 kA @ 415 V 3-pole, line protection ETU860, LSIG, In=25 A overload protection Ir=10 A...25 A short-circuit protection Isd=0.6..10x In, Ii=1.5..12x In neutral conductor protection optionally with external current transformer, up to 160% ground-fault protection, can be switched off Ig=0.2...1 x In, tg=0.05-0.8s terminal connection | 38200 | 1 | ZN | 1
3VA2025-5KQ42-0AA0 |  | circuit breaker 3VA2 IEC Frame 100 breaking capacity class M Icu=55 kA @ 415 V 4-pole, line protection ETU860, LSIG, In=25 A overload protection Ir=10 A...25 A short-circuit protection Isd=0.6..10x In, Ii=1.5..12x In neutral conductor protection adjustable (OFF, up to 160%) ground-fault protection, can be switched off Ig=0.2...1 x In= tg=0.05-0.8s nut keeper kit | 41200 | 1 | ZN | 1
3VA2025-5KQ46-0AA0 |  | circuit breaker 3VA2 IEC Frame 100 breaking capacity class M Icu=55 kA @ 415 V 4-pole, line protection ETU860, LSIG, In=25 A overload protection Ir=10 A...25 A short-circuit protection Isd=0.6..10x In, Ii=1.5..12x In neutral conductor protection adjustable (OFF, up to 160%) ground-fault protection, can be switched off Ig=0.2...1 x In= tg=0.05-0.8s terminal connection | 42300 | 1 | ZN | 1
3VA2025-6HL32-0AA0 |  | circuit breaker 3VA2 IEC Frame 100 breaking capacity class H Icu=85 kA @ 415 V 3-pole, line protection ETU320, LI, In=25 A overload protection Ir=10 A...25 A short-circuit protection Ii=1.5...12 x In nut keeper kit | 15300 | 1 | ZN | 1
3VA2025-6HL36-0AA0 |  | circuit breaker 3VA2 IEC Frame 100 breaking capacity class H Icu=85 kA @ 415 V 3-pole, line protection ETU320, LI, In=25 A overload protection Ir=10 A...25 A short-circuit protection Ii=1.5...12 x In terminal connection | 15900 | 1 | ZN | 1
3VA2025-6HL42-0AA0 |  | circuit breaker 3VA2 IEC Frame 100 breaking capacity class H Icu=85 kA @ 415 V 4-pole, line protection ETU320, LI, In=25 A overload protection Ir=10 A...25 A short-circuit protection Ii=1.5...12 x In neutral conductor protection adjustable (OFF, 100%) nut keeper kit | 19500 | 1 | ZN | 1
3VA2025-6HL46-0AA0 |  | circuit breaker 3VA2 IEC Frame 100 breaking capacity class H Icu=85 kA @ 415 V 4-pole, line protection ETU320, LI, In=25 A overload protection Ir=10 A...25 A short-circuit protection Ii=1.5...12 x In neutral conductor protection adjustable (OFF, 100%) terminal connection | 20600 | 1 | ZN | 1
3VA2025-6HM32-0AA0 |  | circuit breaker 3VA2 IEC Frame 100 breaking capacity class H Icu=85 kA @ 415 V 3-pole, line protection ETU330, LIG, In=25 A overload protection Ir=10 A...25 A short-circuit protection Ii=1.5...12 x In ground-fault protection Ig=0.6... 1 x In, tg=0.1/0.3s nut keeper kit | 22500 | 1 | ZN | 1
3VA2025-6HM36-0AA0 |  | circuit breaker 3VA2 IEC Frame 100 breaking capacity class H Icu=85 kA @ 415 V 3-pole, line protection ETU330, LIG, In=25 A overload protection Ir=10 A...25 A short-circuit protection Ii=1.5...12 x In ground-fault protection Ig=0.6... 1 x In, tg=0.1/0.3s terminal connection | 23100 | 1 | ZN | 1
3VA2025-6HM42-0AA0 |  | circuit breaker 3VA2 IEC Frame 100 breaking capacity class H Icu=85 kA @ 415 V 4-pole, line protection ETU330, LIG, In=25 A overload protection Ir=10 A...25 A short-circuit protection Ii=1.5...12 x In neutral conductor protection adjustable (OFF, 100%) ground-fault protection Ig=0.6...1 x In= tg=0.1/0.3s nut keeper kit | 26600 | 1 | ZN | 1
3VA2025-6HM46-0AA0 |  | circuit breaker 3VA2 IEC Frame 100 breaking capacity class H Icu=85 kA @ 415 V 4-pole, line protection ETU330, LIG, In=25 A overload protection Ir=10 A...25 A short-circuit protection Ii=1.5...12 x In neutral conductor protection adjustable (OFF, 100%) ground-fault protection Ig=0.6...1 x In= tg=0.1/0.3s terminal connection | 27400 | 1 | ZN | 1
3VA2025-6HN32-0AA0 |  | circuit breaker 3VA2 IEC Frame 100 breaking capacity class H Icu=85 kA @ 415 V 3-pole, line protection ETU350, LSI, In=25 A overload protection Ir=10 A...25 A short-circuit protection Isd=1.5...10 x Ir, Ii=12 x In nut keeper kit | 17000 | 1 | ZN | 1
3VA2025-6HN36-0AA0 |  | circuit breaker 3VA2 IEC Frame 100 breaking capacity class H Icu=85 kA @ 415 V 3-pole, line protection ETU350, LSI, In=25 A overload protection Ir=10 A...25 A short-circuit protection Isd=1.5...10 x Ir, Ii=12 x In terminal connection | 17700 | 1 | ZN | 1
3VA2025-6HN42-0AA0 |  | circuit breaker 3VA2 IEC Frame 100 breaking capacity class H Icu=85 kA @ 415 V 4-pole, line protection ETU350, LSI, In=25 A overload protection Ir=10 A...25 A short-circuit protection Isd=1.5...10 x Ir, Ii=12 x In neutral conductor protection adjustable (OFF, 100%) nut keeper kit | 21400 | 1 | ZN | 1
3VA2025-6HN46-0AA0 |  | circuit breaker 3VA2 IEC Frame 100 breaking capacity class H Icu=85 kA @ 415 V 4-pole, line protection ETU350, LSI, In=25 A overload protection Ir=10 A...25 A short-circuit protection Isd=1.5...10 x Ir, Ii=12 x In neutral conductor protection adjustable (OFF, 100%) terminal connection | 22100 | 1 | ZN | 1
3VA2025-6JP32-0AA0 |  | circuit breaker 3VA2 IEC Frame 100 breaking capacity class H Icu=85 kA @ 415 V 3-pole, line protection ETU550, LSI, In=25 A overload protection Ir=10 A...25 A short-circuit protection Isd=0.6..10x In, Ii=1.5..12x In neutral conductor protection optionally with external current transformer, up to 160% nut keeper kit | 29100 | 1 | ZN | 1
3VA2025-6JP36-0AA0 |  | circuit breaker 3VA2 IEC Frame 100 breaking capacity class H Icu=85 kA @ 415 V 3-pole, line protection ETU550, LSI, In=25 A overload protection Ir=10 A...25 A short-circuit protection Isd=0.6..10x In, Ii=1.5..12x In neutral conductor protection optionally with external current transformer, up to 160% terminal connection | 29700 | 1 | ZN | 1
3VA2025-6JP42-0AA0 |  | circuit breaker 3VA2 IEC Frame 100 breaking capacity class H Icu=85 kA @ 415 V 4-pole, line protection ETU550, LSI, In=25 A overload protection Ir=10 A...25 A short-circuit protection Isd=0.6..10x In, Ii=1.5..12x In neutral conductor protection adjustable (OFF, up to 160%) nut keeper kit | 33100 | 1 | ZN | 1
3VA2025-6JP46-0AA0 |  | circuit breaker 3VA2 IEC Frame 100 breaking capacity class H Icu=85 kA @ 415 V 4-pole, line protection ETU550, LSI, In=25 A overload protection Ir=10 A...25 A short-circuit protection Isd=0.6..10x In, Ii=1.5..12x In neutral conductor protection adjustable (OFF, up to 160%) terminal connection | 33600 | 1 | ZN | 1
3VA2025-6JQ32-0AA0 |  | circuit breaker 3VA2 IEC Frame 100 breaking capacity class H Icu=85 kA @ 415 V 3-pole, line protection ETU560, LSIG, In=25 A overload protection Ir=10 A...25 A short-circuit protection Isd=0.6..10x In, Ii=1.5..12x In neutral conductor protection optionally with external current transformer, up to 160% ground-fault protection, can be switched off Ig=0.2...1 x In, tg=0.05-0.8s nut keeper kit | 36700 | 1 | ZN | 1
3VA2025-6JQ36-0AA0 |  | circuit breaker 3VA2 IEC Frame 100 breaking capacity class H Icu=85 kA @ 415 V 3-pole, line protection ETU560, LSIG, In=25 A overload protection Ir=10 A...25 A short-circuit protection Isd=0.6..10x In, Ii=1.5..12x In neutral conductor protection optionally with external current transformer, up to 160% ground-fault protection, can be switched off Ig=0.2...1 x In, tg=0.05-0.8s terminal connection | 37000 | 1 | ZN | 1
3VA2025-6JQ42-0AA0 |  | circuit breaker 3VA2 IEC Frame 100 breaking capacity class H Icu=85 kA @ 415 V 4-pole, line protection ETU560, LSIG, In=25 A overload protection Ir=10 A...25 A short-circuit protection Isd=0.6..10x In, Ii=1.5..12x In neutral conductor protection adjustable (OFF, up to 160%) ground-fault protection, can be switched off Ig=0.2...1 x In= tg=0.05-0.8s nut keeper kit | 40400 | 1 | ZN | 1
3VA2025-6JQ46-0AA0 |  | circuit breaker 3VA2 IEC Frame 100 breaking capacity class H Icu=85 kA @ 415 V 4-pole, line protection ETU560, LSIG, In=25 A overload protection Ir=10 A...25 A short-circuit protection Isd=0.6..10x In, Ii=1.5..12x In neutral conductor protection adjustable (OFF, up to 160%) ground-fault protection, can be switched off Ig=0.2...1 x In= tg=0.05-0.8s terminal connection | 41400 | 1 | ZN | 1
3VA2025-6KP32-0AA0 |  | circuit breaker 3VA2 IEC Frame 100 breaking capacity class H Icu=85 kA @ 415 V 3-pole, line protection ETU850, LSI, In=25 A overload protection Ir=10 A...25 A short-circuit protection Isd=0.6..10x In, Ii=1.5..12x In neutral conductor protection optionally with external current transformer, up to 160% nut keeper kit | 34600 | 1 | ZN | 1
3VA2025-6KP36-0AA0 |  | circuit breaker 3VA2 IEC Frame 100 breaking capacity class H Icu=85 kA @ 415 V 3-pole, line protection ETU850, LSI, In=25 A overload protection Ir=10 A...25 A short-circuit protection Isd=0.6..10x In, Ii=1.5..12x In neutral conductor protection optionally with external current transformer, up to 160% terminal connection | 35900 | 1 | ZN | 1
3VA2025-6KP42-0AA0 |  | circuit breaker 3VA2 IEC Frame 100 breaking capacity class H Icu=85 kA @ 415 V 4-pole, line protection ETU850, LSI, In=25 A overload protection Ir=10 A...25 A short-circuit protection Isd=0.6..10x In, Ii=1.5..12x In neutral conductor protection adjustable (OFF, up to 160%) nut keeper kit | 38900 | 1 | ZN | 1
3VA2025-6KP46-0AA0 |  | circuit breaker 3VA2 IEC Frame 100 breaking capacity class H Icu=85 kA @ 415 V 4-pole, line protection ETU850, LSI, In=25 A overload protection Ir=10 A...25 A short-circuit protection Isd=0.6..10x In, Ii=1.5..12x In neutral conductor protection adjustable (OFF, up to 160%) terminal connection | 40300 | 1 | ZN | 1
3VA2025-6KQ32-0AA0 |  | circuit breaker 3VA2 IEC Frame 100 breaking capacity class H Icu=85 kA @ 415 V 3-pole, line protection ETU860, LSIG, In=25 A overload protection Ir=10 A...25 A short-circuit protection Isd=0.6..10x In, Ii=1.5..12x In neutral conductor protection optionally with external current transformer, up to 160% ground-fault protection, can be switched off Ig=0.2...1 x In, tg=0.05-0.8s nut keeper kit | 38900 | 1 | ZN | 1
3VA2025-6KQ36-0AA0 |  | circuit breaker 3VA2 IEC Frame 100 breaking capacity class H Icu=85 kA @ 415 V 3-pole, line protection ETU860, LSIG, In=25 A overload protection Ir=10 A...25 A short-circuit protection Isd=0.6..10x In, Ii=1.5..12x In neutral conductor protection optionally with external current transformer, up to 160% ground-fault protection, can be switched off Ig=0.2...1 x In, tg=0.05-0.8s terminal connection | 39900 | 1 | ZN | 1
3VA2025-6KQ42-0AA0 |  | circuit breaker 3VA2 IEC Frame 100 breaking capacity class H Icu=85 kA @ 415 V 4-pole, line protection ETU860, LSIG, In=25 A overload protection Ir=10 A...25 A short-circuit protection Isd=0.6..10x In, Ii=1.5..12x In neutral conductor protection adjustable (OFF, up to 160%) ground-fault protection, can be switched off Ig=0.2...1 x In= tg=0.05-0.8s nut keeper kit | 43100 | 1 | ZN | 1
3VA2025-6KQ46-0AA0 |  | circuit breaker 3VA2 IEC Frame 100 breaking capacity class H Icu=85 kA @ 415 V 4-pole, line protection ETU860, LSIG, In=25 A overload protection Ir=10 A...25 A short-circuit protection Isd=0.6..10x In, Ii=1.5..12x In neutral conductor protection adjustable (OFF, up to 160%) ground-fault protection, can be switched off Ig=0.2...1 x In= tg=0.05-0.8s terminal connection | 44200 | 1 | ZN | 1
3VA2025-7HL32-0AA0 |  | circuit breaker 3VA2 IEC Frame 100 breaking capacity class C Icu=110 kA @ 415 V 3-pole, line protection ETU320, LI, In=25 A overload protection Ir=10 A...25 A short-circuit protection Ii=1.5...12 x In nut keeper kit | 16300 | 1 | ZN | 1
3VA2025-7HL36-0AA0 |  | circuit breaker 3VA2 IEC Frame 100 breaking capacity class C Icu=110 kA @ 415 V 3-pole, line protection ETU320, LI, In=25 A overload protection Ir=10 A...25 A short-circuit protection Ii=1.5...12 x In terminal connection | 17000 | 1 | ZN | 1
3VA2025-7HL42-0AA0 |  | circuit breaker 3VA2 IEC Frame 100 breaking capacity class C Icu=110 kA @ 415 V 4-pole, line protection ETU320, LI, In=25 A overload protection Ir=10 A...25 A short-circuit protection Ii=1.5...12 x In neutral conductor protection adjustable (OFF, 100%) nut keeper kit | 21000 | 1 | ZN | 1
3VA2025-7HL46-0AA0 |  | circuit breaker 3VA2 IEC Frame 100 breaking capacity class C Icu=110 kA @ 415 V 4-pole, line protection ETU320, LI, In=25 A overload protection Ir=10 A...25 A short-circuit protection Ii=1.5...12 x In neutral conductor protection adjustable (OFF, 100%) terminal connection | 21900 | 1 | ZN | 1
3VA2025-7HM32-0AA0 |  | circuit breaker 3VA2 IEC Frame 100 breaking capacity class C Icu=110 kA @ 415 V 3-pole, line protection ETU330, LIG, In=25 A overload protection Ir=10 A...25 A short-circuit protection Ii=1.5...12 x In ground-fault protection Ig=0.6... 1 x In, tg=0.1/0.3s nut keeper kit | 23600 | 1 | ZN | 1
3VA2025-7HM36-0AA0 |  | circuit breaker 3VA2 IEC Frame 100 breaking capacity class C Icu=110 kA @ 415 V 3-pole, line protection ETU330, LIG, In=25 A overload protection Ir=10 A...25 A short-circuit protection Ii=1.5...12 x In ground-fault protection Ig=0.6... 1 x In, tg=0.1/0.3s terminal connection | 24200 | 1 | ZN | 1
3VA2025-7HM42-0AA0 |  | circuit breaker 3VA2 IEC Frame 100 breaking capacity class C Icu=110 kA @ 415 V 4-pole, line protection ETU330, LIG, In=25 A overload protection Ir=10 A...25 A short-circuit protection Ii=1.5...12 x In neutral conductor protection adjustable (OFF, 100%) ground-fault protection Ig=0.6...1 x In= tg=0.1/0.3s nut keeper kit | 28000 | 1 | ZN | 1
3VA2025-7HM46-0AA0 |  | circuit breaker 3VA2 IEC Frame 100 breaking capacity class C Icu=110 kA @ 415 V 4-pole, line protection ETU330, LIG, In=25 A overload protection Ir=10 A...25 A short-circuit protection Ii=1.5...12 x In neutral conductor protection adjustable (OFF, 100%) ground-fault protection Ig=0.6...1 x In= tg=0.1/0.3s terminal connection | 29100 | 1 | ZN | 1
3VA2025-7HN32-0AA0 |  | circuit breaker 3VA2 IEC Frame 100 breaking capacity class C Icu=110 kA @ 415 V 3-pole, line protection ETU350, LSI, In=25 A overload protection Ir=10 A...25 A short-circuit protection Isd=1.5...10 x Ir, Ii=12 x In nut keeper kit | 18000 | 1 | ZN | 1
3VA2025-7HN36-0AA0 |  | circuit breaker 3VA2 IEC Frame 100 breaking capacity class C Icu=110 kA @ 415 V 3-pole, line protection ETU350, LSI, In=25 A overload protection Ir=10 A...25 A short-circuit protection Isd=1.5...10 x Ir, Ii=12 x In terminal connection | 18800 | 1 | ZN | 1
3VA2025-7HN42-0AA0 |  | circuit breaker 3VA2 IEC Frame 100 breaking capacity class C Icu=110 kA @ 415 V 4-pole, line protection ETU350, LSI, In=25 A overload protection Ir=10 A...25 A short-circuit protection Isd=1.5...10 x Ir, Ii=12 x In neutral conductor protection adjustable (OFF, 100%) nut keeper kit | 22500 | 1 | ZN | 1
3VA2025-7HN46-0AA0 |  | circuit breaker 3VA2 IEC Frame 100 breaking capacity class C Icu=110 kA @ 415 V 4-pole, line protection ETU350, LSI, In=25 A overload protection Ir=10 A...25 A short-circuit protection Isd=1.5...10 x Ir, Ii=12 x In neutral conductor protection adjustable (OFF, 100%) terminal connection | 23600 | 1 | ZN | 1
3VA2025-7JP32-0AA0 |  | circuit breaker 3VA2 IEC Frame 100 breaking capacity class C Icu=110 kA @ 415 V 3-pole, line protection ETU550, LSI, In=25 A overload protection Ir=10 A...25 A short-circuit protection Isd=0.6..10x In, Ii=1.5..12x In neutral conductor protection optionally with external current transformer, up to 160% nut keeper kit | 30100 | 1 | ZN | 1
3VA2025-7JP36-0AA0 |  | circuit breaker 3VA2 IEC Frame 100 breaking capacity class C Icu=110 kA @ 415 V 3-pole, line protection ETU550, LSI, In=25 A overload protection Ir=10 A...25 A short-circuit protection Isd=0.6..10x In, Ii=1.5..12x In neutral conductor protection optionally with external current transformer, up to 160% terminal connection | 31000 | 1 | ZN | 1
3VA2025-7JP42-0AA0 |  | circuit breaker 3VA2 IEC Frame 100 breaking capacity class C Icu=110 kA @ 415 V 4-pole, line protection ETU550, LSI, In=25 A overload protection Ir=10 A...25 A short-circuit protection Isd=0.6..10x In, Ii=1.5..12x In neutral conductor protection adjustable (OFF, up to 160%) nut keeper kit | 34000 | 1 | ZN | 1
3VA2025-7JP46-0AA0 |  | circuit breaker 3VA2 IEC Frame 100 breaking capacity class C Icu=110 kA @ 415 V 4-pole, line protection ETU550, LSI, In=25 A overload protection Ir=10 A...25 A short-circuit protection Isd=0.6..10x In, Ii=1.5..12x In neutral conductor protection adjustable (OFF, up to 160%) terminal connection | 35300 | 1 | ZN | 1
3VA2025-7JQ32-0AA0 |  | circuit breaker 3VA2 IEC Frame 100 breaking capacity class C Icu=110 kA @ 415 V 3-pole, line protection ETU560, LSIG, In=25 A overload protection Ir=10 A...25 A short-circuit protection Isd=0.6..10x In, Ii=1.5..12x In neutral conductor protection optionally with external current transformer, up to 160% ground-fault protection, can be switched off Ig=0.2...1 x In, tg=0.05-0.8s nut keeper kit | 37200 | 1 | ZN | 1
3VA2025-7JQ36-0AA0 |  | circuit breaker 3VA2 IEC Frame 100 breaking capacity class C Icu=110 kA @ 415 V 3-pole, line protection ETU560, LSIG, In=25 A overload protection Ir=10 A...25 A short-circuit protection Isd=0.6..10x In, Ii=1.5..12x In neutral conductor protection optionally with external current transformer, up to 160% ground-fault protection, can be switched off Ig=0.2...1 x In, tg=0.05-0.8s terminal connection | 38000 | 1 | ZN | 1
3VA2025-7JQ42-0AA0 |  | circuit breaker 3VA2 IEC Frame 100 breaking capacity class C Icu=110 kA @ 415 V 4-pole, line protection ETU560, LSIG, In=25 A overload protection Ir=10 A...25 A short-circuit protection Isd=0.6..10x In, Ii=1.5..12x In neutral conductor protection adjustable (OFF, up to 160%) ground-fault protection, can be switched off Ig=0.2...1 x In= tg=0.05-0.8s nut keeper kit | 41600 | 1 | ZN | 1
3VA2025-7JQ46-0AA0 |  | circuit breaker 3VA2 IEC Frame 100 breaking capacity class C Icu=110 kA @ 415 V 4-pole, line protection ETU560, LSIG, In=25 A overload protection Ir=10 A...25 A short-circuit protection Isd=0.6..10x In, Ii=1.5..12x In neutral conductor protection adjustable (OFF, up to 160%) ground-fault protection, can be switched off Ig=0.2...1 x In= tg=0.05-0.8s terminal connection | 42700 | 1 | ZN | 1
3VA2025-7KP32-0AA0 |  | circuit breaker 3VA2 IEC Frame 100 breaking capacity class C Icu=110 kA @ 415 V 3-pole, line protection ETU850, LSI, In=25 A overload protection Ir=10 A...25 A short-circuit protection Isd=0.6..10x In, Ii=1.5..12x In neutral conductor protection optionally with external current transformer, up to 160% nut keeper kit | 36300 | 1 | ZN | 1
3VA2025-7KP36-0AA0 |  | circuit breaker 3VA2 IEC Frame 100 breaking capacity class C Icu=110 kA @ 415 V 3-pole, line protection ETU850, LSI, In=25 A overload protection Ir=10 A...25 A short-circuit protection Isd=0.6..10x In, Ii=1.5..12x In neutral conductor protection optionally with external current transformer, up to 160% terminal connection | 37000 | 1 | ZN | 1
3VA2025-7KP42-0AA0 |  | circuit breaker 3VA2 IEC Frame 100 breaking capacity class C Icu=110 kA @ 415 V 4-pole, line protection ETU850, LSI, In=25 A overload protection Ir=10 A...25 A short-circuit protection Isd=0.6..10x In, Ii=1.5..12x In neutral conductor protection adjustable (OFF, up to 160%) nut keeper kit | 40400 | 1 | ZN | 1
3VA2025-7KP46-0AA0 |  | circuit breaker 3VA2 IEC Frame 100 breaking capacity class C Icu=110 kA @ 415 V 4-pole, line protection ETU850, LSI, In=25 A overload protection Ir=10 A...25 A short-circuit protection Isd=0.6..10x In, Ii=1.5..12x In neutral conductor protection adjustable (OFF, up to 160%) terminal connection | 41400 | 1 | ZN | 1
3VA2025-7KQ32-0AA0 |  | circuit breaker 3VA2 IEC Frame 100 breaking capacity class C Icu=110 kA @ 415 V 3-pole, line protection ETU860, LSIG, In=25 A overload protection Ir=10 A...25 A short-circuit protection Isd=0.6..10x In, Ii=1.5..12x In neutral conductor protection optionally with external current transformer, up to 160% ground-fault protection, can be switched off Ig=0.2...1 x In, tg=0.05-0.8s nut keeper kit | 40300 | 1 | ZN | 1
3VA2025-7KQ36-0AA0 |  | circuit breaker 3VA2 IEC Frame 100 breaking capacity class C Icu=110 kA @ 415 V 3-pole, line protection ETU860, LSIG, In=25 A overload protection Ir=10 A...25 A short-circuit protection Isd=0.6..10x In, Ii=1.5..12x In neutral conductor protection optionally with external current transformer, up to 160% ground-fault protection, can be switched off Ig=0.2...1 x In, tg=0.05-0.8s terminal connection | 40800 | 1 | ZN | 1
3VA2025-7KQ42-0AA0 |  | circuit breaker 3VA2 IEC Frame 100 breaking capacity class C Icu=110 kA @ 415 V 4-pole, line protection ETU860, LSIG, In=25 A overload protection Ir=10 A...25 A short-circuit protection Isd=0.6..10x In, Ii=1.5..12x In neutral conductor protection adjustable (OFF, up to 160%) ground-fault protection, can be switched off Ig=0.2...1 x In= tg=0.05-0.8s nut keeper kit | 44600 | 1 | ZN | 1
3VA2025-7KQ46-0AA0 |  | circuit breaker 3VA2 IEC Frame 100 breaking capacity class C Icu=110 kA @ 415 V 4-pole, line protection ETU860, LSIG, In=25 A overload protection Ir=10 A...25 A short-circuit protection Isd=0.6..10x In, Ii=1.5..12x In neutral conductor protection adjustable (OFF, up to 160%) ground-fault protection, can be switched off Ig=0.2...1 x In= tg=0.05-0.8s terminal connection | 45500 | 1 | ZN | 1
3VA2025-8HL32-0AA0 |  | circuit breaker 3VA2 IEC Frame 100 breaking capacity class L Icu=150 kA @ 415 V 3-pole, line protection ETU320, LI, In=25 A overload protection Ir=10 A...25 A short-circuit protection Ii=1.5...12 x In nut keeper kit | 18300 | 1 | ZN | 1
3VA2025-8HL36-0AA0 |  | circuit breaker 3VA2 IEC Frame 100 breaking capacity class L Icu=150 kA @ 415 V 3-pole, line protection ETU320, LI, In=25 A overload protection Ir=10 A...25 A short-circuit protection Ii=1.5...12 x In terminal connection | 19100 | 1 | ZN | 1
3VA2025-8HL42-0AA0 |  | circuit breaker 3VA2 IEC Frame 100 breaking capacity class L Icu=150 kA @ 415 V 4-pole, line protection ETU320, LI, In=25 A overload protection Ir=10 A...25 A short-circuit protection Ii=1.5...12 x In neutral conductor protection adjustable (OFF, 100%) nut keeper kit | 23600 | 1 | ZN | 1
3VA2025-8HL46-0AA0 |  | circuit breaker 3VA2 IEC Frame 100 breaking capacity class L Icu=150 kA @ 415 V 4-pole, line protection ETU320, LI, In=25 A overload protection Ir=10 A...25 A short-circuit protection Ii=1.5...12 x In neutral conductor protection adjustable (OFF, 100%) terminal connection | 24800 | 1 | ZN | 1
3VA2025-8HM32-0AA0 |  | circuit breaker 3VA2 IEC Frame 100 breaking capacity class L Icu=150 kA @ 415 V 3-pole, line protection ETU330, LIG, In=25 A overload protection Ir=10 A...25 A short-circuit protection Ii=1.5...12 x In ground-fault protection Ig=0.6... 1 x In, tg=0.1/0.3s nut keeper kit | 25500 | 1 | ZN | 1
3VA2025-8HM36-0AA0 |  | circuit breaker 3VA2 IEC Frame 100 breaking capacity class L Icu=150 kA @ 415 V 3-pole, line protection ETU330, LIG, In=25 A overload protection Ir=10 A...25 A short-circuit protection Ii=1.5...12 x In ground-fault protection Ig=0.6... 1 x In, tg=0.1/0.3s terminal connection | 26100 | 1 | ZN | 1
3VA2025-8HM42-0AA0 |  | circuit breaker 3VA2 IEC Frame 100 breaking capacity class L Icu=150 kA @ 415 V 4-pole, line protection ETU330, LIG, In=25 A overload protection Ir=10 A...25 A short-circuit protection Ii=1.5...12 x In neutral conductor protection adjustable (OFF, 100%) ground-fault protection Ig=0.6...1 x In= tg=0.1/0.3s nut keeper kit | 31000 | 1 | ZN | 1
3VA2025-8HM46-0AA0 |  | circuit breaker 3VA2 IEC Frame 100 breaking capacity class L Icu=150 kA @ 415 V 4-pole, line protection ETU330, LIG, In=25 A overload protection Ir=10 A...25 A short-circuit protection Ii=1.5...12 x In neutral conductor protection adjustable (OFF, 100%) ground-fault protection Ig=0.6...1 x In= tg=0.1/0.3s terminal connection | 31800 | 1 | ZN | 1
3VA2025-8HN32-0AA0 |  | circuit breaker 3VA2 IEC Frame 100 breaking capacity class L Icu=150 kA @ 415 V 3-pole, line protection ETU350, LSI, In=25 A overload protection Ir=10 A...25 A short-circuit protection Isd=1.5...10 x Ir, Ii=12 x In nut keeper kit | 20200 | 1 | ZN | 1
3VA2025-8HN36-0AA0 |  | circuit breaker 3VA2 IEC Frame 100 breaking capacity class L Icu=150 kA @ 415 V 3-pole, line protection ETU350, LSI, In=25 A overload protection Ir=10 A...25 A short-circuit protection Isd=1.5...10 x Ir, Ii=12 x In terminal connection | 21000 | 1 | ZN | 1
3VA2025-8HN42-0AA0 |  | circuit breaker 3VA2 IEC Frame 100 breaking capacity class L Icu=150 kA @ 415 V 4-pole, line protection ETU350, LSI, In=25 A overload protection Ir=10 A...25 A short-circuit protection Isd=1.5...10 x Ir, Ii=12 x In neutral conductor protection adjustable (OFF, 100%) nut keeper kit | 25300 | 1 | ZN | 1
3VA2025-8HN46-0AA0 |  | circuit breaker 3VA2 IEC Frame 100 breaking capacity class L Icu=150 kA @ 415 V 4-pole, line protection ETU350, LSI, In=25 A overload protection Ir=10 A...25 A short-circuit protection Isd=1.5...10 x Ir, Ii=12 x In neutral conductor protection adjustable (OFF, 100%) terminal connection | 26100 | 1 | ZN | 1
3VA2025-8JP32-0AA0 |  | circuit breaker 3VA2 IEC Frame 100 breaking capacity class L Icu=150 kA @ 415 V 3-pole, line protection ETU550, LSI, In=25 A overload protection Ir=10 A...25 A short-circuit protection Isd=0.6..10x In, Ii=1.5..12x In neutral conductor protection optionally with external current transformer, up to 160% nut keeper kit | 31900 | 1 | ZN | 1
3VA2025-8JP36-0AA0 |  | circuit breaker 3VA2 IEC Frame 100 breaking capacity class L Icu=150 kA @ 415 V 3-pole, line protection ETU550, LSI, In=25 A overload protection Ir=10 A...25 A short-circuit protection Isd=0.6..10x In, Ii=1.5..12x In neutral conductor protection optionally with external current transformer, up to 160% terminal connection | 32700 | 1 | ZN | 1
3VA2025-8JP42-0AA0 |  | circuit breaker 3VA2 IEC Frame 100 breaking capacity class L Icu=150 kA @ 415 V 4-pole, line protection ETU550, LSI, In=25 A overload protection Ir=10 A...25 A short-circuit protection Isd=0.6..10x In, Ii=1.5..12x In neutral conductor protection adjustable (OFF, up to 160%) nut keeper kit | 37600 | 1 | ZN | 1
3VA2025-8JP46-0AA0 |  | circuit breaker 3VA2 IEC Frame 100 breaking capacity class L Icu=150 kA @ 415 V 4-pole, line protection ETU550, LSI, In=25 A overload protection Ir=10 A...25 A short-circuit protection Isd=0.6..10x In, Ii=1.5..12x In neutral conductor protection adjustable (OFF, up to 160%) terminal connection | 38200 | 1 | ZN | 1
3VA2025-8JQ32-0AA0 |  | circuit breaker 3VA2 IEC Frame 100 breaking capacity class L Icu=150 kA @ 415 V 3-pole, line protection ETU560, LSIG, In=25 A overload protection Ir=10 A...25 A short-circuit protection Isd=0.6..10x In, Ii=1.5..12x In neutral conductor protection optionally with external current transformer, up to 160% ground-fault protection, can be switched off Ig=0.2...1 x In, tg=0.05-0.8s nut keeper kit | 38900 | 1 | ZN | 1
3VA2025-8JQ36-0AA0 |  | circuit breaker 3VA2 IEC Frame 100 breaking capacity class L Icu=150 kA @ 415 V 3-pole, line protection ETU560, LSIG, In=25 A overload protection Ir=10 A...25 A short-circuit protection Isd=0.6..10x In, Ii=1.5..12x In neutral conductor protection optionally with external current transformer, up to 160% ground-fault protection, can be switched off Ig=0.2...1 x In, tg=0.05-0.8s terminal connection | 40300 | 1 | ZN | 1
3VA2025-8JQ42-0AA0 |  | circuit breaker 3VA2 IEC Frame 100 breaking capacity class L Icu=150 kA @ 415 V 4-pole, line protection ETU560, LSIG, In=25 A overload protection Ir=10 A...25 A short-circuit protection Isd=0.6..10x In, Ii=1.5..12x In neutral conductor protection adjustable (OFF, up to 160%) ground-fault protection, can be switched off Ig=0.2...1 x In= tg=0.05-0.8s nut keeper kit | 44600 | 1 | ZN | 1
3VA2025-8JQ46-0AA0 |  | circuit breaker 3VA2 IEC Frame 100 breaking capacity class L Icu=150 kA @ 415 V 4-pole, line protection ETU560, LSIG, In=25 A overload protection Ir=10 A...25 A short-circuit protection Isd=0.6..10x In, Ii=1.5..12x In neutral conductor protection adjustable (OFF, up to 160%) ground-fault protection, can be switched off Ig=0.2...1 x In= tg=0.05-0.8s terminal connection | 45500 | 1 | ZN | 1
3VA2025-8KP32-0AA0 |  | circuit breaker 3VA2 IEC Frame 100 breaking capacity class L Icu=150 kA @ 415 V 3-pole, line protection ETU850, LSI, In=25 A overload protection Ir=10 A...25 A short-circuit protection Isd=0.6..10x In, Ii=1.5..12x In neutral conductor protection optionally with external current transformer, up to 160% nut keeper kit | 38000 | 1 | ZN | 1
3VA2025-8KP36-0AA0 |  | circuit breaker 3VA2 IEC Frame 100 breaking capacity class L Icu=150 kA @ 415 V 3-pole, line protection ETU850, LSI, In=25 A overload protection Ir=10 A...25 A short-circuit protection Isd=0.6..10x In, Ii=1.5..12x In neutral conductor protection optionally with external current transformer, up to 160% terminal connection | 38400 | 1 | ZN | 1
3VA2025-8KP42-0AA0 |  | circuit breaker 3VA2 IEC Frame 100 breaking capacity class L Icu=150 kA @ 415 V 4-pole, line protection ETU850, LSI, In=25 A overload protection Ir=10 A...25 A short-circuit protection Isd=0.6..10x In, Ii=1.5..12x In neutral conductor protection adjustable (OFF, up to 160%) nut keeper kit | 43300 | 1 | ZN | 1
3VA2025-8KP46-0AA0 |  | circuit breaker 3VA2 IEC Frame 100 breaking capacity class L Icu=150 kA @ 415 V 4-pole, line protection ETU850, LSI, In=25 A overload protection Ir=10 A...25 A short-circuit protection Isd=0.6..10x In, Ii=1.5..12x In neutral conductor protection adjustable (OFF, up to 160%) terminal connection | 44400 | 1 | ZN | 1
3VA2025-8KQ32-0AA0 |  | circuit breaker 3VA2 IEC Frame 100 breaking capacity class L Icu=150 kA @ 415 V 3-pole, line protection ETU860, LSIG, In=25 A overload protection Ir=10 A...25 A short-circuit protection Isd=0.6..10x In, Ii=1.5..12x In neutral conductor protection optionally with external current transformer, up to 160% ground-fault protection, can be switched off Ig=0.2...1 x In, tg=0.05-0.8s nut keeper kit | 42300 | 1 | ZN | 1
3VA2025-8KQ36-0AA0 |  | circuit breaker 3VA2 IEC Frame 100 breaking capacity class L Icu=150 kA @ 415 V 3-pole, line protection ETU860, LSIG, In=25 A overload protection Ir=10 A...25 A short-circuit protection Isd=0.6..10x In, Ii=1.5..12x In neutral conductor protection optionally with external current transformer, up to 160% ground-fault protection, can be switched off Ig=0.2...1 x In, tg=0.05-0.8s terminal connection | 42900 | 1 | ZN | 1
3VA2025-8KQ42-0AA0 |  | circuit breaker 3VA2 IEC Frame 100 breaking capacity class L Icu=150 kA @ 415 V 4-pole, line protection ETU860, LSIG, In=25 A overload protection Ir=10 A...25 A short-circuit protection Isd=0.6..10x In, Ii=1.5..12x In neutral conductor protection adjustable (OFF, up to 160%) ground-fault protection, can be switched off Ig=0.2...1 x In= tg=0.05-0.8s nut keeper kit | 47100 | 1 | ZN | 1
3VA2025-8KQ46-0AA0 |  | circuit breaker 3VA2 IEC Frame 100 breaking capacity class L Icu=150 kA @ 415 V 4-pole, line protection ETU860, LSIG, In=25 A overload protection Ir=10 A...25 A short-circuit protection Isd=0.6..10x In, Ii=1.5..12x In neutral conductor protection adjustable (OFF, up to 160%) ground-fault protection, can be switched off Ig=0.2...1 x In= tg=0.05-0.8s terminal connection | 48200 | 1 | ZN | 1
3VA2040-5HL32-0AA0 |  | circuit breaker 3VA2 IEC Frame 100 breaking capacity class M Icu=55 kA @ 415 V 3-pole, line protection ETU320, LI, In=40 A overload protection Ir=16 A...40 A short-circuit protection Ii=1.5...12 x In nut keeper kit | 13700 | 1 | ZN | 1
3VA2040-5HL36-0AA0 |  | circuit breaker 3VA2 IEC Frame 100 breaking capacity class M Icu=55 kA @ 415 V 3-pole, line protection ETU320, LI, In=40 A overload protection Ir=16 A...40 A short-circuit protection Ii=1.5...12 x In terminal connection | 14400 | 1 | ZN | 1
3VA2040-5HL42-0AA0 |  | circuit breaker 3VA2 IEC Frame 100 breaking capacity class M Icu=55 kA @ 415 V 4-pole, line protection ETU320, LI, In=40 A overload protection Ir=16 A...40 A short-circuit protection Ii=1.5...12 x In neutral conductor protection adjustable (OFF, 100%) nut keeper kit | 17400 | 1 | ZN | 1
3VA2040-5HL46-0AA0 |  | circuit breaker 3VA2 IEC Frame 100 breaking capacity class M Icu=55 kA @ 415 V 4-pole, line protection ETU320, LI, In=40 A overload protection Ir=16 A...40 A short-circuit protection Ii=1.5...12 x In neutral conductor protection adjustable (OFF, 100%) terminal connection | 18300 | 1 | ZN | 1
3VA2040-5HM32-0AA0 |  | circuit breaker 3VA2 IEC Frame 100 breaking capacity class M Icu=55 kA @ 415 V 3-pole, line protection ETU330, LIG, In=40 A overload protection Ir=16 A...40 A short-circuit protection Ii=1.5...12 x In ground-fault protection Ig=0.4... 1 x In, tg=0.1/0.3s nut keeper kit | 21200 | 1 | ZN | 1
3VA2040-5HM36-0AA0 |  | circuit breaker 3VA2 IEC Frame 100 breaking capacity class M Icu=55 kA @ 415 V 3-pole, line protection ETU330, LIG, In=40 A overload protection Ir=16 A...40 A short-circuit protection Ii=1.5...12 x In ground-fault protection Ig=0.4... 1 x In, tg=0.1/0.3s terminal connection | 21700 | 1 | ZN | 1
3VA2040-5HM42-0AA0 |  | circuit breaker 3VA2 IEC Frame 100 breaking capacity class M Icu=55 kA @ 415 V 4-pole, line protection ETU330, LIG, In=40 A overload protection Ir=16 A...40 A short-circuit protection Ii=1.5...12 x In neutral conductor protection adjustable (OFF, 100%) ground-fault protection Ig=0.4...1 x In= tg=0.1/0.3s nut keeper kit | 24800 | 1 | ZN | 1
3VA2040-5HM46-0AA0 |  | circuit breaker 3VA2 IEC Frame 100 breaking capacity class M Icu=55 kA @ 415 V 4-pole, line protection ETU330, LIG, In=40 A overload protection Ir=16 A...40 A short-circuit protection Ii=1.5...12 x In neutral conductor protection adjustable (OFF, 100%) ground-fault protection Ig=0.4...1 x In= tg=0.1/0.3s terminal connection | 25500 | 1 | ZN | 1
3VA2040-5HN32-0AA0 |  | circuit breaker 3VA2 IEC Frame 100 breaking capacity class M Icu=55 kA @ 415 V 3-pole, line protection ETU350, LSI, In=40 A overload protection Ir=16 A...40 A short-circuit protection Isd=1.5...10 x Ir, Ii=12 x In nut keeper kit | 15500 | 1 | ZN | 1
3VA2040-5HN36-0AA0 |  | circuit breaker 3VA2 IEC Frame 100 breaking capacity class M Icu=55 kA @ 415 V 3-pole, line protection ETU350, LSI, In=40 A overload protection Ir=16 A...40 A short-circuit protection Isd=1.5...10 x Ir, Ii=12 x In terminal connection | 16100 | 1 | ZN | 1
3VA2040-5HN42-0AA0 |  | circuit breaker 3VA2 IEC Frame 100 breaking capacity class M Icu=55 kA @ 415 V 4-pole, line protection ETU350, LSI, In=40 A overload protection Ir=16 A...40 A short-circuit protection Isd=1.5...10 x Ir, Ii=12 x In neutral conductor protection adjustable (OFF, 100%) nut keeper kit | 19100 | 1 | ZN | 1
3VA2040-5HN46-0AA0 |  | circuit breaker 3VA2 IEC Frame 100 breaking capacity class M Icu=55 kA @ 415 V 4-pole, line protection ETU350, LSI, In=40 A overload protection Ir=16 A...40 A short-circuit protection Isd=1.5...10 x Ir, Ii=12 x In neutral conductor protection adjustable (OFF, 100%) terminal connection | 20200 | 1 | ZN | 1
3VA2040-5JP32-0AA0 |  | circuit breaker 3VA2 IEC Frame 100 breaking capacity class M Icu=55 kA @ 415 V 3-pole, line protection ETU550, LSI, In=40 A overload protection Ir=16 A...40 A short-circuit protection Isd=0.6..10x In, Ii=1.5..12x In neutral conductor protection optionally with external current transformer, up to 160% nut keeper kit | 27400 | 1 | ZN | 1
3VA2040-5JP36-0AA0 |  | circuit breaker 3VA2 IEC Frame 100 breaking capacity class M Icu=55 kA @ 415 V 3-pole, line protection ETU550, LSI, In=40 A overload protection Ir=16 A...40 A short-circuit protection Isd=0.6..10x In, Ii=1.5..12x In neutral conductor protection optionally with external current transformer, up to 160% terminal connection | 28400 | 1 | ZN | 1
3VA2040-5JP42-0AA0 |  | circuit breaker 3VA2 IEC Frame 100 breaking capacity class M Icu=55 kA @ 415 V 4-pole, line protection ETU550, LSI, In=40 A overload protection Ir=16 A...40 A short-circuit protection Isd=0.6..10x In, Ii=1.5..12x In neutral conductor protection adjustable (OFF, up to 160%) nut keeper kit | 31400 | 1 | ZN | 1
3VA2040-5JP46-0AA0 |  | circuit breaker 3VA2 IEC Frame 100 breaking capacity class M Icu=55 kA @ 415 V 4-pole, line protection ETU550, LSI, In=40 A overload protection Ir=16 A...40 A short-circuit protection Isd=0.6..10x In, Ii=1.5..12x In neutral conductor protection adjustable (OFF, up to 160%) terminal connection | 31900 | 1 | ZN | 1
3VA2040-5JQ32-0AA0 |  | circuit breaker 3VA2 IEC Frame 100 breaking capacity class M Icu=55 kA @ 415 V 3-pole, line protection ETU560, LSIG, In=40 A overload protection Ir=16 A...40 A short-circuit protection Isd=0.6..10x In, Ii=1.5..12x In neutral conductor protection optionally with external current transformer, up to 160% ground-fault protection, can be switched off Ig=0.4... 1 x In, tg=0.05-0.8s nut keeper kit | 34400 | 1 | ZN | 1
3VA2040-5JQ36-0AA0 |  | circuit breaker 3VA2 IEC Frame 100 breaking capacity class M Icu=55 kA @ 415 V 3-pole, line protection ETU560, LSIG, In=40 A overload protection Ir=16 A...40 A short-circuit protection Isd=0.6..10x In, Ii=1.5..12x In neutral conductor protection optionally with external current transformer, up to 160% ground-fault protection, can be switched off Ig=0.4... 1 x In, tg=0.05-0.8s terminal connection | 35300 | 1 | ZN | 1
3VA2040-5JQ42-0AA0 |  | circuit breaker 3VA2 IEC Frame 100 breaking capacity class M Icu=55 kA @ 415 V 4-pole, line protection ETU560, LSIG, In=40 A overload protection Ir=16 A...40 A short-circuit protection Isd=0.6..10x In, Ii=1.5..12x In neutral conductor protection adjustable (OFF, up to 160%) ground-fault protection, can be switched off Ig=0.4...1 x In= tg=0.05-0.8s nut keeper kit | 38200 | 1 | ZN | 1
3VA2040-5JQ46-0AA0 |  | circuit breaker 3VA2 IEC Frame 100 breaking capacity class M Icu=55 kA @ 415 V 4-pole, line protection ETU560, LSIG, In=40 A overload protection Ir=16 A...40 A short-circuit protection Isd=0.6..10x In, Ii=1.5..12x In neutral conductor protection adjustable (OFF, up to 160%) ground-fault protection, can be switched off Ig=0.4...1 x In= tg=0.05-0.8s terminal connection | 38900 | 1 | ZN | 1
3VA2040-5KP32-0AA0 |  | circuit breaker 3VA2 IEC Frame 100 breaking capacity class M Icu=55 kA @ 415 V 3-pole, line protection ETU850, LSI, In=40 A overload protection Ir=16 A...40 A short-circuit protection Isd=0.6..10x In, Ii=1.5..12x In neutral conductor protection optionally with external current transformer, up to 160% nut keeper kit | 33300 | 1 | ZN | 1
3VA2040-5KP36-0AA0 |  | circuit breaker 3VA2 IEC Frame 100 breaking capacity class M Icu=55 kA @ 415 V 3-pole, line protection ETU850, LSI, In=40 A overload protection Ir=16 A...40 A short-circuit protection Isd=0.6..10x In, Ii=1.5..12x In neutral conductor protection optionally with external current transformer, up to 160% terminal connection | 33600 | 1 | ZN | 1
3VA2040-5KP42-0AA0 |  | circuit breaker 3VA2 IEC Frame 100 breaking capacity class M Icu=55 kA @ 415 V 4-pole, line protection ETU850, LSI, In=40 A overload protection Ir=16 A...40 A short-circuit protection Isd=0.6..10x In, Ii=1.5..12x In neutral conductor protection adjustable (OFF, up to 160%) nut keeper kit | 37200 | 1 | ZN | 1
3VA2040-5KP46-0AA0 |  | circuit breaker 3VA2 IEC Frame 100 breaking capacity class M Icu=55 kA @ 415 V 4-pole, line protection ETU850, LSI, In=40 A overload protection Ir=16 A...40 A short-circuit protection Isd=0.6..10x In, Ii=1.5..12x In neutral conductor protection adjustable (OFF, up to 160%) terminal connection | 38000 | 1 | ZN | 1
3VA2040-5KQ32-0AA0 |  | circuit breaker 3VA2 IEC Frame 100 breaking capacity class M Icu=55 kA @ 415 V 3-pole, line protection ETU860, LSIG, In=40 A overload protection Ir=16 A...40 A short-circuit protection Isd=0.6..10x In, Ii=1.5..12x In neutral conductor protection optionally with external current transformer, up to 160% ground-fault protection, can be switched off Ig=0.4... 1 x In, tg=0.05-0.8s nut keeper kit | 37600 | 1 | ZN | 1
3VA2040-5KQ36-0AA0 |  | circuit breaker 3VA2 IEC Frame 100 breaking capacity class M Icu=55 kA @ 415 V 3-pole, line protection ETU860, LSIG, In=40 A overload protection Ir=16 A...40 A short-circuit protection Isd=0.6..10x In, Ii=1.5..12x In neutral conductor protection optionally with external current transformer, up to 160% ground-fault protection, can be switched off Ig=0.4... 1 x In, tg=0.05-0.8s terminal connection | 38200 | 1 | ZN | 1
3VA2040-5KQ42-0AA0 |  | circuit breaker 3VA2 IEC Frame 100 breaking capacity class M Icu=55 kA @ 415 V 4-pole, line protection ETU860, LSIG, In=40 A overload protection Ir=16 A...40 A short-circuit protection Isd=0.6..10x In, Ii=1.5..12x In neutral conductor protection adjustable (OFF, up to 160%) ground-fault protection, can be switched off Ig=0.4...1 x In= tg=0.05-0.8s nut keeper kit | 41200 | 1 | ZN | 1
3VA2040-5KQ46-0AA0 |  | circuit breaker 3VA2 IEC Frame 100 breaking capacity class M Icu=55 kA @ 415 V 4-pole, line protection ETU860, LSIG, In=40 A overload protection Ir=16 A...40 A short-circuit protection Isd=0.6..10x In, Ii=1.5..12x In neutral conductor protection adjustable (OFF, up to 160%) ground-fault protection, can be switched off Ig=0.4...1 x In= tg=0.05-0.8s terminal connection | 42300 | 1 | ZN | 1
3VA2040-6HL32-0AA0 |  | circuit breaker 3VA2 IEC Frame 100 breaking capacity class H Icu=85 kA @ 415 V 3-pole, line protection ETU320, LI, In=40 A overload protection Ir=16 A...40 A short-circuit protection Ii=1.5...12 x In nut keeper kit | 15300 | 1 | ZN | 1
3VA2040-6HL36-0AA0 |  | circuit breaker 3VA2 IEC Frame 100 breaking capacity class H Icu=85 kA @ 415 V 3-pole, line protection ETU320, LI, In=40 A overload protection Ir=16 A...40 A short-circuit protection Ii=1.5...12 x In terminal connection | 15900 | 1 | ZN | 1
3VA2040-6HL42-0AA0 |  | circuit breaker 3VA2 IEC Frame 100 breaking capacity class H Icu=85 kA @ 415 V 4-pole, line protection ETU320, LI, In=40 A overload protection Ir=16 A...40 A short-circuit protection Ii=1.5...12 x In neutral conductor protection adjustable (OFF, 100%) nut keeper kit | 19500 | 1 | ZN | 1
3VA2040-6HL46-0AA0 |  | circuit breaker 3VA2 IEC Frame 100 breaking capacity class H Icu=85 kA @ 415 V 4-pole, line protection ETU320, LI, In=40 A overload protection Ir=16 A...40 A short-circuit protection Ii=1.5...12 x In neutral conductor protection adjustable (OFF, 100%) terminal connection | 20600 | 1 | ZN | 1
3VA2040-6HM32-0AA0 |  | circuit breaker 3VA2 IEC Frame 100 breaking capacity class H Icu=85 kA @ 415 V 3-pole, line protection ETU330, LIG, In=40 A overload protection Ir=16 A...40 A short-circuit protection Ii=1.5...12 x In ground-fault protection Ig=0.4... 1 x In, tg=0.1/0.3s nut keeper kit | 22500 | 1 | ZN | 1
3VA2040-6HM36-0AA0 |  | circuit breaker 3VA2 IEC Frame 100 breaking capacity class H Icu=85 kA @ 415 V 3-pole, line protection ETU330, LIG, In=40 A overload protection Ir=16 A...40 A short-circuit protection Ii=1.5...12 x In ground-fault protection Ig=0.4... 1 x In, tg=0.1/0.3s terminal connection | 23100 | 1 | ZN | 1
3VA2040-6HM42-0AA0 |  | circuit breaker 3VA2 IEC Frame 100 breaking capacity class H Icu=85 kA @ 415 V 4-pole, line protection ETU330, LIG, In=40 A overload protection Ir=16 A...40 A short-circuit protection Ii=1.5...12 x In neutral conductor protection adjustable (OFF, 100%) ground-fault protection Ig=0.4...1 x In= tg=0.1/0.3s nut keeper kit | 26600 | 1 | ZN | 1
3VA2040-6HM46-0AA0 |  | circuit breaker 3VA2 IEC Frame 100 breaking capacity class H Icu=85 kA @ 415 V 4-pole, line protection ETU330, LIG, In=40 A overload protection Ir=16 A...40 A short-circuit protection Ii=1.5...12 x In neutral conductor protection adjustable (OFF, 100%) ground-fault protection Ig=0.4...1 x In= tg=0.1/0.3s terminal connection | 27400 | 1 | ZN | 1
3VA2040-6HN32-0AA0 |  | circuit breaker 3VA2 IEC Frame 100 breaking capacity class H Icu=85 kA @ 415 V 3-pole, line protection ETU350, LSI, In=40 A overload protection Ir=16 A...40 A short-circuit protection Isd=1.5...10 x Ir, Ii=12 x In nut keeper kit | 17000 | 1 | ZN | 1
3VA2040-6HN36-0AA0 |  | circuit breaker 3VA2 IEC Frame 100 breaking capacity class H Icu=85 kA @ 415 V 3-pole, line protection ETU350, LSI, In=40 A overload protection Ir=16 A...40 A short-circuit protection Isd=1.5...10 x Ir, Ii=12 x In terminal connection | 17700 | 1 | ZN | 1
3VA2040-6HN42-0AA0 |  | circuit breaker 3VA2 IEC Frame 100 breaking capacity class H Icu=85 kA @ 415 V 4-pole, line protection ETU350, LSI, In=40 A overload protection Ir=16 A...40 A short-circuit protection Isd=1.5...10 x Ir, Ii=12 x In neutral conductor protection adjustable (OFF, 100%) nut keeper kit | 21400 | 1 | ZN | 1
3VA2040-6HN46-0AA0 |  | circuit breaker 3VA2 IEC Frame 100 breaking capacity class H Icu=85 kA @ 415 V 4-pole, line protection ETU350, LSI, In=40 A overload protection Ir=16 A...40 A short-circuit protection Isd=1.5...10 x Ir, Ii=12 x In neutral conductor protection adjustable (OFF, 100%) terminal connection | 22100 | 1 | ZN | 1
3VA2040-6JP32-0AA0 |  | circuit breaker 3VA2 IEC Frame 100 breaking capacity class H Icu=85 kA @ 415 V 3-pole, line protection ETU550, LSI, In=40 A overload protection Ir=16 A...40 A short-circuit protection Isd=0.6..10x In, Ii=1.5..12x In neutral conductor protection optionally with external current transformer, up to 160% nut keeper kit | 29100 | 1 | ZN | 1
3VA2040-6JP36-0AA0 |  | circuit breaker 3VA2 IEC Frame 100 breaking capacity class H Icu=85 kA @ 415 V 3-pole, line protection ETU550, LSI, In=40 A overload protection Ir=16 A...40 A short-circuit protection Isd=0.6..10x In, Ii=1.5..12x In neutral conductor protection optionally with external current transformer, up to 160% terminal connection | 29700 | 1 | ZN | 1
3VA2040-6JP42-0AA0 |  | circuit breaker 3VA2 IEC Frame 100 breaking capacity class H Icu=85 kA @ 415 V 4-pole, line protection ETU550, LSI, In=40 A overload protection Ir=16 A...40 A short-circuit protection Isd=0.6..10x In, Ii=1.5..12x In neutral conductor protection adjustable (OFF, up to 160%) nut keeper kit | 33100 | 1 | ZN | 1
3VA2040-6JP46-0AA0 |  | circuit breaker 3VA2 IEC Frame 100 breaking capacity class H Icu=85 kA @ 415 V 4-pole, line protection ETU550, LSI, In=40 A overload protection Ir=16 A...40 A short-circuit protection Isd=0.6..10x In, Ii=1.5..12x In neutral conductor protection adjustable (OFF, up to 160%) terminal connection | 33600 | 1 | ZN | 1
3VA2040-6JQ32-0AA0 |  | circuit breaker 3VA2 IEC Frame 100 breaking capacity class H Icu=85 kA @ 415 V 3-pole, line protection ETU560, LSIG, In=40 A overload protection Ir=16 A...40 A short-circuit protection Isd=0.6..10x In, Ii=1.5..12x In neutral conductor protection optionally with external current transformer, up to 160% ground-fault protection, can be switched off Ig=0.4... 1 x In, tg=0.05-0.8s nut keeper kit | 36700 | 1 | ZN | 1
3VA2040-6JQ36-0AA0 |  | circuit breaker 3VA2 IEC Frame 100 breaking capacity class H Icu=85 kA @ 415 V 3-pole, line protection ETU560, LSIG, In=40 A overload protection Ir=16 A...40 A short-circuit protection Isd=0.6..10x In, Ii=1.5..12x In neutral conductor protection optionally with external current transformer, up to 160% ground-fault protection, can be switched off Ig=0.4... 1 x In, tg=0.05-0.8s terminal connection | 37000 | 1 | ZN | 1
3VA2040-6JQ42-0AA0 |  | circuit breaker 3VA2 IEC Frame 100 breaking capacity class H Icu=85 kA @ 415 V 4-pole, line protection ETU560, LSIG, In=40 A overload protection Ir=16 A...40 A short-circuit protection Isd=0.6..10x In, Ii=1.5..12x In neutral conductor protection adjustable (OFF, up to 160%) ground-fault protection, can be switched off Ig=0.4...1 x In= tg=0.05-0.8s nut keeper kit | 40400 | 1 | ZN | 1
3VA2040-6JQ46-0AA0 |  | circuit breaker 3VA2 IEC Frame 100 breaking capacity class H Icu=85 kA @ 415 V 4-pole, line protection ETU560, LSIG, In=40 A overload protection Ir=16 A...40 A short-circuit protection Isd=0.6..10x In, Ii=1.5..12x In neutral conductor protection adjustable (OFF, up to 160%) ground-fault protection, can be switched off Ig=0.4...1 x In= tg=0.05-0.8s terminal connection | 41400 | 1 | ZN | 1
3VA2040-6KP32-0AA0 |  | circuit breaker 3VA2 IEC Frame 100 breaking capacity class H Icu=85 kA @ 415 V 3-pole, line protection ETU850, LSI, In=40 A overload protection Ir=16 A...40 A short-circuit protection Isd=0.6..10x In, Ii=1.5..12x In neutral conductor protection optionally with external current transformer, up to 160% nut keeper kit | 34600 | 1 | ZN | 1
3VA2040-6KP36-0AA0 |  | circuit breaker 3VA2 IEC Frame 100 breaking capacity class H Icu=85 kA @ 415 V 3-pole, line protection ETU850, LSI, In=40 A overload protection Ir=16 A...40 A short-circuit protection Isd=0.6..10x In, Ii=1.5..12x In neutral conductor protection optionally with external current transformer, up to 160% terminal connection | 35900 | 1 | ZN | 1
3VA2040-6KP42-0AA0 |  | circuit breaker 3VA2 IEC Frame 100 breaking capacity class H Icu=85 kA @ 415 V 4-pole, line protection ETU850, LSI, In=40 A overload protection Ir=16 A...40 A short-circuit protection Isd=0.6..10x In, Ii=1.5..12x In neutral conductor protection adjustable (OFF, up to 160%) nut keeper kit | 38900 | 1 | ZN | 1
3VA2040-6KP46-0AA0 |  | circuit breaker 3VA2 IEC Frame 100 breaking capacity class H Icu=85 kA @ 415 V 4-pole, line protection ETU850, LSI, In=40 A overload protection Ir=16 A...40 A short-circuit protection Isd=0.6..10x In, Ii=1.5..12x In neutral conductor protection adjustable (OFF, up to 160%) terminal connection | 40300 | 1 | ZN | 1
3VA2040-6KQ32-0AA0 |  | circuit breaker 3VA2 IEC Frame 100 breaking capacity class H Icu=85 kA @ 415 V 3-pole, line protection ETU860, LSIG, In=40 A overload protection Ir=16 A...40 A short-circuit protection Isd=0.6..10x In, Ii=1.5..12x In neutral conductor protection optionally with external current transformer, up to 160% ground-fault protection, can be switched off Ig=0.4... 1 x In, tg=0.05-0.8s nut keeper kit | 38900 | 1 | ZN | 1
3VA2040-6KQ36-0AA0 |  | circuit breaker 3VA2 IEC Frame 100 breaking capacity class H Icu=85 kA @ 415 V 3-pole, line protection ETU860, LSIG, In=40 A overload protection Ir=16 A...40 A short-circuit protection Isd=0.6..10x In, Ii=1.5..12x In neutral conductor protection optionally with external current transformer, up to 160% ground-fault protection, can be switched off Ig=0.4... 1 x In, tg=0.05-0.8s terminal connection | 39900 | 1 | ZN | 1
3VA2040-6KQ42-0AA0 |  | circuit breaker 3VA2 IEC Frame 100 breaking capacity class H Icu=85 kA @ 415 V 4-pole, line protection ETU860, LSIG, In=40 A overload protection Ir=16 A...40 A short-circuit protection Isd=0.6..10x In, Ii=1.5..12x In neutral conductor protection adjustable (OFF, up to 160%) ground-fault protection, can be switched off Ig=0.4...1 x In= tg=0.05-0.8s nut keeper kit | 43100 | 1 | ZN | 1
3VA2040-6KQ46-0AA0 |  | circuit breaker 3VA2 IEC Frame 100 breaking capacity class H Icu=85 kA @ 415 V 4-pole, line protection ETU860, LSIG, In=40 A overload protection Ir=16 A...40 A short-circuit protection Isd=0.6..10x In, Ii=1.5..12x In neutral conductor protection adjustable (OFF, up to 160%) ground-fault protection, can be switched off Ig=0.4...1 x In= tg=0.05-0.8s terminal connection | 44200 | 1 | ZN | 1
3VA2040-7HL32-0AA0 |  | circuit breaker 3VA2 IEC Frame 100 breaking capacity class C Icu=110 kA @ 415 V 3-pole, line protection ETU320, LI, In=40 A overload protection Ir=16 A...40 A short-circuit protection Ii=1.5...12 x In nut keeper kit | 16300 | 1 | ZN | 1
3VA2040-7HL36-0AA0 |  | circuit breaker 3VA2 IEC Frame 100 breaking capacity class C Icu=110 kA @ 415 V 3-pole, line protection ETU320, LI, In=40 A overload protection Ir=16 A...40 A short-circuit protection Ii=1.5...12 x In terminal connection | 17000 | 1 | ZN | 1
3VA2040-7HL42-0AA0 |  | circuit breaker 3VA2 IEC Frame 100 breaking capacity class C Icu=110 kA @ 415 V 4-pole, line protection ETU320, LI, In=40 A overload protection Ir=16 A...40 A short-circuit protection Ii=1.5...12 x In neutral conductor protection adjustable (OFF, 100%) nut keeper kit | 21000 | 1 | ZN | 1
3VA2040-7HL46-0AA0 |  | circuit breaker 3VA2 IEC Frame 100 breaking capacity class C Icu=110 kA @ 415 V 4-pole, line protection ETU320, LI, In=40 A overload protection Ir=16 A...40 A short-circuit protection Ii=1.5...12 x In neutral conductor protection adjustable (OFF, 100%) terminal connection | 21900 | 1 | ZN | 1
3VA2040-7HM32-0AA0 |  | circuit breaker 3VA2 IEC Frame 100 breaking capacity class C Icu=110 kA @ 415 V 3-pole, line protection ETU330, LIG, In=40 A overload protection Ir=16 A...40 A short-circuit protection Ii=1.5...12 x In ground-fault protection Ig=0.4... 1 x In, tg=0.1/0.3s nut keeper kit | 23600 | 1 | ZN | 1
3VA2040-7HM36-0AA0 |  | circuit breaker 3VA2 IEC Frame 100 breaking capacity class C Icu=110 kA @ 415 V 3-pole, line protection ETU330, LIG, In=40 A overload protection Ir=16 A...40 A short-circuit protection Ii=1.5...12 x In ground-fault protection Ig=0.4... 1 x In, tg=0.1/0.3s terminal connection | 24200 | 1 | ZN | 1
3VA2040-7HM42-0AA0 |  | circuit breaker 3VA2 IEC Frame 100 breaking capacity class C Icu=110 kA @ 415 V 4-pole, line protection ETU330, LIG, In=40 A overload protection Ir=16 A...40 A short-circuit protection Ii=1.5...12 x In neutral conductor protection adjustable (OFF, 100%) ground-fault protection Ig=0.4...1 x In= tg=0.1/0.3s nut keeper kit | 28000 | 1 | ZN | 1
3VA2040-7HM46-0AA0 |  | circuit breaker 3VA2 IEC Frame 100 breaking capacity class C Icu=110 kA @ 415 V 4-pole, line protection ETU330, LIG, In=40 A overload protection Ir=16 A...40 A short-circuit protection Ii=1.5...12 x In neutral conductor protection adjustable (OFF, 100%) ground-fault protection Ig=0.4...1 x In= tg=0.1/0.3s terminal connection | 29100 | 1 | ZN | 1
3VA2040-7HN32-0AA0 |  | circuit breaker 3VA2 IEC Frame 100 breaking capacity class C Icu=110 kA @ 415 V 3-pole, line protection ETU350, LSI, In=40 A overload protection Ir=16 A...40 A short-circuit protection Isd=1.5...10 x Ir, Ii=12 x In nut keeper kit | 18000 | 1 | ZN | 1
3VA2040-7HN36-0AA0 |  | circuit breaker 3VA2 IEC Frame 100 breaking capacity class C Icu=110 kA @ 415 V 3-pole, line protection ETU350, LSI, In=40 A overload protection Ir=16 A...40 A short-circuit protection Isd=1.5...10 x Ir, Ii=12 x In terminal connection | 18800 | 1 | ZN | 1
3VA2040-7HN42-0AA0 |  | circuit breaker 3VA2 IEC Frame 100 breaking capacity class C Icu=110 kA @ 415 V 4-pole, line protection ETU350, LSI, In=40 A overload protection Ir=16 A...40 A short-circuit protection Isd=1.5...10 x Ir, Ii=12 x In neutral conductor protection adjustable (OFF, 100%) nut keeper kit | 22500 | 1 | ZN | 1
3VA2040-7HN46-0AA0 |  | circuit breaker 3VA2 IEC Frame 100 breaking capacity class C Icu=110 kA @ 415 V 4-pole, line protection ETU350, LSI, In=40 A overload protection Ir=16 A...40 A short-circuit protection Isd=1.5...10 x Ir, Ii=12 x In neutral conductor protection adjustable (OFF, 100%) terminal connection | 23600 | 1 | ZN | 1
3VA2040-7JP32-0AA0 |  | circuit breaker 3VA2 IEC Frame 100 breaking capacity class C Icu=110 kA @ 415 V 3-pole, line protection ETU550, LSI, In=40 A overload protection Ir=16 A...40 A short-circuit protection Isd=0.6..10x In, Ii=1.5..12x In neutral conductor protection optionally with external current transformer, up to 160% nut keeper kit | 30100 | 1 | ZN | 1
3VA2040-7JP36-0AA0 |  | circuit breaker 3VA2 IEC Frame 100 breaking capacity class C Icu=110 kA @ 415 V 3-pole, line protection ETU550, LSI, In=40 A overload protection Ir=16 A...40 A short-circuit protection Isd=0.6..10x In, Ii=1.5..12x In neutral conductor protection optionally with external current transformer, up to 160% terminal connection | 31000 | 1 | ZN | 1
3VA2040-7JP42-0AA0 |  | circuit breaker 3VA2 IEC Frame 100 breaking capacity class C Icu=110 kA @ 415 V 4-pole, line protection ETU550, LSI, In=40 A overload protection Ir=16 A...40 A short-circuit protection Isd=0.6..10x In, Ii=1.5..12x In neutral conductor protection adjustable (OFF, up to 160%) nut keeper kit | 34000 | 1 | ZN | 1
3VA2040-7JP46-0AA0 |  | circuit breaker 3VA2 IEC Frame 100 breaking capacity class C Icu=110 kA @ 415 V 4-pole, line protection ETU550, LSI, In=40 A overload protection Ir=16 A...40 A short-circuit protection Isd=0.6..10x In, Ii=1.5..12x In neutral conductor protection adjustable (OFF, up to 160%) terminal connection | 35300 | 1 | ZN | 1
3VA2040-7JQ32-0AA0 |  | circuit breaker 3VA2 IEC Frame 100 breaking capacity class C Icu=110 kA @ 415 V 3-pole, line protection ETU560, LSIG, In=40 A overload protection Ir=16 A...40 A short-circuit protection Isd=0.6..10x In, Ii=1.5..12x In neutral conductor protection optionally with external current transformer, up to 160% ground-fault protection, can be switched off Ig=0.4... 1 x In, tg=0.05-0.8s nut keeper kit | 37200 | 1 | ZN | 1
3VA2040-7JQ36-0AA0 |  | circuit breaker 3VA2 IEC Frame 100 breaking capacity class C Icu=110 kA @ 415 V 3-pole, line protection ETU560, LSIG, In=40 A overload protection Ir=16 A...40 A short-circuit protection Isd=0.6..10x In, Ii=1.5..12x In neutral conductor protection optionally with external current transformer, up to 160% ground-fault protection, can be switched off Ig=0.4... 1 x In, tg=0.05-0.8s terminal connection | 38000 | 1 | ZN | 1
3VA2040-7JQ42-0AA0 |  | circuit breaker 3VA2 IEC Frame 100 breaking capacity class C Icu=110 kA @ 415 V 4-pole, line protection ETU560, LSIG, In=40 A overload protection Ir=16 A...40 A short-circuit protection Isd=0.6..10x In, Ii=1.5..12x In neutral conductor protection adjustable (OFF, up to 160%) ground-fault protection, can be switched off Ig=0.4...1 x In= tg=0.05-0.8s nut keeper kit | 41600 | 1 | ZN | 1
3VA2040-7JQ46-0AA0 |  | circuit breaker 3VA2 IEC Frame 100 breaking capacity class C Icu=110 kA @ 415 V 4-pole, line protection ETU560, LSIG, In=40 A overload protection Ir=16 A...40 A short-circuit protection Isd=0.6..10x In, Ii=1.5..12x In neutral conductor protection adjustable (OFF, up to 160%) ground-fault protection, can be switched off Ig=0.4...1 x In= tg=0.05-0.8s terminal connection | 42700 | 1 | ZN | 1
3VA2040-7KP32-0AA0 |  | circuit breaker 3VA2 IEC Frame 100 breaking capacity class C Icu=110 kA @ 415 V 3-pole, line protection ETU850, LSI, In=40 A overload protection Ir=16 A...40 A short-circuit protection Isd=0.6..10x In, Ii=1.5..12x In neutral conductor protection optionally with external current transformer, up to 160% nut keeper kit | 36300 | 1 | ZN | 1
3VA2040-7KP36-0AA0 |  | circuit breaker 3VA2 IEC Frame 100 breaking capacity class C Icu=110 kA @ 415 V 3-pole, line protection ETU850, LSI, In=40 A overload protection Ir=16 A...40 A short-circuit protection Isd=0.6..10x In, Ii=1.5..12x In neutral conductor protection optionally with external current transformer, up to 160% terminal connection | 37000 | 1 | ZN | 1
3VA2040-7KP42-0AA0 |  | circuit breaker 3VA2 IEC Frame 100 breaking capacity class C Icu=110 kA @ 415 V 4-pole, line protection ETU850, LSI, In=40 A overload protection Ir=16 A...40 A short-circuit protection Isd=0.6..10x In, Ii=1.5..12x In neutral conductor protection adjustable (OFF, up to 160%) nut keeper kit | 40400 | 1 | ZN | 1
3VA2040-7KP46-0AA0 |  | circuit breaker 3VA2 IEC Frame 100 breaking capacity class C Icu=110 kA @ 415 V 4-pole, line protection ETU850, LSI, In=40 A overload protection Ir=16 A...40 A short-circuit protection Isd=0.6..10x In, Ii=1.5..12x In neutral conductor protection adjustable (OFF, up to 160%) terminal connection | 41400 | 1 | ZN | 1
3VA2040-7KQ32-0AA0 |  | circuit breaker 3VA2 IEC Frame 100 breaking capacity class C Icu=110 kA @ 415 V 3-pole, line protection ETU860, LSIG, In=40 A overload protection Ir=16 A...40 A short-circuit protection Isd=0.6..10x In, Ii=1.5..12x In neutral conductor protection optionally with external current transformer, up to 160% ground-fault protection, can be switched off Ig=0.4... 1 x In, tg=0.05-0.8s nut keeper kit | 40300 | 1 | ZN | 1
3VA2040-7KQ36-0AA0 |  | circuit breaker 3VA2 IEC Frame 100 breaking capacity class C Icu=110 kA @ 415 V 3-pole, line protection ETU860, LSIG, In=40 A overload protection Ir=16 A...40 A short-circuit protection Isd=0.6..10x In, Ii=1.5..12x In neutral conductor protection optionally with external current transformer, up to 160% ground-fault protection, can be switched off Ig=0.4... 1 x In, tg=0.05-0.8s terminal connection | 40800 | 1 | ZN | 1
3VA2040-7KQ42-0AA0 |  | circuit breaker 3VA2 IEC Frame 100 breaking capacity class C Icu=110 kA @ 415 V 4-pole, line protection ETU860, LSIG, In=40 A overload protection Ir=16 A...40 A short-circuit protection Isd=0.6..10x In, Ii=1.5..12x In neutral conductor protection adjustable (OFF, up to 160%) ground-fault protection, can be switched off Ig=0.4...1 x In= tg=0.05-0.8s nut keeper kit | 44600 | 1 | ZN | 1
3VA2040-7KQ46-0AA0 |  | circuit breaker 3VA2 IEC Frame 100 breaking capacity class C Icu=110 kA @ 415 V 4-pole, line protection ETU860, LSIG, In=40 A overload protection Ir=16 A...40 A short-circuit protection Isd=0.6..10x In, Ii=1.5..12x In neutral conductor protection adjustable (OFF, up to 160%) ground-fault protection, can be switched off Ig=0.4...1 x In= tg=0.05-0.8s terminal connection | 45500 | 1 | ZN | 1
3VA2040-8HL32-0AA0 |  | circuit breaker 3VA2 IEC Frame 100 breaking capacity class L Icu=150 kA @ 415 V 3-pole, line protection ETU320, LI, In=40 A overload protection Ir=16 A...40 A short-circuit protection Ii=1.5...12 x In nut keeper kit | 18300 | 1 | ZN | 1
3VA2040-8HL36-0AA0 |  | circuit breaker 3VA2 IEC Frame 100 breaking capacity class L Icu=150 kA @ 415 V 3-pole, line protection ETU320, LI, In=40 A overload protection Ir=16 A...40 A short-circuit protection Ii=1.5...12 x In terminal connection | 19100 | 1 | ZN | 1
3VA2040-8HL42-0AA0 |  | circuit breaker 3VA2 IEC Frame 100 breaking capacity class L Icu=150 kA @ 415 V 4-pole, line protection ETU320, LI, In=40 A overload protection Ir=16 A...40 A short-circuit protection Ii=1.5...12 x In neutral conductor protection adjustable (OFF, 100%) nut keeper kit | 23600 | 1 | ZN | 1
3VA2040-8HL46-0AA0 |  | circuit breaker 3VA2 IEC Frame 100 breaking capacity class L Icu=150 kA @ 415 V 4-pole, line protection ETU320, LI, In=40 A overload protection Ir=16 A...40 A short-circuit protection Ii=1.5...12 x In neutral conductor protection adjustable (OFF, 100%) terminal connection | 24800 | 1 | ZN | 1
3VA2040-8HM32-0AA0 |  | circuit breaker 3VA2 IEC Frame 100 breaking capacity class L Icu=150 kA @ 415 V 3-pole, line protection ETU330, LIG, In=40 A overload protection Ir=16 A...40 A short-circuit protection Ii=1.5...12 x In ground-fault protection Ig=0.4... 1 x In, tg=0.1/0.3s nut keeper kit | 25500 | 1 | ZN | 1
3VA2040-8HM36-0AA0 |  | circuit breaker 3VA2 IEC Frame 100 breaking capacity class L Icu=150 kA @ 415 V 3-pole, line protection ETU330, LIG, In=40 A overload protection Ir=16 A...40 A short-circuit protection Ii=1.5...12 x In ground-fault protection Ig=0.4... 1 x In, tg=0.1/0.3s terminal connection | 26100 | 1 | ZN | 1
3VA2040-8HM42-0AA0 |  | circuit breaker 3VA2 IEC Frame 100 breaking capacity class L Icu=150 kA @ 415 V 4-pole, line protection ETU330, LIG, In=40 A overload protection Ir=16 A...40 A short-circuit protection Ii=1.5...12 x In neutral conductor protection adjustable (OFF, 100%) ground-fault protection Ig=0.4...1 x In= tg=0.1/0.3s nut keeper kit | 31000 | 1 | ZN | 1
3VA2040-8HM46-0AA0 |  | circuit breaker 3VA2 IEC Frame 100 breaking capacity class L Icu=150 kA @ 415 V 4-pole, line protection ETU330, LIG, In=40 A overload protection Ir=16 A...40 A short-circuit protection Ii=1.5...12 x In neutral conductor protection adjustable (OFF, 100%) ground-fault protection Ig=0.4...1 x In= tg=0.1/0.3s terminal connection | 31800 | 1 | ZN | 1
3VA2040-8HN32-0AA0 |  | circuit breaker 3VA2 IEC Frame 100 breaking capacity class L Icu=150 kA @ 415 V 3-pole, line protection ETU350, LSI, In=40 A overload protection Ir=16 A...40 A short-circuit protection Isd=1.5...10 x Ir, Ii=12 x In nut keeper kit | 20200 | 1 | ZN | 1
3VA2040-8HN36-0AA0 |  | circuit breaker 3VA2 IEC Frame 100 breaking capacity class L Icu=150 kA @ 415 V 3-pole, line protection ETU350, LSI, In=40 A overload protection Ir=16 A...40 A short-circuit protection Isd=1.5...10 x Ir, Ii=12 x In terminal connection | 21000 | 1 | ZN | 1
3VA2040-8HN42-0AA0 |  | circuit breaker 3VA2 IEC Frame 100 breaking capacity class L Icu=150 kA @ 415 V 4-pole, line protection ETU350, LSI, In=40 A overload protection Ir=16 A...40 A short-circuit protection Isd=1.5...10 x Ir, Ii=12 x In neutral conductor protection adjustable (OFF, 100%) nut keeper kit | 25300 | 1 | ZN | 1
3VA2040-8HN46-0AA0 |  | circuit breaker 3VA2 IEC Frame 100 breaking capacity class L Icu=150 kA @ 415 V 4-pole, line protection ETU350, LSI, In=40 A overload protection Ir=16 A...40 A short-circuit protection Isd=1.5...10 x Ir, Ii=12 x In neutral conductor protection adjustable (OFF, 100%) terminal connection | 26100 | 1 | ZN | 1
3VA2040-8JP32-0AA0 |  | circuit breaker 3VA2 IEC Frame 100 breaking capacity class L Icu=150 kA @ 415 V 3-pole, line protection ETU550, LSI, In=40 A overload protection Ir=16 A...40 A short-circuit protection Isd=0.6..10x In, Ii=1.5..12x In neutral conductor protection optionally with external current transformer, up to 160% nut keeper kit | 31900 | 1 | ZN | 1
3VA2040-8JP36-0AA0 |  | circuit breaker 3VA2 IEC Frame 100 breaking capacity class L Icu=150 kA @ 415 V 3-pole, line protection ETU550, LSI, In=40 A overload protection Ir=16 A...40 A short-circuit protection Isd=0.6..10x In, Ii=1.5..12x In neutral conductor protection optionally with external current transformer, up to 160% terminal connection | 32700 | 1 | ZN | 1
3VA2040-8JP42-0AA0 |  | circuit breaker 3VA2 IEC Frame 100 breaking capacity class L Icu=150 kA @ 415 V 4-pole, line protection ETU550, LSI, In=40 A overload protection Ir=16 A...40 A short-circuit protection Isd=0.6..10x In, Ii=1.5..12x In neutral conductor protection adjustable (OFF, up to 160%) nut keeper kit | 37600 | 1 | ZN | 1
3VA2040-8JP46-0AA0 |  | circuit breaker 3VA2 IEC Frame 100 breaking capacity class L Icu=150 kA @ 415 V 4-pole, line protection ETU550, LSI, In=40 A overload protection Ir=16 A...40 A short-circuit protection Isd=0.6..10x In, Ii=1.5..12x In neutral conductor protection adjustable (OFF, up to 160%) terminal connection | 38200 | 1 | ZN | 1
3VA2040-8JQ32-0AA0 |  | circuit breaker 3VA2 IEC Frame 100 breaking capacity class L Icu=150 kA @ 415 V 3-pole, line protection ETU560, LSIG, In=40 A overload protection Ir=16 A...40 A short-circuit protection Isd=0.6..10x In, Ii=1.5..12x In neutral conductor protection optionally with external current transformer, up to 160% ground-fault protection, can be switched off Ig=0.4... 1 x In, tg=0.05-0.8s nut keeper kit | 38900 | 1 | ZN | 1
3VA2040-8JQ36-0AA0 |  | circuit breaker 3VA2 IEC Frame 100 breaking capacity class L Icu=150 kA @ 415 V 3-pole, line protection ETU560, LSIG, In=40 A overload protection Ir=16 A...40 A short-circuit protection Isd=0.6..10x In, Ii=1.5..12x In neutral conductor protection optionally with external current transformer, up to 160% ground-fault protection, can be switched off Ig=0.4... 1 x In, tg=0.05-0.8s terminal connection | 40300 | 1 | ZN | 1
3VA2040-8JQ42-0AA0 |  | circuit breaker 3VA2 IEC Frame 100 breaking capacity class L Icu=150 kA @ 415 V 4-pole, line protection ETU560, LSIG, In=40 A overload protection Ir=16 A...40 A short-circuit protection Isd=0.6..10x In, Ii=1.5..12x In neutral conductor protection adjustable (OFF, up to 160%) ground-fault protection, can be switched off Ig=0.4...1 x In= tg=0.05-0.8s nut keeper kit | 44600 | 1 | ZN | 1
3VA2040-8JQ46-0AA0 |  | circuit breaker 3VA2 IEC Frame 100 breaking capacity class L Icu=150 kA @ 415 V 4-pole, line protection ETU560, LSIG, In=40 A overload protection Ir=16 A...40 A short-circuit protection Isd=0.6..10x In, Ii=1.5..12x In neutral conductor protection adjustable (OFF, up to 160%) ground-fault protection, can be switched off Ig=0.4...1 x In= tg=0.05-0.8s terminal connection | 45500 | 1 | ZN | 1
3VA2040-8KP32-0AA0 |  | circuit breaker 3VA2 IEC Frame 100 breaking capacity class L Icu=150 kA @ 415 V 3-pole, line protection ETU850, LSI, In=40 A overload protection Ir=16 A...40 A short-circuit protection Isd=0.6..10x In, Ii=1.5..12x In neutral conductor protection optionally with external current transformer, up to 160% nut keeper kit | 38000 | 1 | ZN | 1
3VA2040-8KP36-0AA0 |  | circuit breaker 3VA2 IEC Frame 100 breaking capacity class L Icu=150 kA @ 415 V 3-pole, line protection ETU850, LSI, In=40 A overload protection Ir=16 A...40 A short-circuit protection Isd=0.6..10x In, Ii=1.5..12x In neutral conductor protection optionally with external current transformer, up to 160% terminal connection | 38400 | 1 | ZN | 1
3VA2040-8KP42-0AA0 |  | circuit breaker 3VA2 IEC Frame 100 breaking capacity class L Icu=150 kA @ 415 V 4-pole, line protection ETU850, LSI, In=40 A overload protection Ir=16 A...40 A short-circuit protection Isd=0.6..10x In, Ii=1.5..12x In neutral conductor protection adjustable (OFF, up to 160%) nut keeper kit | 43300 | 1 | ZN | 1
3VA2040-8KP46-0AA0 |  | circuit breaker 3VA2 IEC Frame 100 breaking capacity class L Icu=150 kA @ 415 V 4-pole, line protection ETU850, LSI, In=40 A overload protection Ir=16 A...40 A short-circuit protection Isd=0.6..10x In, Ii=1.5..12x In neutral conductor protection adjustable (OFF, up to 160%) terminal connection | 44400 | 1 | ZN | 1
3VA2040-8KQ32-0AA0 |  | circuit breaker 3VA2 IEC Frame 100 breaking capacity class L Icu=150 kA @ 415 V 3-pole, line protection ETU860, LSIG, In=40 A overload protection Ir=16 A...40 A short-circuit protection Isd=0.6..10x In, Ii=1.5..12x In neutral conductor protection optionally with external current transformer, up to 160% ground-fault protection, can be switched off Ig=0.4... 1 x In, tg=0.05-0.8s nut keeper kit | 42300 | 1 | ZN | 1
3VA2040-8KQ36-0AA0 |  | circuit breaker 3VA2 IEC Frame 100 breaking capacity class L Icu=150 kA @ 415 V 3-pole, line protection ETU860, LSIG, In=40 A overload protection Ir=16 A...40 A short-circuit protection Isd=0.6..10x In, Ii=1.5..12x In neutral conductor protection optionally with external current transformer, up to 160% ground-fault protection, can be switched off Ig=0.4... 1 x In, tg=0.05-0.8s terminal connection | 42900 | 1 | ZN | 1
3VA2040-8KQ42-0AA0 |  | circuit breaker 3VA2 IEC Frame 100 breaking capacity class L Icu=150 kA @ 415 V 4-pole, line protection ETU860, LSIG, In=40 A overload protection Ir=16 A...40 A short-circuit protection Isd=0.6..10x In, Ii=1.5..12x In neutral conductor protection adjustable (OFF, up to 160%) ground-fault protection, can be switched off Ig=0.4...1 x In= tg=0.05-0.8s nut keeper kit | 47100 | 1 | ZN | 1
3VA2040-8KQ46-0AA0 |  | circuit breaker 3VA2 IEC Frame 100 breaking capacity class L Icu=150 kA @ 415 V 4-pole, line protection ETU860, LSIG, In=40 A overload protection Ir=16 A...40 A short-circuit protection Isd=0.6..10x In, Ii=1.5..12x In neutral conductor protection adjustable (OFF, up to 160%) ground-fault protection, can be switched off Ig=0.4...1 x In= tg=0.05-0.8s terminal connection | 48200 | 1 | ZN | 1
3VA2063-5HL32-0AA0 |  | circuit breaker 3VA2 IEC Frame 100 breaking capacity class M Icu=55 kA @ 415 V 3-pole, line protection ETU320, LI, In=63 A overload protection Ir=25 A...63 A short-circuit protection Ii=1.5...12 x In nut keeper kit | 13700 | 1 | ZN | 1
3VA2063-5HL32-0AH0 |  | circuit breaker 3VA2 IEC Frame 100 breaking capacity class M Icu=55 kA @ 415 V 3-pole, line protection ETU320, LI, In=63 A overload protection Ir=25 A...63 A short-circuit protection Ii=1.5...12 x In nut keeper kit 2 auxiliary switches HQ 1 trip alarm switch HQ | 15800 | 1 | ZN | 1
3VA2063-5HL36-0AA0 |  | circuit breaker 3VA2 IEC Frame 100 breaking capacity class M Icu=55 kA @ 415 V 3-pole, line protection ETU320, LI, In=63 A overload protection Ir=25 A...63 A short-circuit protection Ii=1.5...12 x In terminal connection | 14400 | 1 | ZN | 1
3VA2063-5HL42-0AA0 |  | circuit breaker 3VA2 IEC Frame 100 breaking capacity class M Icu=55 kA @ 415 V 4-pole, line protection ETU320, LI, In=63 A overload protection Ir=25 A...63 A short-circuit protection Ii=1.5...12 x In neutral conductor protection adjustable (OFF, 100%) nut keeper kit | 17400 | 1 | ZN | 1
3VA2063-5HL46-0AA0 |  | circuit breaker 3VA2 IEC Frame 100 breaking capacity class M Icu=55 kA @ 415 V 4-pole, line protection ETU320, LI, In=63 A overload protection Ir=25 A...63 A short-circuit protection Ii=1.5...12 x In neutral conductor protection adjustable (OFF, 100%) terminal connection | 18300 | 1 | ZN | 1
3VA2063-5HM32-0AA0 |  | circuit breaker 3VA2 IEC Frame 100 breaking capacity class M Icu=55 kA @ 415 V 3-pole, line protection ETU330, LIG, In=63 A overload protection Ir=25 A...63 A short-circuit protection Ii=1.5...12 x In ground-fault protection Ig=0.25... 1 x In, tg=0.1/0.3s nut keeper kit | 21200 | 1 | ZN | 1
3VA2063-5HM36-0AA0 |  | circuit breaker 3VA2 IEC Frame 100 breaking capacity class M Icu=55 kA @ 415 V 3-pole, line protection ETU330, LIG, In=63 A overload protection Ir=25 A...63 A short-circuit protection Ii=1.5...12 x In ground-fault protection Ig=0.25... 1 x In, tg=0.1/0.3s terminal connection | 21700 | 1 | ZN | 1
3VA2063-5HM42-0AA0 |  | circuit breaker 3VA2 IEC Frame 100 breaking capacity class M Icu=55 kA @ 415 V 4-pole, line protection ETU330, LIG, In=63 A overload protection Ir=25 A...63 A short-circuit protection Ii=1.5...12 x In neutral conductor protection adjustable (OFF, 100%) ground-fault protection Ig=0.25...1 x In= tg=0.1/0.3s nut keeper kit | 24800 | 1 | ZN | 1
3VA2063-5HM46-0AA0 |  | circuit breaker 3VA2 IEC Frame 100 breaking capacity class M Icu=55 kA @ 415 V 4-pole, line protection ETU330, LIG, In=63 A overload protection Ir=25 A...63 A short-circuit protection Ii=1.5...12 x In neutral conductor protection adjustable (OFF, 100%) ground-fault protection Ig=0.25...1 x In= tg=0.1/0.3s terminal connection | 25500 | 1 | ZN | 1
3VA2063-5HN32-0AA0 |  | circuit breaker 3VA2 IEC Frame 100 breaking capacity class M Icu=55 kA @ 415 V 3-pole, line protection ETU350, LSI, In=63 A overload protection Ir=25 A...63 A short-circuit protection Isd=1.5...10 x Ir, Ii=12 x In nut keeper kit | 15500 | 1 | ZN | 1
3VA2063-5HN32-0AJ0 |  | circuit breaker 3VA2 IEC Frame 100 breaking capacity class M Icu=55 kA @ 415 V 3-pole, line protection ETU350, LSI, In=63 A overload protection Ir=25 A...63 A short-circuit protection Isd=1.5...10 x Ir, Ii=12 x In nut keeper kit 2 auxiliary switches HP 1 trip alarm switch HP | 18600 | 1 | ZN | 1
3VA2063-5HN36-0AA0 |  | circuit breaker 3VA2 IEC Frame 100 breaking capacity class M Icu=55 kA @ 415 V 3-pole, line protection ETU350, LSI, In=63 A overload protection Ir=25 A...63 A short-circuit protection Isd=1.5...10 x Ir, Ii=12 x In terminal connection | 16100 | 1 | ZN | 1
3VA2063-5HN42-0AA0 |  | circuit breaker 3VA2 IEC Frame 100 breaking capacity class M Icu=55 kA @ 415 V 4-pole, line protection ETU350, LSI, In=63 A overload protection Ir=25 A...63 A short-circuit protection Isd=1.5...10 x Ir, Ii=12 x In neutral conductor protection adjustable (OFF, 100%) nut keeper kit | 19100 | 1 | ZN | 1
3VA2063-5HN46-0AA0 |  | circuit breaker 3VA2 IEC Frame 100 breaking capacity class M Icu=55 kA @ 415 V 4-pole, line protection ETU350, LSI, In=63 A overload protection Ir=25 A...63 A short-circuit protection Isd=1.5...10 x Ir, Ii=12 x In neutral conductor protection adjustable (OFF, 100%) terminal connection | 20200 | 1 | ZN | 1
3VA2063-5JP32-0AA0 |  | circuit breaker 3VA2 IEC Frame 100 breaking capacity class M Icu=55 kA @ 415 V 3-pole, line protection ETU550, LSI, In=63 A overload protection Ir=25 A...63 A short-circuit protection Isd=0.6..10x In, Ii=1.5..12x In neutral conductor protection optionally with external current transformer, up to 160% nut keeper kit | 27400 | 1 | ZN | 1
3VA2063-5JP36-0AA0 |  | circuit breaker 3VA2 IEC Frame 100 breaking capacity class M Icu=55 kA @ 415 V 3-pole, line protection ETU550, LSI, In=63 A overload protection Ir=25 A...63 A short-circuit protection Isd=0.6..10x In, Ii=1.5..12x In neutral conductor protection optionally with external current transformer, up to 160% terminal connection | 28400 | 1 | ZN | 1
3VA2063-5JP42-0AA0 |  | circuit breaker 3VA2 IEC Frame 100 breaking capacity class M Icu=55 kA @ 415 V 4-pole, line protection ETU550, LSI, In=63 A overload protection Ir=25 A...63 A short-circuit protection Isd=0.6..10x In, Ii=1.5..12x In neutral conductor protection adjustable (OFF, up to 160%) nut keeper kit | 31400 | 1 | ZN | 1
3VA2063-5JP46-0AA0 |  | circuit breaker 3VA2 IEC Frame 100 breaking capacity class M Icu=55 kA @ 415 V 4-pole, line protection ETU550, LSI, In=63 A overload protection Ir=25 A...63 A short-circuit protection Isd=0.6..10x In, Ii=1.5..12x In neutral conductor protection adjustable (OFF, up to 160%) terminal connection | 31900 | 1 | ZN | 1
3VA2063-5JQ32-0AA0 |  | circuit breaker 3VA2 IEC Frame 100 breaking capacity class M Icu=55 kA @ 415 V 3-pole, line protection ETU560, LSIG, In=63 A overload protection Ir=25 A...63 A short-circuit protection Isd=0.6..10x In, Ii=1.5..12x In neutral conductor protection optionally with external current transformer, up to 160% ground-fault protection, can be switched off Ig=0.25...1 x In, tg=0.05-0.8s nut keeper kit | 34400 | 1 | ZN | 1
3VA2063-5JQ36-0AA0 |  | circuit breaker 3VA2 IEC Frame 100 breaking capacity class M Icu=55 kA @ 415 V 3-pole, line protection ETU560, LSIG, In=63 A overload protection Ir=25 A...63 A short-circuit protection Isd=0.6..10x In, Ii=1.5..12x In neutral conductor protection optionally with external current transformer, up to 160% ground-fault protection, can be switched off Ig=0.25...1 x In, tg=0.05-0.8s terminal connection | 35300 | 1 | ZN | 1
3VA2063-5JQ42-0AA0 |  | circuit breaker 3VA2 IEC Frame 100 breaking capacity class M Icu=55 kA @ 415 V 4-pole, line protection ETU560, LSIG, In=63 A overload protection Ir=25 A...63 A short-circuit protection Isd=0.6..10x In, Ii=1.5..12x In neutral conductor protection adjustable (OFF, up to 160%) ground-fault protection, can be switched off Ig=0.25...1 x In= tg=0.05-0.8s nut keeper kit | 38200 | 1 | ZN | 1
3VA2063-5JQ46-0AA0 |  | circuit breaker 3VA2 IEC Frame 100 breaking capacity class M Icu=55 kA @ 415 V 4-pole, line protection ETU560, LSIG, In=63 A overload protection Ir=25 A...63 A short-circuit protection Isd=0.6..10x In, Ii=1.5..12x In neutral conductor protection adjustable (OFF, up to 160%) ground-fault protection, can be switched off Ig=0.25...1 x In= tg=0.05-0.8s terminal connection | 38900 | 1 | ZN | 1
3VA2063-5KP32-0AA0 |  | circuit breaker 3VA2 IEC Frame 100 breaking capacity class M Icu=55 kA @ 415 V 3-pole, line protection ETU850, LSI, In=63 A overload protection Ir=25 A...63 A short-circuit protection Isd=0.6..10x In, Ii=1.5..12x In neutral conductor protection optionally with external current transformer, up to 160% nut keeper kit | 33300 | 1 | ZN | 1
3VA2063-5KP36-0AA0 |  | circuit breaker 3VA2 IEC Frame 100 breaking capacity class M Icu=55 kA @ 415 V 3-pole, line protection ETU850, LSI, In=63 A overload protection Ir=25 A...63 A short-circuit protection Isd=0.6..10x In, Ii=1.5..12x In neutral conductor protection optionally with external current transformer, up to 160% terminal connection | 33600 | 1 | ZN | 1
3VA2063-5KP42-0AA0 |  | circuit breaker 3VA2 IEC Frame 100 breaking capacity class M Icu=55 kA @ 415 V 4-pole, line protection ETU850, LSI, In=63 A overload protection Ir=25 A...63 A short-circuit protection Isd=0.6..10x In, Ii=1.5..12x In neutral conductor protection adjustable (OFF, up to 160%) nut keeper kit | 37200 | 1 | ZN | 1
3VA2063-5KP46-0AA0 |  | circuit breaker 3VA2 IEC Frame 100 breaking capacity class M Icu=55 kA @ 415 V 4-pole, line protection ETU850, LSI, In=63 A overload protection Ir=25 A...63 A short-circuit protection Isd=0.6..10x In, Ii=1.5..12x In neutral conductor protection adjustable (OFF, up to 160%) terminal connection | 38000 | 1 | ZN | 1
3VA2063-5KQ32-0AA0 |  | circuit breaker 3VA2 IEC Frame 100 breaking capacity class M Icu=55 kA @ 415 V 3-pole, line protection ETU860, LSIG, In=63 A overload protection Ir=25 A...63 A short-circuit protection Isd=0.6..10x In, Ii=1.5..12x In neutral conductor protection optionally with external current transformer, up to 160% ground-fault protection, can be switched off Ig=0.25...1 x In, tg=0.05-0.8s nut keeper kit | 37600 | 1 | ZN | 1
3VA2063-5KQ36-0AA0 |  | circuit breaker 3VA2 IEC Frame 100 breaking capacity class M Icu=55 kA @ 415 V 3-pole, line protection ETU860, LSIG, In=63 A overload protection Ir=25 A...63 A short-circuit protection Isd=0.6..10x In, Ii=1.5..12x In neutral conductor protection optionally with external current transformer, up to 160% ground-fault protection, can be switched off Ig=0.25...1 x In, tg=0.05-0.8s terminal connection | 38200 | 1 | ZN | 1
3VA2063-5KQ42-0AA0 |  | circuit breaker 3VA2 IEC Frame 100 breaking capacity class M Icu=55 kA @ 415 V 4-pole, line protection ETU860, LSIG, In=63 A overload protection Ir=25 A...63 A short-circuit protection Isd=0.6..10x In, Ii=1.5..12x In neutral conductor protection adjustable (OFF, up to 160%) ground-fault protection, can be switched off Ig=0.25...1 x In= tg=0.05-0.8s nut keeper kit | 41200 | 1 | ZN | 1
3VA2063-5KQ46-0AA0 |  | circuit breaker 3VA2 IEC Frame 100 breaking capacity class M Icu=55 kA @ 415 V 4-pole, line protection ETU860, LSIG, In=63 A overload protection Ir=25 A...63 A short-circuit protection Isd=0.6..10x In, Ii=1.5..12x In neutral conductor protection adjustable (OFF, up to 160%) ground-fault protection, can be switched off Ig=0.25...1 x In= tg=0.05-0.8s terminal connection | 42300 | 1 | ZN | 1
3VA2063-6HL32-0AA0 |  | circuit breaker 3VA2 IEC Frame 100 breaking capacity class H Icu=85 kA @ 415 V 3-pole, line protection ETU320, LI, In=63 A overload protection Ir=25 A...63 A short-circuit protection Ii=1.5...12 x In nut keeper kit | 15300 | 1 | ZN | 1
3VA2063-6HL36-0AA0 |  | circuit breaker 3VA2 IEC Frame 100 breaking capacity class H Icu=85 kA @ 415 V 3-pole, line protection ETU320, LI, In=63 A overload protection Ir=25 A...63 A short-circuit protection Ii=1.5...12 x In terminal connection | 15900 | 1 | ZN | 1
3VA2063-6HL42-0AA0 |  | circuit breaker 3VA2 IEC Frame 100 breaking capacity class H Icu=85 kA @ 415 V 4-pole, line protection ETU320, LI, In=63 A overload protection Ir=25 A...63 A short-circuit protection Ii=1.5...12 x In neutral conductor protection adjustable (OFF, 100%) nut keeper kit | 19500 | 1 | ZN | 1
3VA2063-6HL46-0AA0 |  | circuit breaker 3VA2 IEC Frame 100 breaking capacity class H Icu=85 kA @ 415 V 4-pole, line protection ETU320, LI, In=63 A overload protection Ir=25 A...63 A short-circuit protection Ii=1.5...12 x In neutral conductor protection adjustable (OFF, 100%) terminal connection | 20600 | 1 | ZN | 1
3VA2063-6HM32-0AA0 |  | circuit breaker 3VA2 IEC Frame 100 breaking capacity class H Icu=85 kA @ 415 V 3-pole, line protection ETU330, LIG, In=63 A overload protection Ir=25 A...63 A short-circuit protection Ii=1.5...12 x In ground-fault protection Ig=0.25... 1 x In, tg=0.1/0.3s nut keeper kit | 22500 | 1 | ZN | 1
3VA2063-6HM36-0AA0 |  | circuit breaker 3VA2 IEC Frame 100 breaking capacity class H Icu=85 kA @ 415 V 3-pole, line protection ETU330, LIG, In=63 A overload protection Ir=25 A...63 A short-circuit protection Ii=1.5...12 x In ground-fault protection Ig=0.25... 1 x In, tg=0.1/0.3s terminal connection | 23100 | 1 | ZN | 1
3VA2063-6HM42-0AA0 |  | circuit breaker 3VA2 IEC Frame 100 breaking capacity class H Icu=85 kA @ 415 V 4-pole, line protection ETU330, LIG, In=63 A overload protection Ir=25 A...63 A short-circuit protection Ii=1.5...12 x In neutral conductor protection adjustable (OFF, 100%) ground-fault protection Ig=0.25...1 x In= tg=0.1/0.3s nut keeper kit | 26600 | 1 | ZN | 1
3VA2063-6HM46-0AA0 |  | circuit breaker 3VA2 IEC Frame 100 breaking capacity class H Icu=85 kA @ 415 V 4-pole, line protection ETU330, LIG, In=63 A overload protection Ir=25 A...63 A short-circuit protection Ii=1.5...12 x In neutral conductor protection adjustable (OFF, 100%) ground-fault protection Ig=0.25...1 x In= tg=0.1/0.3s terminal connection | 27400 | 1 | ZN | 1
3VA2063-6HN32-0AA0 |  | circuit breaker 3VA2 IEC Frame 100 breaking capacity class H Icu=85 kA @ 415 V 3-pole, line protection ETU350, LSI, In=63 A overload protection Ir=25 A...63 A short-circuit protection Isd=1.5...10 x Ir, Ii=12 x In nut keeper kit | 17000 | 1 | ZN | 1
3VA2063-6HN36-0AA0 |  | circuit breaker 3VA2 IEC Frame 100 breaking capacity class H Icu=85 kA @ 415 V 3-pole, line protection ETU350, LSI, In=63 A overload protection Ir=25 A...63 A short-circuit protection Isd=1.5...10 x Ir, Ii=12 x In terminal connection | 17700 | 1 | ZN | 1
3VA2063-6HN42-0AA0 |  | circuit breaker 3VA2 IEC Frame 100 breaking capacity class H Icu=85 kA @ 415 V 4-pole, line protection ETU350, LSI, In=63 A overload protection Ir=25 A...63 A short-circuit protection Isd=1.5...10 x Ir, Ii=12 x In neutral conductor protection adjustable (OFF, 100%) nut keeper kit | 21400 | 1 | ZN | 1
3VA2063-6HN46-0AA0 |  | circuit breaker 3VA2 IEC Frame 100 breaking capacity class H Icu=85 kA @ 415 V 4-pole, line protection ETU350, LSI, In=63 A overload protection Ir=25 A...63 A short-circuit protection Isd=1.5...10 x Ir, Ii=12 x In neutral conductor protection adjustable (OFF, 100%) terminal connection | 22100 | 1 | ZN | 1
3VA2063-6JP32-0AA0 |  | circuit breaker 3VA2 IEC Frame 100 breaking capacity class H Icu=85 kA @ 415 V 3-pole, line protection ETU550, LSI, In=63 A overload protection Ir=25 A...63 A short-circuit protection Isd=0.6..10x In, Ii=1.5..12x In neutral conductor protection optionally with external current transformer, up to 160% nut keeper kit | 29100 | 1 | ZN | 1
3VA2063-6JP36-0AA0 |  | circuit breaker 3VA2 IEC Frame 100 breaking capacity class H Icu=85 kA @ 415 V 3-pole, line protection ETU550, LSI, In=63 A overload protection Ir=25 A...63 A short-circuit protection Isd=0.6..10x In, Ii=1.5..12x In neutral conductor protection optionally with external current transformer, up to 160% terminal connection | 29700 | 1 | ZN | 1
3VA2063-6JP42-0AA0 |  | circuit breaker 3VA2 IEC Frame 100 breaking capacity class H Icu=85 kA @ 415 V 4-pole, line protection ETU550, LSI, In=63 A overload protection Ir=25 A...63 A short-circuit protection Isd=0.6..10x In, Ii=1.5..12x In neutral conductor protection adjustable (OFF, up to 160%) nut keeper kit | 33100 | 1 | ZN | 1
3VA2063-6JP46-0AA0 |  | circuit breaker 3VA2 IEC Frame 100 breaking capacity class H Icu=85 kA @ 415 V 4-pole, line protection ETU550, LSI, In=63 A overload protection Ir=25 A...63 A short-circuit protection Isd=0.6..10x In, Ii=1.5..12x In neutral conductor protection adjustable (OFF, up to 160%) terminal connection | 33600 | 1 | ZN | 1
3VA2063-6JQ32-0AA0 |  | circuit breaker 3VA2 IEC Frame 100 breaking capacity class H Icu=85 kA @ 415 V 3-pole, line protection ETU560, LSIG, In=63 A overload protection Ir=25 A...63 A short-circuit protection Isd=0.6..10x In, Ii=1.5..12x In neutral conductor protection optionally with external current transformer, up to 160% ground-fault protection, can be switched off Ig=0.25...1 x In, tg=0.05-0.8s nut keeper kit | 36700 | 1 | ZN | 1
3VA2063-6JQ36-0AA0 |  | circuit breaker 3VA2 IEC Frame 100 breaking capacity class H Icu=85 kA @ 415 V 3-pole, line protection ETU560, LSIG, In=63 A overload protection Ir=25 A...63 A short-circuit protection Isd=0.6..10x In, Ii=1.5..12x In neutral conductor protection optionally with external current transformer, up to 160% ground-fault protection, can be switched off Ig=0.25...1 x In, tg=0.05-0.8s terminal connection | 37000 | 1 | ZN | 1
3VA2063-6JQ42-0AA0 |  | circuit breaker 3VA2 IEC Frame 100 breaking capacity class H Icu=85 kA @ 415 V 4-pole, line protection ETU560, LSIG, In=63 A overload protection Ir=25 A...63 A short-circuit protection Isd=0.6..10x In, Ii=1.5..12x In neutral conductor protection adjustable (OFF, up to 160%) ground-fault protection, can be switched off Ig=0.25...1 x In= tg=0.05-0.8s nut keeper kit | 40400 | 1 | ZN | 1
3VA2063-6JQ46-0AA0 |  | circuit breaker 3VA2 IEC Frame 100 breaking capacity class H Icu=85 kA @ 415 V 4-pole, line protection ETU560, LSIG, In=63 A overload protection Ir=25 A...63 A short-circuit protection Isd=0.6..10x In, Ii=1.5..12x In neutral conductor protection adjustable (OFF, up to 160%) ground-fault protection, can be switched off Ig=0.25...1 x In= tg=0.05-0.8s terminal connection | 41400 | 1 | ZN | 1
3VA2063-6KP32-0AA0 |  | circuit breaker 3VA2 IEC Frame 100 breaking capacity class H Icu=85 kA @ 415 V 3-pole, line protection ETU850, LSI, In=63 A overload protection Ir=25 A...63 A short-circuit protection Isd=0.6..10x In, Ii=1.5..12x In neutral conductor protection optionally with external current transformer, up to 160% nut keeper kit | 34600 | 1 | ZN | 1
3VA2063-6KP36-0AA0 |  | circuit breaker 3VA2 IEC Frame 100 breaking capacity class H Icu=85 kA @ 415 V 3-pole, line protection ETU850, LSI, In=63 A overload protection Ir=25 A...63 A short-circuit protection Isd=0.6..10x In, Ii=1.5..12x In neutral conductor protection optionally with external current transformer, up to 160% terminal connection | 35900 | 1 | ZN | 1
3VA2063-6KP42-0AA0 |  | circuit breaker 3VA2 IEC Frame 100 breaking capacity class H Icu=85 kA @ 415 V 4-pole, line protection ETU850, LSI, In=63 A overload protection Ir=25 A...63 A short-circuit protection Isd=0.6..10x In, Ii=1.5..12x In neutral conductor protection adjustable (OFF, up to 160%) nut keeper kit | 38900 | 1 | ZN | 1
3VA2063-6KP46-0AA0 |  | circuit breaker 3VA2 IEC Frame 100 breaking capacity class H Icu=85 kA @ 415 V 4-pole, line protection ETU850, LSI, In=63 A overload protection Ir=25 A...63 A short-circuit protection Isd=0.6..10x In, Ii=1.5..12x In neutral conductor protection adjustable (OFF, up to 160%) terminal connection | 40300 | 1 | ZN | 1
3VA2063-6KQ32-0AA0 |  | circuit breaker 3VA2 IEC Frame 100 breaking capacity class H Icu=85 kA @ 415 V 3-pole, line protection ETU860, LSIG, In=63 A overload protection Ir=25 A...63 A short-circuit protection Isd=0.6..10x In, Ii=1.5..12x In neutral conductor protection optionally with external current transformer, up to 160% ground-fault protection, can be switched off Ig=0.25...1 x In, tg=0.05-0.8s nut keeper kit | 38900 | 1 | ZN | 1
3VA2063-6KQ36-0AA0 |  | circuit breaker 3VA2 IEC Frame 100 breaking capacity class H Icu=85 kA @ 415 V 3-pole, line protection ETU860, LSIG, In=63 A overload protection Ir=25 A...63 A short-circuit protection Isd=0.6..10x In, Ii=1.5..12x In neutral conductor protection optionally with external current transformer, up to 160% ground-fault protection, can be switched off Ig=0.25...1 x In, tg=0.05-0.8s terminal connection | 39900 | 1 | ZN | 1
3VA2063-6KQ42-0AA0 |  | circuit breaker 3VA2 IEC Frame 100 breaking capacity class H Icu=85 kA @ 415 V 4-pole, line protection ETU860, LSIG, In=63 A overload protection Ir=25 A...63 A short-circuit protection Isd=0.6..10x In, Ii=1.5..12x In neutral conductor protection adjustable (OFF, up to 160%) ground-fault protection, can be switched off Ig=0.25...1 x In= tg=0.05-0.8s nut keeper kit | 43100 | 1 | ZN | 1
3VA2063-6KQ46-0AA0 |  | circuit breaker 3VA2 IEC Frame 100 breaking capacity class H Icu=85 kA @ 415 V 4-pole, line protection ETU860, LSIG, In=63 A overload protection Ir=25 A...63 A short-circuit protection Isd=0.6..10x In, Ii=1.5..12x In neutral conductor protection adjustable (OFF, up to 160%) ground-fault protection, can be switched off Ig=0.25...1 x In= tg=0.05-0.8s terminal connection | 44200 | 1 | ZN | 1
3VA2063-7HL32-0AA0 |  | circuit breaker 3VA2 IEC Frame 100 breaking capacity class C Icu=110 kA @ 415 V 3-pole, line protection ETU320, LI, In=63 A overload protection Ir=25 A...63 A short-circuit protection Ii=1.5...12 x In nut keeper kit | 16300 | 1 | ZN | 1
3VA2063-7HL36-0AA0 |  | circuit breaker 3VA2 IEC Frame 100 breaking capacity class C Icu=110 kA @ 415 V 3-pole, line protection ETU320, LI, In=63 A overload protection Ir=25 A...63 A short-circuit protection Ii=1.5...12 x In terminal connection | 17000 | 1 | ZN | 1
3VA2063-7HL42-0AA0 |  | circuit breaker 3VA2 IEC Frame 100 breaking capacity class C Icu=110 kA @ 415 V 4-pole, line protection ETU320, LI, In=63 A overload protection Ir=25 A...63 A short-circuit protection Ii=1.5...12 x In neutral conductor protection adjustable (OFF, 100%) nut keeper kit | 21000 | 1 | ZN | 1
3VA2063-7HL46-0AA0 |  | circuit breaker 3VA2 IEC Frame 100 breaking capacity class C Icu=110 kA @ 415 V 4-pole, line protection ETU320, LI, In=63 A overload protection Ir=25 A...63 A short-circuit protection Ii=1.5...12 x In neutral conductor protection adjustable (OFF, 100%) terminal connection | 21900 | 1 | ZN | 1
3VA2063-7HM32-0AA0 |  | circuit breaker 3VA2 IEC Frame 100 breaking capacity class C Icu=110 kA @ 415 V 3-pole, line protection ETU330, LIG, In=63 A overload protection Ir=25 A...63 A short-circuit protection Ii=1.5...12 x In ground-fault protection Ig=0.25... 1 x In, tg=0.1/0.3s nut keeper kit | 23600 | 1 | ZN | 1
3VA2063-7HM36-0AA0 |  | circuit breaker 3VA2 IEC Frame 100 breaking capacity class C Icu=110 kA @ 415 V 3-pole, line protection ETU330, LIG, In=63 A overload protection Ir=25 A...63 A short-circuit protection Ii=1.5...12 x In ground-fault protection Ig=0.25... 1 x In, tg=0.1/0.3s terminal connection | 24200 | 1 | ZN | 1
3VA2063-7HM42-0AA0 |  | circuit breaker 3VA2 IEC Frame 100 breaking capacity class C Icu=110 kA @ 415 V 4-pole, line protection ETU330, LIG, In=63 A overload protection Ir=25 A...63 A short-circuit protection Ii=1.5...12 x In neutral conductor protection adjustable (OFF, 100%) ground-fault protection Ig=0.25...1 x In= tg=0.1/0.3s nut keeper kit | 28000 | 1 | ZN | 1
3VA2063-7HM46-0AA0 |  | circuit breaker 3VA2 IEC Frame 100 breaking capacity class C Icu=110 kA @ 415 V 4-pole, line protection ETU330, LIG, In=63 A overload protection Ir=25 A...63 A short-circuit protection Ii=1.5...12 x In neutral conductor protection adjustable (OFF, 100%) ground-fault protection Ig=0.25...1 x In= tg=0.1/0.3s terminal connection | 29100 | 1 | ZN | 1
3VA2063-7HN32-0AA0 |  | circuit breaker 3VA2 IEC Frame 100 breaking capacity class C Icu=110 kA @ 415 V 3-pole, line protection ETU350, LSI, In=63 A overload protection Ir=25 A...63 A short-circuit protection Isd=1.5...10 x Ir, Ii=12 x In nut keeper kit | 18000 | 1 | ZN | 1
3VA2063-7HN36-0AA0 |  | circuit breaker 3VA2 IEC Frame 100 breaking capacity class C Icu=110 kA @ 415 V 3-pole, line protection ETU350, LSI, In=63 A overload protection Ir=25 A...63 A short-circuit protection Isd=1.5...10 x Ir, Ii=12 x In terminal connection | 18800 | 1 | ZN | 1
3VA2063-7HN42-0AA0 |  | circuit breaker 3VA2 IEC Frame 100 breaking capacity class C Icu=110 kA @ 415 V 4-pole, line protection ETU350, LSI, In=63 A overload protection Ir=25 A...63 A short-circuit protection Isd=1.5...10 x Ir, Ii=12 x In neutral conductor protection adjustable (OFF, 100%) nut keeper kit | 22500 | 1 | ZN | 1
3VA2063-7HN46-0AA0 |  | circuit breaker 3VA2 IEC Frame 100 breaking capacity class C Icu=110 kA @ 415 V 4-pole, line protection ETU350, LSI, In=63 A overload protection Ir=25 A...63 A short-circuit protection Isd=1.5...10 x Ir, Ii=12 x In neutral conductor protection adjustable (OFF, 100%) terminal connection | 23600 | 1 | ZN | 1
3VA2063-7JP32-0AA0 |  | circuit breaker 3VA2 IEC Frame 100 breaking capacity class C Icu=110 kA @ 415 V 3-pole, line protection ETU550, LSI, In=63 A overload protection Ir=25 A...63 A short-circuit protection Isd=0.6..10x In, Ii=1.5..12x In neutral conductor protection optionally with external current transformer, up to 160% nut keeper kit | 30100 | 1 | ZN | 1
3VA2063-7JP36-0AA0 |  | circuit breaker 3VA2 IEC Frame 100 breaking capacity class C Icu=110 kA @ 415 V 3-pole, line protection ETU550, LSI, In=63 A overload protection Ir=25 A...63 A short-circuit protection Isd=0.6..10x In, Ii=1.5..12x In neutral conductor protection optionally with external current transformer, up to 160% terminal connection | 31000 | 1 | ZN | 1
3VA2063-7JP42-0AA0 |  | circuit breaker 3VA2 IEC Frame 100 breaking capacity class C Icu=110 kA @ 415 V 4-pole, line protection ETU550, LSI, In=63 A overload protection Ir=25 A...63 A short-circuit protection Isd=0.6..10x In, Ii=1.5..12x In neutral conductor protection adjustable (OFF, up to 160%) nut keeper kit | 34000 | 1 | ZN | 1
3VA2063-7JP46-0AA0 |  | circuit breaker 3VA2 IEC Frame 100 breaking capacity class C Icu=110 kA @ 415 V 4-pole, line protection ETU550, LSI, In=63 A overload protection Ir=25 A...63 A short-circuit protection Isd=0.6..10x In, Ii=1.5..12x In neutral conductor protection adjustable (OFF, up to 160%) terminal connection | 35300 | 1 | ZN | 1
3VA2063-7JQ32-0AA0 |  | circuit breaker 3VA2 IEC Frame 100 breaking capacity class C Icu=110 kA @ 415 V 3-pole, line protection ETU560, LSIG, In=63 A overload protection Ir=25 A...63 A short-circuit protection Isd=0.6..10x In, Ii=1.5..12x In neutral conductor protection optionally with external current transformer, up to 160% ground-fault protection, can be switched off Ig=0.25...1 x In, tg=0.05-0.8s nut keeper kit | 37200 | 1 | ZN | 1
3VA2063-7JQ36-0AA0 |  | circuit breaker 3VA2 IEC Frame 100 breaking capacity class C Icu=110 kA @ 415 V 3-pole, line protection ETU560, LSIG, In=63 A overload protection Ir=25 A...63 A short-circuit protection Isd=0.6..10x In, Ii=1.5..12x In neutral conductor protection optionally with external current transformer, up to 160% ground-fault protection, can be switched off Ig=0.25...1 x In, tg=0.05-0.8s terminal connection | 38000 | 1 | ZN | 1
3VA2063-7JQ42-0AA0 |  | circuit breaker 3VA2 IEC Frame 100 breaking capacity class C Icu=110 kA @ 415 V 4-pole, line protection ETU560, LSIG, In=63 A overload protection Ir=25 A...63 A short-circuit protection Isd=0.6..10x In, Ii=1.5..12x In neutral conductor protection adjustable (OFF, up to 160%) ground-fault protection, can be switched off Ig=0.25...1 x In= tg=0.05-0.8s nut keeper kit | 41600 | 1 | ZN | 1
3VA2063-7JQ46-0AA0 |  | circuit breaker 3VA2 IEC Frame 100 breaking capacity class C Icu=110 kA @ 415 V 4-pole, line protection ETU560, LSIG, In=63 A overload protection Ir=25 A...63 A short-circuit protection Isd=0.6..10x In, Ii=1.5..12x In neutral conductor protection adjustable (OFF, up to 160%) ground-fault protection, can be switched off Ig=0.25...1 x In= tg=0.05-0.8s terminal connection | 42700 | 1 | ZN | 1
3VA2063-7KP32-0AA0 |  | circuit breaker 3VA2 IEC Frame 100 breaking capacity class C Icu=110 kA @ 415 V 3-pole, line protection ETU850, LSI, In=63 A overload protection Ir=25 A...63 A short-circuit protection Isd=0.6..10x In, Ii=1.5..12x In neutral conductor protection optionally with external current transformer, up to 160% nut keeper kit | 36300 | 1 | ZN | 1
3VA2063-7KP36-0AA0 |  | circuit breaker 3VA2 IEC Frame 100 breaking capacity class C Icu=110 kA @ 415 V 3-pole, line protection ETU850, LSI, In=63 A overload protection Ir=25 A...63 A short-circuit protection Isd=0.6..10x In, Ii=1.5..12x In neutral conductor protection optionally with external current transformer, up to 160% terminal connection | 37000 | 1 | ZN | 1
3VA2063-7KP42-0AA0 |  | circuit breaker 3VA2 IEC Frame 100 breaking capacity class C Icu=110 kA @ 415 V 4-pole, line protection ETU850, LSI, In=63 A overload protection Ir=25 A...63 A short-circuit protection Isd=0.6..10x In, Ii=1.5..12x In neutral conductor protection adjustable (OFF, up to 160%) nut keeper kit | 40400 | 1 | ZN | 1
3VA2063-7KP46-0AA0 |  | circuit breaker 3VA2 IEC Frame 100 breaking capacity class C Icu=110 kA @ 415 V 4-pole, line protection ETU850, LSI, In=63 A overload protection Ir=25 A...63 A short-circuit protection Isd=0.6..10x In, Ii=1.5..12x In neutral conductor protection adjustable (OFF, up to 160%) terminal connection | 41400 | 1 | ZN | 1
3VA2063-7KQ32-0AA0 |  | circuit breaker 3VA2 IEC Frame 100 breaking capacity class C Icu=110 kA @ 415 V 3-pole, line protection ETU860, LSIG, In=63 A overload protection Ir=25 A...63 A short-circuit protection Isd=0.6..10x In, Ii=1.5..12x In neutral conductor protection optionally with external current transformer, up to 160% ground-fault protection, can be switched off Ig=0.25...1 x In, tg=0.05-0.8s nut keeper kit | 40300 | 1 | ZN | 1
3VA2063-7KQ36-0AA0 |  | circuit breaker 3VA2 IEC Frame 100 breaking capacity class C Icu=110 kA @ 415 V 3-pole, line protection ETU860, LSIG, In=63 A overload protection Ir=25 A...63 A short-circuit protection Isd=0.6..10x In, Ii=1.5..12x In neutral conductor protection optionally with external current transformer, up to 160% ground-fault protection, can be switched off Ig=0.25...1 x In, tg=0.05-0.8s terminal connection | 40800 | 1 | ZN | 1
3VA2063-7KQ42-0AA0 |  | circuit breaker 3VA2 IEC Frame 100 breaking capacity class C Icu=110 kA @ 415 V 4-pole, line protection ETU860, LSIG, In=63 A overload protection Ir=25 A...63 A short-circuit protection Isd=0.6..10x In, Ii=1.5..12x In neutral conductor protection adjustable (OFF, up to 160%) ground-fault protection, can be switched off Ig=0.25...1 x In= tg=0.05-0.8s nut keeper kit | 44600 | 1 | ZN | 1
3VA2063-7KQ46-0AA0 |  | circuit breaker 3VA2 IEC Frame 100 breaking capacity class C Icu=110 kA @ 415 V 4-pole, line protection ETU860, LSIG, In=63 A overload protection Ir=25 A...63 A short-circuit protection Isd=0.6..10x In, Ii=1.5..12x In neutral conductor protection adjustable (OFF, up to 160%) ground-fault protection, can be switched off Ig=0.25...1 x In= tg=0.05-0.8s terminal connection | 45500 | 1 | ZN | 1
3VA2063-8HL32-0AA0 |  | circuit breaker 3VA2 IEC Frame 100 breaking capacity class L Icu=150 kA @ 415 V 3-pole, line protection ETU320, LI, In=63 A overload protection Ir=25 A...63 A short-circuit protection Ii=1.5...12 x In nut keeper kit | 18300 | 1 | ZN | 1
3VA2063-8HL36-0AA0 |  | circuit breaker 3VA2 IEC Frame 100 breaking capacity class L Icu=150 kA @ 415 V 3-pole, line protection ETU320, LI, In=63 A overload protection Ir=25 A...63 A short-circuit protection Ii=1.5...12 x In terminal connection | 19100 | 1 | ZN | 1
3VA2063-8HL42-0AA0 |  | circuit breaker 3VA2 IEC Frame 100 breaking capacity class L Icu=150 kA @ 415 V 4-pole, line protection ETU320, LI, In=63 A overload protection Ir=25 A...63 A short-circuit protection Ii=1.5...12 x In neutral conductor protection adjustable (OFF, 100%) nut keeper kit | 23600 | 1 | ZN | 1
3VA2063-8HL46-0AA0 |  | circuit breaker 3VA2 IEC Frame 100 breaking capacity class L Icu=150 kA @ 415 V 4-pole, line protection ETU320, LI, In=63 A overload protection Ir=25 A...63 A short-circuit protection Ii=1.5...12 x In neutral conductor protection adjustable (OFF, 100%) terminal connection | 24800 | 1 | ZN | 1
3VA2063-8HM32-0AA0 |  | circuit breaker 3VA2 IEC Frame 100 breaking capacity class L Icu=150 kA @ 415 V 3-pole, line protection ETU330, LIG, In=63 A overload protection Ir=25 A...63 A short-circuit protection Ii=1.5...12 x In ground-fault protection Ig=0.25... 1 x In, tg=0.1/0.3s nut keeper kit | 25500 | 1 | ZN | 1
3VA2063-8HM36-0AA0 |  | circuit breaker 3VA2 IEC Frame 100 breaking capacity class L Icu=150 kA @ 415 V 3-pole, line protection ETU330, LIG, In=63 A overload protection Ir=25 A...63 A short-circuit protection Ii=1.5...12 x In ground-fault protection Ig=0.25... 1 x In, tg=0.1/0.3s terminal connection | 26100 | 1 | ZN | 1
3VA2063-8HM42-0AA0 |  | circuit breaker 3VA2 IEC Frame 100 breaking capacity class L Icu=150 kA @ 415 V 4-pole, line protection ETU330, LIG, In=63 A overload protection Ir=25 A...63 A short-circuit protection Ii=1.5...12 x In neutral conductor protection adjustable (OFF, 100%) ground-fault protection Ig=0.25...1 x In= tg=0.1/0.3s nut keeper kit | 31000 | 1 | ZN | 1
3VA2063-8HM46-0AA0 |  | circuit breaker 3VA2 IEC Frame 100 breaking capacity class L Icu=150 kA @ 415 V 4-pole, line protection ETU330, LIG, In=63 A overload protection Ir=25 A...63 A short-circuit protection Ii=1.5...12 x In neutral conductor protection adjustable (OFF, 100%) ground-fault protection Ig=0.25...1 x In= tg=0.1/0.3s terminal connection | 31800 | 1 | ZN | 1
3VA2063-8HN32-0AA0 |  | circuit breaker 3VA2 IEC Frame 100 breaking capacity class L Icu=150 kA @ 415 V 3-pole, line protection ETU350, LSI, In=63 A overload protection Ir=25 A...63 A short-circuit protection Isd=1.5...10 x Ir, Ii=12 x In nut keeper kit | 20200 | 1 | ZN | 1
3VA2063-8HN36-0AA0 |  | circuit breaker 3VA2 IEC Frame 100 breaking capacity class L Icu=150 kA @ 415 V 3-pole, line protection ETU350, LSI, In=63 A overload protection Ir=25 A...63 A short-circuit protection Isd=1.5...10 x Ir, Ii=12 x In terminal connection | 21000 | 1 | ZN | 1
3VA2063-8HN42-0AA0 |  | circuit breaker 3VA2 IEC Frame 100 breaking capacity class L Icu=150 kA @ 415 V 4-pole, line protection ETU350, LSI, In=63 A overload protection Ir=25 A...63 A short-circuit protection Isd=1.5...10 x Ir, Ii=12 x In neutral conductor protection adjustable (OFF, 100%) nut keeper kit | 25300 | 1 | ZN | 1
3VA2063-8HN46-0AA0 |  | circuit breaker 3VA2 IEC Frame 100 breaking capacity class L Icu=150 kA @ 415 V 4-pole, line protection ETU350, LSI, In=63 A overload protection Ir=25 A...63 A short-circuit protection Isd=1.5...10 x Ir, Ii=12 x In neutral conductor protection adjustable (OFF, 100%) terminal connection | 26100 | 1 | ZN | 1
3VA2063-8JP32-0AA0 |  | circuit breaker 3VA2 IEC Frame 100 breaking capacity class L Icu=150 kA @ 415 V 3-pole, line protection ETU550, LSI, In=63 A overload protection Ir=25 A...63 A short-circuit protection Isd=0.6..10x In, Ii=1.5..12x In neutral conductor protection optionally with external current transformer, up to 160% nut keeper kit | 31900 | 1 | ZN | 1
3VA2063-8JP36-0AA0 |  | circuit breaker 3VA2 IEC Frame 100 breaking capacity class L Icu=150 kA @ 415 V 3-pole, line protection ETU550, LSI, In=63 A overload protection Ir=25 A...63 A short-circuit protection Isd=0.6..10x In, Ii=1.5..12x In neutral conductor protection optionally with external current transformer, up to 160% terminal connection | 32700 | 1 | ZN | 1
3VA2063-8JP42-0AA0 |  | circuit breaker 3VA2 IEC Frame 100 breaking capacity class L Icu=150 kA @ 415 V 4-pole, line protection ETU550, LSI, In=63 A overload protection Ir=25 A...63 A short-circuit protection Isd=0.6..10x In, Ii=1.5..12x In neutral conductor protection adjustable (OFF, up to 160%) nut keeper kit | 37600 | 1 | ZN | 1
3VA2063-8JP46-0AA0 |  | circuit breaker 3VA2 IEC Frame 100 breaking capacity class L Icu=150 kA @ 415 V 4-pole, line protection ETU550, LSI, In=63 A overload protection Ir=25 A...63 A short-circuit protection Isd=0.6..10x In, Ii=1.5..12x In neutral conductor protection adjustable (OFF, up to 160%) terminal connection | 38200 | 1 | ZN | 1
3VA2063-8JQ32-0AA0 |  | circuit breaker 3VA2 IEC Frame 100 breaking capacity class L Icu=150 kA @ 415 V 3-pole, line protection ETU560, LSIG, In=63 A overload protection Ir=25 A...63 A short-circuit protection Isd=0.6..10x In, Ii=1.5..12x In neutral conductor protection optionally with external current transformer, up to 160% ground-fault protection, can be switched off Ig=0.25...1 x In, tg=0.05-0.8s nut keeper kit | 38900 | 1 | ZN | 1
3VA2063-8JQ36-0AA0 |  | circuit breaker 3VA2 IEC Frame 100 breaking capacity class L Icu=150 kA @ 415 V 3-pole, line protection ETU560, LSIG, In=63 A overload protection Ir=25 A...63 A short-circuit protection Isd=0.6..10x In, Ii=1.5..12x In neutral conductor protection optionally with external current transformer, up to 160% ground-fault protection, can be switched off Ig=0.25...1 x In, tg=0.05-0.8s terminal connection | 40300 | 1 | ZN | 1
3VA2063-8JQ42-0AA0 |  | circuit breaker 3VA2 IEC Frame 100 breaking capacity class L Icu=150 kA @ 415 V 4-pole, line protection ETU560, LSIG, In=63 A overload protection Ir=25 A...63 A short-circuit protection Isd=0.6..10x In, Ii=1.5..12x In neutral conductor protection adjustable (OFF, up to 160%) ground-fault protection, can be switched off Ig=0.25...1 x In= tg=0.05-0.8s nut keeper kit | 44600 | 1 | ZN | 1
3VA2063-8JQ46-0AA0 |  | circuit breaker 3VA2 IEC Frame 100 breaking capacity class L Icu=150 kA @ 415 V 4-pole, line protection ETU560, LSIG, In=63 A overload protection Ir=25 A...63 A short-circuit protection Isd=0.6..10x In, Ii=1.5..12x In neutral conductor protection adjustable (OFF, up to 160%) ground-fault protection, can be switched off Ig=0.25...1 x In= tg=0.05-0.8s terminal connection | 45500 | 1 | ZN | 1
3VA2063-8KP32-0AA0 |  | circuit breaker 3VA2 IEC Frame 100 breaking capacity class L Icu=150 kA @ 415 V 3-pole, line protection ETU850, LSI, In=63 A overload protection Ir=25 A...63 A short-circuit protection Isd=0.6..10x In, Ii=1.5..12x In neutral conductor protection optionally with external current transformer, up to 160% nut keeper kit | 38000 | 1 | ZN | 1
3VA2063-8KP36-0AA0 |  | circuit breaker 3VA2 IEC Frame 100 breaking capacity class L Icu=150 kA @ 415 V 3-pole, line protection ETU850, LSI, In=63 A overload protection Ir=25 A...63 A short-circuit protection Isd=0.6..10x In, Ii=1.5..12x In neutral conductor protection optionally with external current transformer, up to 160% terminal connection | 38400 | 1 | ZN | 1
3VA2063-8KP42-0AA0 |  | circuit breaker 3VA2 IEC Frame 100 breaking capacity class L Icu=150 kA @ 415 V 4-pole, line protection ETU850, LSI, In=63 A overload protection Ir=25 A...63 A short-circuit protection Isd=0.6..10x In, Ii=1.5..12x In neutral conductor protection adjustable (OFF, up to 160%) nut keeper kit | 43300 | 1 | ZN | 1
3VA2063-8KP46-0AA0 |  | circuit breaker 3VA2 IEC Frame 100 breaking capacity class L Icu=150 kA @ 415 V 4-pole, line protection ETU850, LSI, In=63 A overload protection Ir=25 A...63 A short-circuit protection Isd=0.6..10x In, Ii=1.5..12x In neutral conductor protection adjustable (OFF, up to 160%) terminal connection | 44400 | 1 | ZN | 1
3VA2063-8KQ32-0AA0 |  | circuit breaker 3VA2 IEC Frame 100 breaking capacity class L Icu=150 kA @ 415 V 3-pole, line protection ETU860, LSIG, In=63 A overload protection Ir=25 A...63 A short-circuit protection Isd=0.6..10x In, Ii=1.5..12x In neutral conductor protection optionally with external current transformer, up to 160% ground-fault protection, can be switched off Ig=0.25...1 x In, tg=0.05-0.8s nut keeper kit | 42300 | 1 | ZN | 1
3VA2063-8KQ36-0AA0 |  | circuit breaker 3VA2 IEC Frame 100 breaking capacity class L Icu=150 kA @ 415 V 3-pole, line protection ETU860, LSIG, In=63 A overload protection Ir=25 A...63 A short-circuit protection Isd=0.6..10x In, Ii=1.5..12x In neutral conductor protection optionally with external current transformer, up to 160% ground-fault protection, can be switched off Ig=0.25...1 x In, tg=0.05-0.8s terminal connection | 42900 | 1 | ZN | 1
3VA2063-8KQ42-0AA0 |  | circuit breaker 3VA2 IEC Frame 100 breaking capacity class L Icu=150 kA @ 415 V 4-pole, line protection ETU860, LSIG, In=63 A overload protection Ir=25 A...63 A short-circuit protection Isd=0.6..10x In, Ii=1.5..12x In neutral conductor protection adjustable (OFF, up to 160%) ground-fault protection, can be switched off Ig=0.25...1 x In= tg=0.05-0.8s nut keeper kit | 47100 | 1 | ZN | 1
3VA2063-8KQ46-0AA0 |  | circuit breaker 3VA2 IEC Frame 100 breaking capacity class L Icu=150 kA @ 415 V 4-pole, line protection ETU860, LSIG, In=63 A overload protection Ir=25 A...63 A short-circuit protection Isd=0.6..10x In, Ii=1.5..12x In neutral conductor protection adjustable (OFF, up to 160%) ground-fault protection, can be switched off Ig=0.25...1 x In= tg=0.05-0.8s terminal connection | 48200 | 1 | ZN | 1
3VA2110-0HL32-0AA0 |  | circuit breaker 3VA2 IEC Frame 160 breaking capacity class E Icu=200 kA @ 415 V 3-pole, line protection ETU320, LI, In=100 A overload protection Ir=40 A ... 100 A short-circuit protection Ii=1.5...12 x In nut keeper kit | 22300 | 1 | ZN | 1
3VA2110-0HL36-0AA0 |  | circuit breaker 3VA2 IEC Frame 160 breaking capacity class E Icu=200 kA @ 415 V 3-pole, line protection ETU320, LI, In=100 A overload protection Ir=40 A ... 100 A short-circuit protection Ii=1.5...12 x In terminal connection | 22900 | 1 | ZN | 1
3VA2110-0HL42-0AA0 |  | circuit breaker 3VA2 IEC Frame 160 breaking capacity class E Icu=200 kA @ 415 V 4-pole, line protection ETU320, LI, In=100 A overload protection Ir=40 A ... 100 A short-circuit protection Ii=1.5...12 x In neutral conductor protection adjustable (OFF, 50%, 100%) nut keeper kit | 30100 | 1 | ZN | 1
3VA2110-0HL46-0AA0 |  | circuit breaker 3VA2 IEC Frame 160 breaking capacity class E Icu=200 kA @ 415 V 4-pole, line protection ETU320, LI, In=100 A overload protection Ir=40 A ... 100 A short-circuit protection Ii=1.5...12 x In neutral conductor protection adjustable (OFF, 50%, 100%) terminal connection | 31400 | 1 | ZN | 1
3VA2110-0HM32-0AA0 |  | circuit breaker 3VA2 IEC Frame 160 breaking capacity class E Icu=200 kA @ 415 V 3-pole, line protection ETU330, LIG, In=100 A overload protection Ir=40 A ... 100 A short-circuit protection Ii=1.5...12 x In ground-fault protection Ig=0.2... 1 x In, tg=0.1/0.3s nut keeper kit | 29500 | 1 | ZN | 1
3VA2110-0HM36-0AA0 |  | circuit breaker 3VA2 IEC Frame 160 breaking capacity class E Icu=200 kA @ 415 V 3-pole, line protection ETU330, LIG, In=100 A overload protection Ir=40 A ... 100 A short-circuit protection Ii=1.5...12 x In ground-fault protection Ig=0.2... 1 x In, tg=0.1/0.3s terminal connection | 30600 | 1 | ZN | 1
3VA2110-0HM42-0AA0 |  | circuit breaker 3VA2 IEC Frame 160 breaking capacity class E Icu=200 kA @ 415 V 4-pole, line protection ETU330, LIG, In=100 A overload protection Ir=40 A ... 100 A short-circuit protection Ii=1.5...12 x In neutral conductor protection adjustable (OFF, 50%, 100%) ground-fault protection Ig=0.2... 1 x In, tg=0.1/0.3s nut keeper kit | 37600 | 1 | ZN | 1
3VA2110-0HM46-0AA0 |  | circuit breaker 3VA2 IEC Frame 160 breaking capacity class E Icu=200 kA @ 415 V 4-pole, line protection ETU330, LIG, In=100 A overload protection Ir=40 A ... 100 A short-circuit protection Ii=1.5...12 x In neutral conductor protection adjustable (OFF, 50%, 100%) ground-fault protection Ig=0.2... 1 x In, tg=0.1/0.3s terminal connection | 38200 | 1 | ZN | 1
3VA2110-0HN32-0AA0 |  | circuit breaker 3VA2 IEC Frame 160 breaking capacity class E Icu=200 kA @ 415 V 3-pole, line protection ETU350, LSI, In=100 A overload protection Ir=40 A ... 100 A short-circuit protection Isd=1.5...10xIr, Ii=12xIn nut keeper kit | 24000 | 1 | ZN | 1
3VA2110-0HN36-0AA0 |  | circuit breaker 3VA2 IEC Frame 160 breaking capacity class E Icu=200 kA @ 415 V 3-pole, line protection ETU350, LSI, In=100 A overload protection Ir=40 A ... 100 A short-circuit protection Isd=1.5...10xIr, Ii=12xIn terminal connection | 24800 | 1 | ZN | 1
3VA2110-0HN42-0AA0 |  | circuit breaker 3VA2 IEC Frame 160 breaking capacity class E Icu=200 kA @ 415 V 4-pole, line protection ETU350, LSI, In=100 A overload protection Ir=40 A ... 100 A short-circuit protection Isd=1.5...10xIr, Ii=12xIn neutral conductor protection adjustable (OFF, 50%, 100%) nut keeper kit | 31800 | 1 | ZN | 1
3VA2110-0HN46-0AA0 |  | circuit breaker 3VA2 IEC Frame 160 breaking capacity class E Icu=200 kA @ 415 V 4-pole, line protection ETU350, LSI, In=100 A overload protection Ir=40 A ... 100 A short-circuit protection Isd=1.5...10xIr, Ii=12xIn neutral conductor protection adjustable (OFF, 50%, 100%) terminal connection | 32700 | 1 | ZN | 1
3VA2110-0KP32-0AA0 |  | circuit breaker 3VA2 IEC Frame 160 breaking capacity class E Icu=200 kA @ 415 V 3-pole, line protection ETU850, LSI, In=100 A overload protection Ir=40 A ... 100 A short-circuit protection Isd=0.6...10xIn, Ii=1.5...12xIn nut keeper kit | 42000 | 1 | ZN | 1
3VA2110-0KP36-0AA0 |  | circuit breaker 3VA2 IEC Frame 160 breaking capacity class E Icu=200 kA @ 415 V 3-pole, line protection ETU850, LSI, In=100 A overload protection Ir=40 A ... 100 A short-circuit protection Isd=0.6...10xIn, Ii=1.5...12xIn terminal connection | 42700 | 1 | ZN | 1
3VA2110-0KP42-0AA0 |  | circuit breaker 3VA2 IEC Frame 160 breaking capacity class E Icu=200 kA @ 415 V 4-pole, line protection ETU850, LSI, In=100 A overload protection Ir=40 A ... 100 A short-circuit protection Isd=0.6...10xIn, Ii=1.5...12xIn neutral conductor protection adjustable (OFF, up to 160%) nut keeper kit | 49700 | 1 | ZN | 1
3VA2110-0KP46-0AA0 |  | circuit breaker 3VA2 IEC Frame 160 breaking capacity class E Icu=200 kA @ 415 V 4-pole, line protection ETU850, LSI, In=100 A overload protection Ir=40 A ... 100 A short-circuit protection Isd=0.6...10xIn, Ii=1.5...12xIn neutral conductor protection adjustable (OFF, up to 160%) terminal connection | 51200 | 1 | ZN | 1
3VA2110-0KQ32-0AA0 |  | circuit breaker 3VA2 IEC Frame 160 breaking capacity class E Icu=200 kA @ 415 V 3-pole, line protection ETU860, LSIG, In=100 A overload protection Ir=40 A ... 100 A short-circuit protection Isd=0.6...10xIn, Ii=1.5...12xIn nut keeper kit | 46100 | 1 | ZN | 1
3VA2110-0KQ36-0AA0 |  | circuit breaker 3VA2 IEC Frame 160 breaking capacity class E Icu=200 kA @ 415 V 3-pole, line protection ETU860, LSIG, In=100 A overload protection Ir=40 A ... 100 A short-circuit protection Isd=0.6...10xIn, Ii=1.5...12xIn terminal connection | 46700 | 1 | ZN | 1
3VA2110-0KQ42-0AA0 |  | circuit breaker 3VA2 IEC Frame 160 breaking capacity class E Icu=200 kA @ 415 V 4-pole, line protection ETU860, LSIG, In=100 A overload protection Ir=40 A ... 100 A short-circuit protection Isd=0.6...10xIn, Ii=1.5...12xIn neutral conductor protection adjustable (OFF, up to 160%) nut keeper kit | 53900 | 1 | ZN | 1
3VA2110-0KQ46-0AA0 |  | circuit breaker 3VA2 IEC Frame 160 breaking capacity class E Icu=200 kA @ 415 V 4-pole, line protection ETU860, LSIG, In=100 A overload protection Ir=40 A ... 100 A short-circuit protection Isd=0.6...10xIn, Ii=1.5...12xIn neutral conductor protection adjustable (OFF, up to 160%) terminal connection | 54400 | 1 | ZN | 1
3VA2110-0MN32-0AA0 |  | circuit breaker 3VA2 IEC Frame 160 breaking capacity class E Icu=200 kA @ 415 V 3-pole, motor protection ETU350M, LSI, In=100 A overload protection Ir=40 A ... 100 A short-circuit protection Isd=3...15xIr, Ii=15xIn nut keeper kit | 20200 | 1 | ZN | 1
3VA2110-0MN36-0AA0 |  | circuit breaker 3VA2 IEC Frame 160 breaking capacity class E Icu=200 kA @ 415 V 3-pole, motor protection ETU350M, LSI, In=100 A overload protection Ir=40 A ... 100 A short-circuit protection Isd=3...15xIr, Ii=15xIn terminal connection | 21000 | 1 | ZN | 1
3VA2110-0MQ32-0AA0 |  | circuit breaker 3VA2 IEC Frame 160 breaking capacity class E Icu=200 kA @ 415 V 3-pole, motor protection ETU860M, LSIG, In=100 A overload protection Ir=40 A ... 100 A short-circuit protection Isd=1.2...15xIn, Ii=3...15xIn nut keeper kit | 35900 | 1 | ZN | 1
3VA2110-0MQ36-0AA0 |  | circuit breaker 3VA2 IEC Frame 160 breaking capacity class E Icu=200 kA @ 415 V 3-pole, motor protection ETU860M, LSIG, In=100 A overload protection Ir=40 A ... 100 A short-circuit protection Isd=1.2...15xIn, Ii=3...15xIn terminal connection | 36700 | 1 | ZN | 1
3VA2110-0MS32-0AA0 |  | circuit breaker 3VA2 IEC Frame 160 breaking capacity class E Icu=200 kA @ 415 V 3-pole, motor starter protection ETU310M, I, In=100 A short-circuit protection Ii=3...15 x In nut keeper kit | 15200 | 1 | ZN | 1
3VA2110-0MS36-0AA0 |  | circuit breaker 3VA2 IEC Frame 160 breaking capacity class E Icu=200 kA @ 415 V 3-pole, motor starter protection ETU310M, I, In=100 A short-circuit protection Ii=3...15 x In terminal connection | 15900 | 1 | ZN | 1
3VA2110-5HK32-0AA0 |  | circuit breaker 3VA2 IEC Frame 160 breaking capacity class M Icu=55 kA @ 415 V 3-pole, line protection ETU340, ELISA LI, In=100 A overload protection Ir=40 A...100 A short-circuit protection Ii=15 x In nut keeper kit | 14800 | 1 | ZN | 1
3VA2110-5HK36-0AA0 |  | circuit breaker 3VA2 IEC Frame 160 breaking capacity class M Icu=55 kA @ 415 V 3-pole, line protection ETU340, ELISA LI, In=100 A overload protection Ir=40 A...100 A short-circuit protection Ii=15 x In terminal connection | 15500 | 1 | ZN | 1
3VA2110-5HK42-0AA0 |  | circuit breaker 3VA2 IEC Frame 160 breaking capacity class M Icu=55 kA @ 415 V 4-pole, line protection ETU340, ELISA LI, In=100 A overload protection Ir=40 A...100 A short-circuit protection Ii=15 x In neutral conductor protection adjustable (OFF, 50%, 100%) nut keeper kit | 18800 | 1 | ZN | 1
3VA2110-5HK46-0AA0 |  | circuit breaker 3VA2 IEC Frame 160 breaking capacity class M Icu=55 kA @ 415 V 4-pole, line protection ETU340, ELISA LI, In=100 A overload protection Ir=40 A...100 A short-circuit protection Ii=15 x In neutral conductor protection adjustable (OFF, 50%, 100%) terminal connection | 19800 | 1 | ZN | 1
3VA2110-5HL32-0AA0 |  | circuit breaker 3VA2 IEC Frame 160 breaking capacity class M Icu=55 kA @ 415 V 3-pole, line protection ETU320, LI, In=100 A overload protection Ir=40 A...100 A short-circuit protection Ii=1.5...12 x In nut keeper kit | 14800 | 1 | ZN | 1
3VA2110-5HL32-0AH0 |  | circuit breaker 3VA2 IEC Frame 160 breaking capacity class M Icu=55 kA @ 415 V 3-pole, line protection ETU320, LI, In=100 A overload protection Ir=40 A...100 A short-circuit protection Ii=1.5...12 x In nut keeper kit 2 auxiliary switches HQ 1 trip alarm switch HQ | 16900 | 1 | ZN | 1
3VA2110-5HL32-0AJ0 |  | circuit breaker 3VA2 IEC Frame 160 breaking capacity class M Icu=55 kA @ 415 V 3-pole, line protection ETU320, LI, In=100 A overload protection Ir=40 A...100 A short-circuit protection Ii=1.5...12 x In nut keeper kit 2 auxiliary switches HP 1 trip alarm switch HP | 17900 | 1 | ZN | 1
3VA2110-5HL36-0AA0 |  | circuit breaker 3VA2 IEC Frame 160 breaking capacity class M Icu=55 kA @ 415 V 3-pole, line protection ETU320, LI, In=100 A overload protection Ir=40 A...100 A short-circuit protection Ii=1.5...12 x In terminal connection | 15500 | 1 | ZN | 1
3VA2110-5HL36-0AB0 |  | circuit breaker 3VA2 IEC Frame 160 breaking capacity class M Icu=55 kA @ 415 V 3-pole, line protection ETU320, LI, In=100 A overload protection Ir=40 A...100 A short-circuit protection Ii=1.5...12 x In terminal connection 2 auxiliary switches HP | 17600 | 1 | ZN | 1
3VA2110-5HL36-0HA0 |  | circuit breaker 3VA2 IEC Frame 160 breaking capacity class M Icu=55 kA @ 415 V 3-pole, line protection ETU320, LI, In=100 A overload protection Ir=40 A...100 A short-circuit protection Ii=1.5...12 x In terminal connection shunt trip (STL) 12-30 V DC, 24 V AC 50/60 Hz | 18000 | 1 | ZN | 1
3VA2110-5HL42-0AA0 |  | circuit breaker 3VA2 IEC Frame 160 breaking capacity class M Icu=55 kA @ 415 V 4-pole, line protection ETU320, LI, In=100 A overload protection Ir=40 A...100 A short-circuit protection Ii=1.5...12 x In neutral conductor protection adjustable (OFF, 50%, 100%) nut keeper kit | 18800 | 1 | ZN | 1
3VA2110-5HL46-0AA0 |  | circuit breaker 3VA2 IEC Frame 160 breaking capacity class M Icu=55 kA @ 415 V 4-pole, line protection ETU320, LI, In=100 A overload protection Ir=40 A...100 A short-circuit protection Ii=1.5...12 x In neutral conductor protection adjustable (OFF, 50%, 100%) terminal connection | 19800 | 1 | ZN | 1
3VA2110-5HM32-0AA0 |  | circuit breaker 3VA2 IEC Frame 160 breaking capacity class M Icu=55 kA @ 415 V 3-pole, line protection ETU330, LIG, In=100 A overload protection Ir=40 A...100 A short-circuit protection Ii=1.5...12 x In ground-fault protection Ig=0.2...1 x In, tg=0.1/0.3s nut keeper kit | 22100 | 1 | ZN | 1
3VA2110-5HM36-0AA0 |  | circuit breaker 3VA2 IEC Frame 160 breaking capacity class M Icu=55 kA @ 415 V 3-pole, line protection ETU330, LIG, In=100 A overload protection Ir=40 A...100 A short-circuit protection Ii=1.5...12 x In ground-fault protection Ig=0.2...1 x In, tg=0.1/0.3s terminal connection | 22700 | 1 | ZN | 1
3VA2110-5HM42-0AA0 |  | circuit breaker 3VA2 IEC Frame 160 breaking capacity class M Icu=55 kA @ 415 V 4-pole, line protection ETU330, LIG, In=100 A overload protection Ir=40 A...100 A short-circuit protection Ii=1.5...12 x In neutral conductor protection adjustable (OFF, 50%, 100%) ground-fault protection Ig=0.2...1 x In= tg=0.1/0.3s nut keeper kit | 25900 | 1 | ZN | 1
3VA2110-5HM46-0AA0 |  | circuit breaker 3VA2 IEC Frame 160 breaking capacity class M Icu=55 kA @ 415 V 4-pole, line protection ETU330, LIG, In=100 A overload protection Ir=40 A...100 A short-circuit protection Ii=1.5...12 x In neutral conductor protection adjustable (OFF, 50%, 100%) ground-fault protection Ig=0.2...1 x In= tg=0.1/0.3s terminal connection | 26800 | 1 | ZN | 1
3VA2110-5HN32-0AA0 |  | circuit breaker 3VA2 IEC Frame 160 breaking capacity class M Icu=55 kA @ 415 V 3-pole, line protection ETU350, LSI, In=100 A overload protection Ir=40 A...100 A short-circuit protection Isd=1.5...10 x Ir, Ii=12 x In nut keeper kit | 16600 | 1 | ZN | 1
3VA2110-5HN32-0BC0 |  | circuit breaker 3VA2 IEC Frame 160 breaking capacity class M Icu=55 kA @ 415 V 3-pole, line protection ETU350, LSI, In=100 A overload protection Ir=40 A...100 A short-circuit protection Isd=1.5...10 x Ir, Ii=12 x In nut keeper kit undervoltage release (UVR) 24 V DC 2 auxiliary switches HQ | 21400 | 1 | ZN | 1
3VA2110-5HN36-0AA0 |  | circuit breaker 3VA2 IEC Frame 160 breaking capacity class M Icu=55 kA @ 415 V 3-pole, line protection ETU350, LSI, In=100 A overload protection Ir=40 A...100 A short-circuit protection Isd=1.5...10 x Ir, Ii=12 x In terminal connection | 17200 | 1 | ZN | 1
3VA2110-5HN36-0AF0 |  | circuit breaker 3VA2 IEC Frame 160 breaking capacity class M Icu=55 kA @ 415 V 3-pole, line protection ETU350, LSI, In=100 A overload protection Ir=40 A...100 A short-circuit protection Isd=1.5...10 x Ir, Ii=12 x In terminal connection 1 auxiliary switch HQ 1 trip alarm switch HQ | 18600 | 1 | ZN | 1
3VA2110-5HN42-0AA0 |  | circuit breaker 3VA2 IEC Frame 160 breaking capacity class M Icu=55 kA @ 415 V 4-pole, line protection ETU350, LSI, In=100 A overload protection Ir=40 A...100 A short-circuit protection Isd=1.5...10 x Ir, Ii=12 x In neutral conductor protection adjustable (OFF, 50%, 100%) nut keeper kit | 20600 | 1 | ZN | 1
3VA2110-5HN46-0AA0 |  | circuit breaker 3VA2 IEC Frame 160 breaking capacity class M Icu=55 kA @ 415 V 4-pole, line protection ETU350, LSI, In=100 A overload protection Ir=40 A...100 A short-circuit protection Isd=1.5...10 x Ir, Ii=12 x In neutral conductor protection adjustable (OFF, 50%, 100%) terminal connection | 21500 | 1 | ZN | 1
3VA2110-5JP32-0AA0 |  | circuit breaker 3VA2 IEC Frame 160 breaking capacity class M Icu=55 kA @ 415 V 3-pole, line protection ETU550, LSI, In=100 A overload protection Ir=40 A...100 A short-circuit protection Isd=0.6..10x In, Ii=1.5..12x In neutral conductor protection optionally with external current transformer, up to 160% nut keeper kit | 28900 | 1 | ZN | 1
3VA2110-5JP36-0AA0 |  | circuit breaker 3VA2 IEC Frame 160 breaking capacity class M Icu=55 kA @ 415 V 3-pole, line protection ETU550, LSI, In=100 A overload protection Ir=40 A...100 A short-circuit protection Isd=0.6..10x In, Ii=1.5..12x In neutral conductor protection optionally with external current transformer, up to 160% terminal connection | 29300 | 1 | ZN | 1
3VA2110-5JP42-0AA0 |  | circuit breaker 3VA2 IEC Frame 160 breaking capacity class M Icu=55 kA @ 415 V 4-pole, line protection ETU550, LSI, In=100 A overload protection Ir=40 A...100 A short-circuit protection Isd=0.6..10x In, Ii=1.5..12x In neutral conductor protection adjustable (OFF, up to 160%) nut keeper kit | 32700 | 1 | ZN | 1
3VA2110-5JP46-0AA0 |  | circuit breaker 3VA2 IEC Frame 160 breaking capacity class M Icu=55 kA @ 415 V 4-pole, line protection ETU550, LSI, In=100 A overload protection Ir=40 A...100 A short-circuit protection Isd=0.6..10x In, Ii=1.5..12x In neutral conductor protection adjustable (OFF, up to 160%) terminal connection | 33300 | 1 | ZN | 1
3VA2110-5JQ32-0AA0 |  | circuit breaker 3VA2 IEC Frame 160 breaking capacity class M Icu=55 kA @ 415 V 3-pole, line protection ETU560, LSIG, In=100 A overload protection Ir=40 A...100 A short-circuit protection Isd=0.6..10x In, Ii=1.5..12x In neutral conductor protection optionally with external current transformer, up to 160% ground-fault protection, can be switched off Ig=0.2...1 x In, tg=0.05-0.8s nut keeper kit | 35900 | 1 | ZN | 1
3VA2110-5JQ36-0AA0 |  | circuit breaker 3VA2 IEC Frame 160 breaking capacity class M Icu=55 kA @ 415 V 3-pole, line protection ETU560, LSIG, In=100 A overload protection Ir=40 A...100 A short-circuit protection Isd=0.6..10x In, Ii=1.5..12x In neutral conductor protection optionally with external current transformer, up to 160% ground-fault protection, can be switched off Ig=0.2...1 x In, tg=0.05-0.8s terminal connection | 36900 | 1 | ZN | 1
3VA2110-5JQ42-0AA0 |  | circuit breaker 3VA2 IEC Frame 160 breaking capacity class M Icu=55 kA @ 415 V 4-pole, line protection ETU560, LSIG, In=100 A overload protection Ir=40 A...100 A short-circuit protection Isd=0.6..10x In, Ii=1.5..12x In neutral conductor protection adjustable (OFF, up to 160%) ground-fault protection, can be switched off Ig=0.2...1 x In= tg=0.05-0.8s nut keeper kit | 39900 | 1 | ZN | 1
3VA2110-5JQ46-0AA0 |  | circuit breaker 3VA2 IEC Frame 160 breaking capacity class M Icu=55 kA @ 415 V 4-pole, line protection ETU560, LSIG, In=100 A overload protection Ir=40 A...100 A short-circuit protection Isd=0.6..10x In, Ii=1.5..12x In neutral conductor protection adjustable (OFF, up to 160%) ground-fault protection, can be switched off Ig=0.2...1 x In= tg=0.05-0.8s terminal connection | 40800 | 1 | ZN | 1
3VA2110-5KP32-0AA0 |  | circuit breaker 3VA2 IEC Frame 160 breaking capacity class M Icu=55 kA @ 415 V 3-pole, line protection ETU850, LSI, In=100 A overload protection Ir=40 A...100 A short-circuit protection Isd=0.6..10x In, Ii=1.5..12x In neutral conductor protection optionally with external current transformer, up to 160% nut keeper kit | 34000 | 1 | ZN | 1
3VA2110-5KP36-0AA0 |  | circuit breaker 3VA2 IEC Frame 160 breaking capacity class M Icu=55 kA @ 415 V 3-pole, line protection ETU850, LSI, In=100 A overload protection Ir=40 A...100 A short-circuit protection Isd=0.6..10x In, Ii=1.5..12x In neutral conductor protection optionally with external current transformer, up to 160% terminal connection | 35300 | 1 | ZN | 1
3VA2110-5KP42-0AA0 |  | circuit breaker 3VA2 IEC Frame 160 breaking capacity class M Icu=55 kA @ 415 V 4-pole, line protection ETU850, LSI, In=100 A overload protection Ir=40 A...100 A short-circuit protection Isd=0.6..10x In, Ii=1.5..12x In neutral conductor protection adjustable (OFF, up to 160%) nut keeper kit | 38400 | 1 | ZN | 1
3VA2110-5KP46-0AA0 |  | circuit breaker 3VA2 IEC Frame 160 breaking capacity class M Icu=55 kA @ 415 V 4-pole, line protection ETU850, LSI, In=100 A overload protection Ir=40 A...100 A short-circuit protection Isd=0.6..10x In, Ii=1.5..12x In neutral conductor protection adjustable (OFF, up to 160%) terminal connection | 39500 | 1 | ZN | 1
3VA2110-5KQ32-0AA0 |  | circuit breaker 3VA2 IEC Frame 160 breaking capacity class M Icu=55 kA @ 415 V 3-pole, line protection ETU860, LSIG, In=100 A overload protection Ir=40 A...100 A short-circuit protection Isd=0.6..10x In, Ii=1.5..12x In neutral conductor protection optionally with external current transformer, up to 160% ground-fault protection, can be switched off Ig=0.2...1 x In, tg=0.05-0.8s nut keeper kit | 38400 | 1 | ZN | 1
3VA2110-5KQ36-0AA0 |  | circuit breaker 3VA2 IEC Frame 160 breaking capacity class M Icu=55 kA @ 415 V 3-pole, line protection ETU860, LSIG, In=100 A overload protection Ir=40 A...100 A short-circuit protection Isd=0.6..10x In, Ii=1.5..12x In neutral conductor protection optionally with external current transformer, up to 160% ground-fault protection, can be switched off Ig=0.2...1 x In, tg=0.05-0.8s terminal connection | 38900 | 1 | ZN | 1
3VA2110-5KQ42-0AA0 |  | circuit breaker 3VA2 IEC Frame 160 breaking capacity class M Icu=55 kA @ 415 V 4-pole, line protection ETU860, LSIG, In=100 A overload protection Ir=40 A...100 A short-circuit protection Isd=0.6..10x In, Ii=1.5..12x In neutral conductor protection adjustable (OFF, up to 160%) ground-fault protection, can be switched off Ig=0.2...1 x In= tg=0.05-0.8s nut keeper kit | 42700 | 1 | ZN | 1
3VA2110-5KQ46-0AA0 |  | circuit breaker 3VA2 IEC Frame 160 breaking capacity class M Icu=55 kA @ 415 V 4-pole, line protection ETU860, LSIG, In=100 A overload protection Ir=40 A...100 A short-circuit protection Isd=0.6..10x In, Ii=1.5..12x In neutral conductor protection adjustable (OFF, up to 160%) ground-fault protection, can be switched off Ig=0.2...1 x In= tg=0.05-0.8s terminal connection | 43300 | 1 | ZN | 1
3VA2110-5MN32-0AA0 |  | circuit breaker 3VA2 IEC Frame 160 breaking capacity class M Icu=55 kA @ 415 V 3-pole, motor protection ETU350M, LSI, In=100 A overload protection Ir=40 A...100 A short-circuit protection Isd=3...15 x Ir, Ii=15 x In nut keeper kit | 15700 | 1 | ZN | 1
3VA2110-5MN32-0HH0 |  | circuit breaker 3VA2 IEC Frame 160 breaking capacity class M Icu=55 kA @ 415 V 3-pole, motor protection ETU350M, LSI, In=100 A overload protection Ir=40 A...100 A short-circuit protection Isd=3...15 x Ir, Ii=15 x In nut keeper kit shunt trip (STL) 12-30 V DC, 24 V AC 50/60 Hz 2 auxiliary switches HQ 1 trip alarm switch HQ | 20400 | 1 | ZN | 1
3VA2110-5MN36-0AA0 |  | circuit breaker 3VA2 IEC Frame 160 breaking capacity class M Icu=55 kA @ 415 V 3-pole, motor protection ETU350M, LSI, In=100 A overload protection Ir=40 A...100 A short-circuit protection Isd=3...15 x Ir, Ii=15 x In terminal connection | 16400 | 1 | ZN | 1
3VA2110-5MN36-0AB0 |  | circuit breaker 3VA2 IEC Frame 160 breaking capacity class M Icu=55 kA @ 415 V 3-pole, motor protection ETU350M, LSI, In=100 A overload protection Ir=40 A...100 A short-circuit protection Isd=3...15 x Ir, Ii=15 x In terminal connection 2 auxiliary switches HP | 18400 | 1 | ZN | 1
3VA2110-5MN36-0AC0 |  | circuit breaker 3VA2 IEC Frame 160 breaking capacity class M Icu=55 kA @ 415 V 3-pole, motor protection ETU350M, LSI, In=100 A overload protection Ir=40 A...100 A short-circuit protection Isd=3...15 x Ir, Ii=15 x In terminal connection 2 auxiliary switches HQ | 17800 | 1 | ZN | 1
3VA2110-5MP32-0AA0 |  | circuit breaker 3VA2 IEC Frame 160 breaking capacity class M Icu=55 kA @ 415 V 3-pole, motor protection ETU550M, LSI, In=100 A overload protection Ir=40 A ...100 A short-circuit protection Isd=1.2... 15x In,Ii=3..15x In nut keeper kit | 21400 | 1 | ZN | 1
3VA2110-5MQ32-0AA0 |  | circuit breaker 3VA2 IEC Frame 160 breaking capacity class M Icu=55 kA @ 415 V 3-pole, motor protection ETU860M, LSIG, In=100 A overload protection Ir=40 A...100 A short-circuit protection Isd=1.2..15x In, Ii=3..15x In ground-fault protection, can be switched off Ig=0.2...1 x In, tg=0.05-0.8s nut keeper kit | 29500 | 1 | ZN | 1
3VA2110-5MQ36-0AA0 |  | circuit breaker 3VA2 IEC Frame 160 breaking capacity class M Icu=55 kA @ 415 V 3-pole, motor protection ETU860M, LSIG, In=100 A overload protection Ir=40 A...100 A short-circuit protection Isd=1.2..15x In, Ii=3..15x In ground-fault protection, can be switched off Ig=0.2...1 x In, tg=0.05-0.8s terminal connection | 30100 | 1 | ZN | 1
3VA2110-6HK32-0AA0 |  | circuit breaker 3VA2 IEC Frame 160 breaking capacity class H Icu=85 kA @ 415 V 3-pole, line protection ETU340, ELISA LI, In=100 A overload protection Ir=40 A...100 A short-circuit protection Ii=15 x In nut keeper kit | 16600 | 1 | ZN | 1
3VA2110-6HK36-0AA0 |  | circuit breaker 3VA2 IEC Frame 160 breaking capacity class H Icu=85 kA @ 415 V 3-pole, line protection ETU340, ELISA LI, In=100 A overload protection Ir=40 A...100 A short-circuit protection Ii=15 x In terminal connection | 17200 | 1 | ZN | 1
3VA2110-6HK42-0AA0 |  | circuit breaker 3VA2 IEC Frame 160 breaking capacity class H Icu=85 kA @ 415 V 4-pole, line protection ETU340, ELISA LI, In=100 A overload protection Ir=40 A...100 A short-circuit protection Ii=15 x In neutral conductor protection adjustable (OFF, 50%, 100%) nut keeper kit | 21400 | 1 | ZN | 1
3VA2110-6HK46-0AA0 |  | circuit breaker 3VA2 IEC Frame 160 breaking capacity class H Icu=85 kA @ 415 V 4-pole, line protection ETU340, ELISA LI, In=100 A overload protection Ir=40 A...100 A short-circuit protection Ii=15 x In neutral conductor protection adjustable (OFF, 50%, 100%) terminal connection | 22100 | 1 | ZN | 1
3VA2110-6HL32-0AA0 |  | circuit breaker 3VA2 IEC Frame 160 breaking capacity class H Icu=85 kA @ 415 V 3-pole, line protection ETU320, LI, In=100 A overload protection Ir=40 A...100 A short-circuit protection Ii=1.5...12 x In nut keeper kit | 16600 | 1 | ZN | 1
3VA2110-6HL36-0AA0 |  | circuit breaker 3VA2 IEC Frame 160 breaking capacity class H Icu=85 kA @ 415 V 3-pole, line protection ETU320, LI, In=100 A overload protection Ir=40 A...100 A short-circuit protection Ii=1.5...12 x In terminal connection | 17200 | 1 | ZN | 1
3VA2110-6HL42-0AA0 |  | circuit breaker 3VA2 IEC Frame 160 breaking capacity class H Icu=85 kA @ 415 V 4-pole, line protection ETU320, LI, In=100 A overload protection Ir=40 A...100 A short-circuit protection Ii=1.5...12 x In neutral conductor protection adjustable (OFF, 50%, 100%) nut keeper kit | 21400 | 1 | ZN | 1
3VA2110-6HL46-0AA0 |  | circuit breaker 3VA2 IEC Frame 160 breaking capacity class H Icu=85 kA @ 415 V 4-pole, line protection ETU320, LI, In=100 A overload protection Ir=40 A...100 A short-circuit protection Ii=1.5...12 x In neutral conductor protection adjustable (OFF, 50%, 100%) terminal connection | 22100 | 1 | ZN | 1
3VA2110-6HM32-0AA0 |  | circuit breaker 3VA2 IEC Frame 160 breaking capacity class H Icu=85 kA @ 415 V 3-pole, line protection ETU330, LIG, In=100 A overload protection Ir=40 A...100 A short-circuit protection Ii=1.5...12 x In ground-fault protection Ig=0.2...1 x In, tg=0.1/0.3s nut keeper kit | 23800 | 1 | ZN | 1
3VA2110-6HM36-0AA0 |  | circuit breaker 3VA2 IEC Frame 160 breaking capacity class H Icu=85 kA @ 415 V 3-pole, line protection ETU330, LIG, In=100 A overload protection Ir=40 A...100 A short-circuit protection Ii=1.5...12 x In ground-fault protection Ig=0.2...1 x In, tg=0.1/0.3s terminal connection | 24400 | 1 | ZN | 1
3VA2110-6HM42-0AA0 |  | circuit breaker 3VA2 IEC Frame 160 breaking capacity class H Icu=85 kA @ 415 V 4-pole, line protection ETU330, LIG, In=100 A overload protection Ir=40 A...100 A short-circuit protection Ii=1.5...12 x In neutral conductor protection adjustable (OFF, 50%, 100%) ground-fault protection Ig=0.2...1 x In= tg=0.1/0.3s nut keeper kit | 28700 | 1 | ZN | 1
3VA2110-6HM46-0AA0 |  | circuit breaker 3VA2 IEC Frame 160 breaking capacity class H Icu=85 kA @ 415 V 4-pole, line protection ETU330, LIG, In=100 A overload protection Ir=40 A...100 A short-circuit protection Ii=1.5...12 x In neutral conductor protection adjustable (OFF, 50%, 100%) ground-fault protection Ig=0.2...1 x In= tg=0.1/0.3s terminal connection | 29300 | 1 | ZN | 1
3VA2110-6HN32-0AA0 |  | circuit breaker 3VA2 IEC Frame 160 breaking capacity class H Icu=85 kA @ 415 V 3-pole, line protection ETU350, LSI, In=100 A overload protection Ir=40 A...100 A short-circuit protection Isd=1.5...10 x Ir, Ii=12 x In nut keeper kit | 18300 | 1 | ZN | 1
3VA2110-6HN36-0AA0 |  | circuit breaker 3VA2 IEC Frame 160 breaking capacity class H Icu=85 kA @ 415 V 3-pole, line protection ETU350, LSI, In=100 A overload protection Ir=40 A...100 A short-circuit protection Isd=1.5...10 x Ir, Ii=12 x In terminal connection | 18900 | 1 | ZN | 1
3VA2110-6HN42-0AA0 |  | circuit breaker 3VA2 IEC Frame 160 breaking capacity class H Icu=85 kA @ 415 V 4-pole, line protection ETU350, LSI, In=100 A overload protection Ir=40 A...100 A short-circuit protection Isd=1.5...10 x Ir, Ii=12 x In neutral conductor protection adjustable (OFF, 50%, 100%) nut keeper kit | 22900 | 1 | ZN | 1
3VA2110-6HN46-0AA0 |  | circuit breaker 3VA2 IEC Frame 160 breaking capacity class H Icu=85 kA @ 415 V 4-pole, line protection ETU350, LSI, In=100 A overload protection Ir=40 A...100 A short-circuit protection Isd=1.5...10 x Ir, Ii=12 x In neutral conductor protection adjustable (OFF, 50%, 100%) terminal connection | 23800 | 1 | ZN | 1
3VA2110-6JP32-0AA0 |  | circuit breaker 3VA2 IEC Frame 160 breaking capacity class H Icu=85 kA @ 415 V 3-pole, line protection ETU550, LSI, In=100 A overload protection Ir=40 A...100 A short-circuit protection Isd=0.6..10x In, Ii=1.5..12x In neutral conductor protection optionally with external current transformer, up to 160% nut keeper kit | 30600 | 1 | ZN | 1
3VA2110-6JP36-0AA0 |  | circuit breaker 3VA2 IEC Frame 160 breaking capacity class H Icu=85 kA @ 415 V 3-pole, line protection ETU550, LSI, In=100 A overload protection Ir=40 A...100 A short-circuit protection Isd=0.6..10x In, Ii=1.5..12x In neutral conductor protection optionally with external current transformer, up to 160% terminal connection | 31000 | 1 | ZN | 1
3VA2110-6JP42-0AA0 |  | circuit breaker 3VA2 IEC Frame 160 breaking capacity class H Icu=85 kA @ 415 V 4-pole, line protection ETU550, LSI, In=100 A overload protection Ir=40 A...100 A short-circuit protection Isd=0.6..10x In, Ii=1.5..12x In neutral conductor protection adjustable (OFF, up to 160%) nut keeper kit | 34400 | 1 | ZN | 1
3VA2110-6JP46-0AA0 |  | circuit breaker 3VA2 IEC Frame 160 breaking capacity class H Icu=85 kA @ 415 V 4-pole, line protection ETU550, LSI, In=100 A overload protection Ir=40 A...100 A short-circuit protection Isd=0.6..10x In, Ii=1.5..12x In neutral conductor protection adjustable (OFF, up to 160%) terminal connection | 35900 | 1 | ZN | 1
3VA2110-6JQ32-0AA0 |  | circuit breaker 3VA2 IEC Frame 160 breaking capacity class H Icu=85 kA @ 415 V 3-pole, line protection ETU560, LSIG, In=100 A overload protection Ir=40 A...100 A short-circuit protection Isd=0.6..10x In, Ii=1.5..12x In neutral conductor protection optionally with external current transformer, up to 160% ground-fault protection, can be switched off Ig=0.2...1 x In, tg=0.05-0.8s nut keeper kit | 37600 | 1 | ZN | 1
3VA2110-6JQ36-0AA0 |  | circuit breaker 3VA2 IEC Frame 160 breaking capacity class H Icu=85 kA @ 415 V 3-pole, line protection ETU560, LSIG, In=100 A overload protection Ir=40 A...100 A short-circuit protection Isd=0.6..10x In, Ii=1.5..12x In neutral conductor protection optionally with external current transformer, up to 160% ground-fault protection, can be switched off Ig=0.2...1 x In, tg=0.05-0.8s terminal connection | 38000 | 1 | ZN | 1
3VA2110-6JQ42-0AA0 |  | circuit breaker 3VA2 IEC Frame 160 breaking capacity class H Icu=85 kA @ 415 V 4-pole, line protection ETU560, LSIG, In=100 A overload protection Ir=40 A...100 A short-circuit protection Isd=0.6..10x In, Ii=1.5..12x In neutral conductor protection adjustable (OFF, up to 160%) ground-fault protection, can be switched off Ig=0.2...1 x In= tg=0.05-0.8s nut keeper kit | 42000 | 1 | ZN | 1
3VA2110-6JQ46-0AA0 |  | circuit breaker 3VA2 IEC Frame 160 breaking capacity class H Icu=85 kA @ 415 V 4-pole, line protection ETU560, LSIG, In=100 A overload protection Ir=40 A...100 A short-circuit protection Isd=0.6..10x In, Ii=1.5..12x In neutral conductor protection adjustable (OFF, up to 160%) ground-fault protection, can be switched off Ig=0.2...1 x In= tg=0.05-0.8s terminal connection | 42900 | 1 | ZN | 1
3VA2110-6KP32-0AA0 |  | circuit breaker 3VA2 IEC Frame 160 breaking capacity class H Icu=85 kA @ 415 V 3-pole, line protection ETU850, LSI, In=100 A overload protection Ir=40 A...100 A short-circuit protection Isd=0.6..10x In, Ii=1.5..12x In neutral conductor protection optionally with external current transformer, up to 160% nut keeper kit | 36700 | 1 | ZN | 1
3VA2110-6KP36-0AA0 |  | circuit breaker 3VA2 IEC Frame 160 breaking capacity class H Icu=85 kA @ 415 V 3-pole, line protection ETU850, LSI, In=100 A overload protection Ir=40 A...100 A short-circuit protection Isd=0.6..10x In, Ii=1.5..12x In neutral conductor protection optionally with external current transformer, up to 160% terminal connection | 37000 | 1 | ZN | 1
3VA2110-6KP42-0AA0 |  | circuit breaker 3VA2 IEC Frame 160 breaking capacity class H Icu=85 kA @ 415 V 4-pole, line protection ETU850, LSI, In=100 A overload protection Ir=40 A...100 A short-circuit protection Isd=0.6..10x In, Ii=1.5..12x In neutral conductor protection adjustable (OFF, up to 160%) nut keeper kit | 40800 | 1 | ZN | 1
3VA2110-6KP46-0AA0 |  | circuit breaker 3VA2 IEC Frame 160 breaking capacity class H Icu=85 kA @ 415 V 4-pole, line protection ETU850, LSI, In=100 A overload protection Ir=40 A...100 A short-circuit protection Isd=0.6..10x In, Ii=1.5..12x In neutral conductor protection adjustable (OFF, up to 160%) terminal connection | 41600 | 1 | ZN | 1
3VA2110-6KQ32-0AA0 |  | circuit breaker 3VA2 IEC Frame 160 breaking capacity class H Icu=85 kA @ 415 V 3-pole, line protection ETU860, LSIG, In=100 A overload protection Ir=40 A...100 A short-circuit protection Isd=0.6..10x In, Ii=1.5..12x In neutral conductor protection optionally with external current transformer, up to 160% ground-fault protection, can be switched off Ig=0.2...1 x In, tg=0.05-0.8s nut keeper kit | 40400 | 1 | ZN | 1
3VA2110-6KQ36-0AA0 |  | circuit breaker 3VA2 IEC Frame 160 breaking capacity class H Icu=85 kA @ 415 V 3-pole, line protection ETU860, LSIG, In=100 A overload protection Ir=40 A...100 A short-circuit protection Isd=0.6..10x In, Ii=1.5..12x In neutral conductor protection optionally with external current transformer, up to 160% ground-fault protection, can be switched off Ig=0.2...1 x In, tg=0.05-0.8s terminal connection | 41200 | 1 | ZN | 1
3VA2110-6KQ42-0AA0 |  | circuit breaker 3VA2 IEC Frame 160 breaking capacity class H Icu=85 kA @ 415 V 4-pole, line protection ETU860, LSIG, In=100 A overload protection Ir=40 A...100 A short-circuit protection Isd=0.6..10x In, Ii=1.5..12x In neutral conductor protection adjustable (OFF, up to 160%) ground-fault protection, can be switched off Ig=0.2...1 x In= tg=0.05-0.8s nut keeper kit | 45000 | 1 | ZN | 1
3VA2110-6KQ46-0AA0 |  | circuit breaker 3VA2 IEC Frame 160 breaking capacity class H Icu=85 kA @ 415 V 4-pole, line protection ETU860, LSIG, In=100 A overload protection Ir=40 A...100 A short-circuit protection Isd=0.6..10x In, Ii=1.5..12x In neutral conductor protection adjustable (OFF, up to 160%) ground-fault protection, can be switched off Ig=0.2...1 x In= tg=0.05-0.8s terminal connection | 45700 | 1 | ZN | 1
3VA2110-7HK32-0AA0 |  | circuit breaker 3VA2 IEC Frame 160 breaking capacity class C Icu=110 kA @ 415 V 3-pole, line protection ETU340, ELISA LI, In=100 A overload protection Ir=40 A...100 A short-circuit protection Ii=15 x In nut keeper kit | 17700 | 1 | ZN | 1
3VA2110-7HK36-0AA0 |  | circuit breaker 3VA2 IEC Frame 160 breaking capacity class C Icu=110 kA @ 415 V 3-pole, line protection ETU340, ELISA LI, In=100 A overload protection Ir=40 A...100 A short-circuit protection Ii=15 x In terminal connection | 18300 | 1 | ZN | 1
3VA2110-7HK42-0AA0 |  | circuit breaker 3VA2 IEC Frame 160 breaking capacity class C Icu=110 kA @ 415 V 4-pole, line protection ETU340, ELISA LI, In=100 A overload protection Ir=40 A...100 A short-circuit protection Ii=15 x In neutral conductor protection adjustable (OFF, 50%, 100%) nut keeper kit | 22700 | 1 | ZN | 1
3VA2110-7HK46-0AA0 |  | circuit breaker 3VA2 IEC Frame 160 breaking capacity class C Icu=110 kA @ 415 V 4-pole, line protection ETU340, ELISA LI, In=100 A overload protection Ir=40 A...100 A short-circuit protection Ii=15 x In neutral conductor protection adjustable (OFF, 50%, 100%) terminal connection | 23600 | 1 | ZN | 1
3VA2110-7HL32-0AA0 |  | circuit breaker 3VA2 IEC Frame 160 breaking capacity class C Icu=110 kA @ 415 V 3-pole, line protection ETU320, LI, In=100 A overload protection Ir=40 A...100 A short-circuit protection Ii=1.5...12 x In nut keeper kit | 17700 | 1 | ZN | 1
3VA2110-7HL36-0AA0 |  | circuit breaker 3VA2 IEC Frame 160 breaking capacity class C Icu=110 kA @ 415 V 3-pole, line protection ETU320, LI, In=100 A overload protection Ir=40 A...100 A short-circuit protection Ii=1.5...12 x In terminal connection | 18300 | 1 | ZN | 1
3VA2110-7HL42-0AA0 |  | circuit breaker 3VA2 IEC Frame 160 breaking capacity class C Icu=110 kA @ 415 V 4-pole, line protection ETU320, LI, In=100 A overload protection Ir=40 A...100 A short-circuit protection Ii=1.5...12 x In neutral conductor protection adjustable (OFF, 50%, 100%) nut keeper kit | 22700 | 1 | ZN | 1
3VA2110-7HL46-0AA0 |  | circuit breaker 3VA2 IEC Frame 160 breaking capacity class C Icu=110 kA @ 415 V 4-pole, line protection ETU320, LI, In=100 A overload protection Ir=40 A...100 A short-circuit protection Ii=1.5...12 x In neutral conductor protection adjustable (OFF, 50%, 100%) terminal connection | 23600 | 1 | ZN | 1
3VA2110-7HM32-0AA0 |  | circuit breaker 3VA2 IEC Frame 160 breaking capacity class C Icu=110 kA @ 415 V 3-pole, line protection ETU330, LIG, In=100 A overload protection Ir=40 A...100 A short-circuit protection Ii=1.5...12 x In ground-fault protection Ig=0.2...1 x In, tg=0.1/0.3s nut keeper kit | 24900 | 1 | ZN | 1
3VA2110-7HM36-0AA0 |  | circuit breaker 3VA2 IEC Frame 160 breaking capacity class C Icu=110 kA @ 415 V 3-pole, line protection ETU330, LIG, In=100 A overload protection Ir=40 A...100 A short-circuit protection Ii=1.5...12 x In ground-fault protection Ig=0.2...1 x In, tg=0.1/0.3s terminal connection | 25500 | 1 | ZN | 1
3VA2110-7HM42-0AA0 |  | circuit breaker 3VA2 IEC Frame 160 breaking capacity class C Icu=110 kA @ 415 V 4-pole, line protection ETU330, LIG, In=100 A overload protection Ir=40 A...100 A short-circuit protection Ii=1.5...12 x In neutral conductor protection adjustable (OFF, 50%, 100%) ground-fault protection Ig=0.2...1 x In= tg=0.1/0.3s nut keeper kit | 29700 | 1 | ZN | 1
3VA2110-7HM46-0AA0 |  | circuit breaker 3VA2 IEC Frame 160 breaking capacity class C Icu=110 kA @ 415 V 4-pole, line protection ETU330, LIG, In=100 A overload protection Ir=40 A...100 A short-circuit protection Ii=1.5...12 x In neutral conductor protection adjustable (OFF, 50%, 100%) ground-fault protection Ig=0.2...1 x In= tg=0.1/0.3s terminal connection | 31000 | 1 | ZN | 1
3VA2110-7HN32-0AA0 |  | circuit breaker 3VA2 IEC Frame 160 breaking capacity class C Icu=110 kA @ 415 V 3-pole, line protection ETU350, LSI, In=100 A overload protection Ir=40 A...100 A short-circuit protection Isd=1.5...10 x Ir, Ii=12 x In nut keeper kit | 19300 | 1 | ZN | 1
3VA2110-7HN36-0AA0 |  | circuit breaker 3VA2 IEC Frame 160 breaking capacity class C Icu=110 kA @ 415 V 3-pole, line protection ETU350, LSI, In=100 A overload protection Ir=40 A...100 A short-circuit protection Isd=1.5...10 x Ir, Ii=12 x In terminal connection | 20200 | 1 | ZN | 1
3VA2110-7HN42-0AA0 |  | circuit breaker 3VA2 IEC Frame 160 breaking capacity class C Icu=110 kA @ 415 V 4-pole, line protection ETU350, LSI, In=100 A overload protection Ir=40 A...100 A short-circuit protection Isd=1.5...10 x Ir, Ii=12 x In neutral conductor protection adjustable (OFF, 50%, 100%) nut keeper kit | 24400 | 1 | ZN | 1
3VA2110-7HN46-0AA0 |  | circuit breaker 3VA2 IEC Frame 160 breaking capacity class C Icu=110 kA @ 415 V 4-pole, line protection ETU350, LSI, In=100 A overload protection Ir=40 A...100 A short-circuit protection Isd=1.5...10 x Ir, Ii=12 x In neutral conductor protection adjustable (OFF, 50%, 100%) terminal connection | 25300 | 1 | ZN | 1
3VA2110-7JP32-0AA0 |  | circuit breaker 3VA2 IEC Frame 160 breaking capacity class C Icu=110 kA @ 415 V 3-pole, line protection ETU550, LSI, In=100 A overload protection Ir=40 A...100 A short-circuit protection Isd=0.6..10x In, Ii=1.5..12x In neutral conductor protection optionally with external current transformer, up to 160% nut keeper kit | 31600 | 1 | ZN | 1
3VA2110-7JP36-0AA0 |  | circuit breaker 3VA2 IEC Frame 160 breaking capacity class C Icu=110 kA @ 415 V 3-pole, line protection ETU550, LSI, In=100 A overload protection Ir=40 A...100 A short-circuit protection Isd=0.6..10x In, Ii=1.5..12x In neutral conductor protection optionally with external current transformer, up to 160% terminal connection | 31900 | 1 | ZN | 1
3VA2110-7JP42-0AA0 |  | circuit breaker 3VA2 IEC Frame 160 breaking capacity class C Icu=110 kA @ 415 V 4-pole, line protection ETU550, LSI, In=100 A overload protection Ir=40 A...100 A short-circuit protection Isd=0.6..10x In, Ii=1.5..12x In neutral conductor protection adjustable (OFF, up to 160%) nut keeper kit | 36700 | 1 | ZN | 1
3VA2110-7JP46-0AA0 |  | circuit breaker 3VA2 IEC Frame 160 breaking capacity class C Icu=110 kA @ 415 V 4-pole, line protection ETU550, LSI, In=100 A overload protection Ir=40 A...100 A short-circuit protection Isd=0.6..10x In, Ii=1.5..12x In neutral conductor protection adjustable (OFF, up to 160%) terminal connection | 37600 | 1 | ZN | 1
3VA2110-7JQ32-0AA0 |  | circuit breaker 3VA2 IEC Frame 160 breaking capacity class C Icu=110 kA @ 415 V 3-pole, line protection ETU560, LSIG, In=100 A overload protection Ir=40 A...100 A short-circuit protection Isd=0.6..10x In, Ii=1.5..12x In neutral conductor protection optionally with external current transformer, up to 160% ground-fault protection, can be switched off Ig=0.2...1 x In, tg=0.05-0.8s nut keeper kit | 38400 | 1 | ZN | 1
3VA2110-7JQ36-0AA0 |  | circuit breaker 3VA2 IEC Frame 160 breaking capacity class C Icu=110 kA @ 415 V 3-pole, line protection ETU560, LSIG, In=100 A overload protection Ir=40 A...100 A short-circuit protection Isd=0.6..10x In, Ii=1.5..12x In neutral conductor protection optionally with external current transformer, up to 160% ground-fault protection, can be switched off Ig=0.2...1 x In, tg=0.05-0.8s terminal connection | 38900 | 1 | ZN | 1
3VA2110-7JQ42-0AA0 |  | circuit breaker 3VA2 IEC Frame 160 breaking capacity class C Icu=110 kA @ 415 V 4-pole, line protection ETU560, LSIG, In=100 A overload protection Ir=40 A...100 A short-circuit protection Isd=0.6..10x In, Ii=1.5..12x In neutral conductor protection adjustable (OFF, up to 160%) ground-fault protection, can be switched off Ig=0.2...1 x In= tg=0.05-0.8s nut keeper kit | 43300 | 1 | ZN | 1
3VA2110-7JQ46-0AA0 |  | circuit breaker 3VA2 IEC Frame 160 breaking capacity class C Icu=110 kA @ 415 V 4-pole, line protection ETU560, LSIG, In=100 A overload protection Ir=40 A...100 A short-circuit protection Isd=0.6..10x In, Ii=1.5..12x In neutral conductor protection adjustable (OFF, up to 160%) ground-fault protection, can be switched off Ig=0.2...1 x In= tg=0.05-0.8s terminal connection | 44600 | 1 | ZN | 1
3VA2110-7KP32-0AA0 |  | circuit breaker 3VA2 IEC Frame 160 breaking capacity class C Icu=110 kA @ 415 V 3-pole, line protection ETU850, LSI, In=100 A overload protection Ir=40 A...100 A short-circuit protection Isd=0.6..10x In, Ii=1.5..12x In neutral conductor protection optionally with external current transformer, up to 160% nut keeper kit | 37600 | 1 | ZN | 1
3VA2110-7KP36-0AA0 |  | circuit breaker 3VA2 IEC Frame 160 breaking capacity class C Icu=110 kA @ 415 V 3-pole, line protection ETU850, LSI, In=100 A overload protection Ir=40 A...100 A short-circuit protection Isd=0.6..10x In, Ii=1.5..12x In neutral conductor protection optionally with external current transformer, up to 160% terminal connection | 38000 | 1 | ZN | 1
3VA2110-7KP42-0AA0 |  | circuit breaker 3VA2 IEC Frame 160 breaking capacity class C Icu=110 kA @ 415 V 4-pole, line protection ETU850, LSI, In=100 A overload protection Ir=40 A...100 A short-circuit protection Isd=0.6..10x In, Ii=1.5..12x In neutral conductor protection adjustable (OFF, up to 160%) nut keeper kit | 42300 | 1 | ZN | 1
3VA2110-7KP46-0AA0 |  | circuit breaker 3VA2 IEC Frame 160 breaking capacity class C Icu=110 kA @ 415 V 4-pole, line protection ETU850, LSI, In=100 A overload protection Ir=40 A...100 A short-circuit protection Isd=0.6..10x In, Ii=1.5..12x In neutral conductor protection adjustable (OFF, up to 160%) terminal connection | 43300 | 1 | ZN | 1
3VA2110-7KQ32-0AA0 |  | circuit breaker 3VA2 IEC Frame 160 breaking capacity class C Icu=110 kA @ 415 V 3-pole, line protection ETU860, LSIG, In=100 A overload protection Ir=40 A...100 A short-circuit protection Isd=0.6..10x In, Ii=1.5..12x In neutral conductor protection optionally with external current transformer, up to 160% ground-fault protection, can be switched off Ig=0.2...1 x In, tg=0.05-0.8s nut keeper kit | 41600 | 1 | ZN | 1
3VA2110-7KQ36-0AA0 |  | circuit breaker 3VA2 IEC Frame 160 breaking capacity class C Icu=110 kA @ 415 V 3-pole, line protection ETU860, LSIG, In=100 A overload protection Ir=40 A...100 A short-circuit protection Isd=0.6..10x In, Ii=1.5..12x In neutral conductor protection optionally with external current transformer, up to 160% ground-fault protection, can be switched off Ig=0.2...1 x In, tg=0.05-0.8s terminal connection | 42300 | 1 | ZN | 1
3VA2110-7KQ42-0AA0 |  | circuit breaker 3VA2 IEC Frame 160 breaking capacity class C Icu=110 kA @ 415 V 4-pole, line protection ETU860, LSIG, In=100 A overload protection Ir=40 A...100 A short-circuit protection Isd=0.6..10x In, Ii=1.5..12x In neutral conductor protection adjustable (OFF, up to 160%) ground-fault protection, can be switched off Ig=0.2...1 x In= tg=0.05-0.8s nut keeper kit | 46300 | 1 | ZN | 1
3VA2110-7KQ46-0AA0 |  | circuit breaker 3VA2 IEC Frame 160 breaking capacity class C Icu=110 kA @ 415 V 4-pole, line protection ETU860, LSIG, In=100 A overload protection Ir=40 A...100 A short-circuit protection Isd=0.6..10x In, Ii=1.5..12x In neutral conductor protection adjustable (OFF, up to 160%) ground-fault protection, can be switched off Ig=0.2...1 x In= tg=0.05-0.8s terminal connection | 47100 | 1 | ZN | 1
3VA2110-7MN32-0AA0 |  | circuit breaker 3VA2 IEC Frame 160 breaking capacity class C Icu=110 kA @ 415 V 3-pole, motor protection ETU350M, LSI, In=100 A overload protection Ir=40 A...100 A short-circuit protection Isd=3...15 x Ir, Ii=15 x In nut keeper kit | 18300 | 1 | ZN | 1
3VA2110-7MN32-0AC0 |  | circuit breaker 3VA2 IEC Frame 160 breaking capacity class C Icu=110 kA @ 415 V 3-pole, motor protection ETU350M, LSI, In=100 A overload protection Ir=40 A...100 A short-circuit protection Isd=3...15 x Ir, Ii=15 x In nut keeper kit 2 auxiliary switches HQ | 19800 | 1 | ZN | 1
3VA2110-7MN36-0AA0 |  | circuit breaker 3VA2 IEC Frame 160 breaking capacity class C Icu=110 kA @ 415 V 3-pole, motor protection ETU350M, LSI, In=100 A overload protection Ir=40 A...100 A short-circuit protection Isd=3...15 x Ir, Ii=15 x In terminal connection | 19100 | 1 | ZN | 1
3VA2110-7MP32-0AA0 |  | circuit breaker 3VA2 IEC Frame 160 breaking capacity class C Icu=110 kA @ 415 V 3-pole, motor protection ETU550M, LSI, In=100 A overload protection Ir=40 A ...100 A short-circuit protection Isd=1.2... 15x In,Ii=3..15x In nut keeper kit | 23800 | 1 | ZN | 1
3VA2110-7MQ32-0AA0 |  | circuit breaker 3VA2 IEC Frame 160 breaking capacity class C Icu=110 kA @ 415 V 3-pole, motor protection ETU860M, LSIG, In=100 A overload protection Ir=40 A...100 A short-circuit protection Isd=1.2..15x In, Ii=3..15x In ground-fault protection, can be switched off Ig=0.2...1 x In, tg=0.05-0.8s nut keeper kit | 31900 | 1 | ZN | 1
3VA2110-7MQ36-0AA0 |  | circuit breaker 3VA2 IEC Frame 160 breaking capacity class C Icu=110 kA @ 415 V 3-pole, motor protection ETU860M, LSIG, In=100 A overload protection Ir=40 A...100 A short-circuit protection Isd=1.2..15x In, Ii=3..15x In ground-fault protection, can be switched off Ig=0.2...1 x In, tg=0.05-0.8s terminal connection | 32900 | 1 | ZN | 1
3VA2110-7MS32-0AA0 |  | circuit breaker 3VA2 IEC Frame 160 breaking capacity class C Icu=110 kA @ 415 V 3-pole, starter protection ETU310M, I, In=100 A without overload protection short-circuit protection Ii=3...15 x In nut keeper kit | 13200 | 1 | ZN | 1
3VA2110-7MS32-0AE0 |  | circuit breaker 3VA2 IEC Frame 160 breaking capacity class C Icu=110 kA @ 415 V 3-pole, starter protection ETU310M, I, In=100 A without overload protection Ir=40 A...100 A short-circuit protection Ii=3...15 x In nut keeper kit 4 auxiliary switches HQ | 15900 | 1 | ZN | 1
3VA2110-7MS32-0BH0 |  | circuit breaker 3VA2 IEC Frame 160 breaking capacity class C Icu=110 kA @ 415 V 3-pole, starter protection ETU310M, I, In=100 A without overload protection Ir=40 A...100 A short-circuit protection Ii=3...15 x In nut keeper kit undervoltage release (UVR) 24 V DC 2 auxiliary switches HQ 1 trip alarm switch HQ | 18400 | 1 | ZN | 1
3VA2110-7MS36-0AA0 |  | circuit breaker 3VA2 IEC Frame 160 breaking capacity class C Icu=110 kA @ 415 V 3-pole, starter protection ETU310M, I, In=100 A without overload protection short-circuit protection Ii=3...15 x In terminal connection | 13900 | 1 | ZN | 1
3VA2110-7MS36-0CC0 |  | circuit breaker 3VA2 IEC Frame 160 breaking capacity class C Icu=110 kA @ 415 V 3-pole, starter protection ETU310M, I, In=100 A without overload protection Ir=40 A...100 A short-circuit protection Ii=3...15 x In terminal connection undervoltage release (UVR) 120-127 V AC 50/60 Hz 2 auxiliary switches HQ | 18400 | 1 | ZN | 1
3VA2110-8HK32-0AA0 |  | circuit breaker 3VA2 IEC Frame 160 breaking capacity class L Icu=150 kA @ 415 V 3-pole, line protection ETU340, ELISA LI, In=100 A overload protection Ir=40 A...100 A short-circuit protection Ii=15 x In nut keeper kit | 20000 | 1 | ZN | 1
3VA2110-8HK36-0AA0 |  | circuit breaker 3VA2 IEC Frame 160 breaking capacity class L Icu=150 kA @ 415 V 3-pole, line protection ETU340, ELISA LI, In=100 A overload protection Ir=40 A...100 A short-circuit protection Ii=15 x In terminal connection | 20800 | 1 | ZN | 1
3VA2110-8HK42-0AA0 |  | circuit breaker 3VA2 IEC Frame 160 breaking capacity class L Icu=150 kA @ 415 V 4-pole, line protection ETU340, ELISA LI, In=100 A overload protection Ir=40 A...100 A short-circuit protection Ii=15 x In neutral conductor protection adjustable (OFF, 50%, 100%) nut keeper kit | 25700 | 1 | ZN | 1
3VA2110-8HK46-0AA0 |  | circuit breaker 3VA2 IEC Frame 160 breaking capacity class L Icu=150 kA @ 415 V 4-pole, line protection ETU340, ELISA LI, In=100 A overload protection Ir=40 A...100 A short-circuit protection Ii=15 x In neutral conductor protection adjustable (OFF, 50%, 100%) terminal connection | 26600 | 1 | ZN | 1
3VA2110-8HL32-0AA0 |  | circuit breaker 3VA2 IEC Frame 160 breaking capacity class L Icu=150 kA @ 415 V 3-pole, line protection ETU320, LI, In=100 A overload protection Ir=40 A...100 A short-circuit protection Ii=1.5...12 x In nut keeper kit | 20000 | 1 | ZN | 1
3VA2110-8HL36-0AA0 |  | circuit breaker 3VA2 IEC Frame 160 breaking capacity class L Icu=150 kA @ 415 V 3-pole, line protection ETU320, LI, In=100 A overload protection Ir=40 A...100 A short-circuit protection Ii=1.5...12 x In terminal connection | 20800 | 1 | ZN | 1
3VA2110-8HL42-0AA0 |  | circuit breaker 3VA2 IEC Frame 160 breaking capacity class L Icu=150 kA @ 415 V 4-pole, line protection ETU320, LI, In=100 A overload protection Ir=40 A...100 A short-circuit protection Ii=1.5...12 x In neutral conductor protection adjustable (OFF, 50%, 100%) nut keeper kit | 25700 | 1 | ZN | 1
3VA2110-8HL46-0AA0 |  | circuit breaker 3VA2 IEC Frame 160 breaking capacity class L Icu=150 kA @ 415 V 4-pole, line protection ETU320, LI, In=100 A overload protection Ir=40 A...100 A short-circuit protection Ii=1.5...12 x In neutral conductor protection adjustable (OFF, 50%, 100%) terminal connection | 26600 | 1 | ZN | 1
3VA2110-8HM32-0AA0 |  | circuit breaker 3VA2 IEC Frame 160 breaking capacity class L Icu=150 kA @ 415 V 3-pole, line protection ETU330, LIG, In=100 A overload protection Ir=40 A...100 A short-circuit protection Ii=1.5...12 x In ground-fault protection Ig=0.2...1 x In, tg=0.1/0.3s nut keeper kit | 27200 | 1 | ZN | 1
3VA2110-8HM36-0AA0 |  | circuit breaker 3VA2 IEC Frame 160 breaking capacity class L Icu=150 kA @ 415 V 3-pole, line protection ETU330, LIG, In=100 A overload protection Ir=40 A...100 A short-circuit protection Ii=1.5...12 x In ground-fault protection Ig=0.2...1 x In, tg=0.1/0.3s terminal connection | 28000 | 1 | ZN | 1
3VA2110-8HM42-0AA0 |  | circuit breaker 3VA2 IEC Frame 160 breaking capacity class L Icu=150 kA @ 415 V 4-pole, line protection ETU330, LIG, In=100 A overload protection Ir=40 A...100 A short-circuit protection Ii=1.5...12 x In neutral conductor protection adjustable (OFF, 50%, 100%) ground-fault protection Ig=0.2...1 x In= tg=0.1/0.3s nut keeper kit | 32900 | 1 | ZN | 1
3VA2110-8HM46-0AA0 |  | circuit breaker 3VA2 IEC Frame 160 breaking capacity class L Icu=150 kA @ 415 V 4-pole, line protection ETU330, LIG, In=100 A overload protection Ir=40 A...100 A short-circuit protection Ii=1.5...12 x In neutral conductor protection adjustable (OFF, 50%, 100%) ground-fault protection Ig=0.2...1 x In= tg=0.1/0.3s terminal connection | 33500 | 1 | ZN | 1
3VA2110-8HN32-0AA0 |  | circuit breaker 3VA2 IEC Frame 160 breaking capacity class L Icu=150 kA @ 415 V 3-pole, line protection ETU350, LSI, In=100 A overload protection Ir=40 A...100 A short-circuit protection Isd=1.5...10 x Ir, Ii=12 x In nut keeper kit | 21700 | 1 | ZN | 1
3VA2110-8HN36-0AA0 |  | circuit breaker 3VA2 IEC Frame 160 breaking capacity class L Icu=150 kA @ 415 V 3-pole, line protection ETU350, LSI, In=100 A overload protection Ir=40 A...100 A short-circuit protection Isd=1.5...10 x Ir, Ii=12 x In terminal connection | 22300 | 1 | ZN | 1
3VA2110-8HN42-0AA0 |  | circuit breaker 3VA2 IEC Frame 160 breaking capacity class L Icu=150 kA @ 415 V 4-pole, line protection ETU350, LSI, In=100 A overload protection Ir=40 A...100 A short-circuit protection Isd=1.5...10 x Ir, Ii=12 x In neutral conductor protection adjustable (OFF, 50%, 100%) nut keeper kit | 27400 | 1 | ZN | 1
3VA2110-8HN46-0AA0 |  | circuit breaker 3VA2 IEC Frame 160 breaking capacity class L Icu=150 kA @ 415 V 4-pole, line protection ETU350, LSI, In=100 A overload protection Ir=40 A...100 A short-circuit protection Isd=1.5...10 x Ir, Ii=12 x In neutral conductor protection adjustable (OFF, 50%, 100%) terminal connection | 28700 | 1 | ZN | 1
3VA2110-8JP32-0AA0 |  | circuit breaker 3VA2 IEC Frame 160 breaking capacity class L Icu=150 kA @ 415 V 3-pole, line protection ETU550, LSI, In=100 A overload protection Ir=40 A...100 A short-circuit protection Isd=0.6..10x In, Ii=1.5..12x In neutral conductor protection optionally with external current transformer, up to 160% nut keeper kit | 33300 | 1 | ZN | 1
3VA2110-8JP36-0AA0 |  | circuit breaker 3VA2 IEC Frame 160 breaking capacity class L Icu=150 kA @ 415 V 3-pole, line protection ETU550, LSI, In=100 A overload protection Ir=40 A...100 A short-circuit protection Isd=0.6..10x In, Ii=1.5..12x In neutral conductor protection optionally with external current transformer, up to 160% terminal connection | 34000 | 1 | ZN | 1
3VA2110-8JP42-0AA0 |  | circuit breaker 3VA2 IEC Frame 160 breaking capacity class L Icu=150 kA @ 415 V 4-pole, line protection ETU550, LSI, In=100 A overload protection Ir=40 A...100 A short-circuit protection Isd=0.6..10x In, Ii=1.5..12x In neutral conductor protection adjustable (OFF, up to 160%) nut keeper kit | 39500 | 1 | ZN | 1
3VA2110-8JP46-0AA0 |  | circuit breaker 3VA2 IEC Frame 160 breaking capacity class L Icu=150 kA @ 415 V 4-pole, line protection ETU550, LSI, In=100 A overload protection Ir=40 A...100 A short-circuit protection Isd=0.6..10x In, Ii=1.5..12x In neutral conductor protection adjustable (OFF, up to 160%) terminal connection | 40400 | 1 | ZN | 1
3VA2110-8JQ32-0AA0 |  | circuit breaker 3VA2 IEC Frame 160 breaking capacity class L Icu=150 kA @ 415 V 3-pole, line protection ETU560, LSIG, In=100 A overload protection Ir=40 A...100 A short-circuit protection Isd=0.6..10x In, Ii=1.5..12x In neutral conductor protection optionally with external current transformer, up to 160% ground-fault protection, can be switched off Ig=0.2...1 x In, tg=0.05-0.8s nut keeper kit | 40800 | 1 | ZN | 1
3VA2110-8JQ36-0AA0 |  | circuit breaker 3VA2 IEC Frame 160 breaking capacity class L Icu=150 kA @ 415 V 3-pole, line protection ETU560, LSIG, In=100 A overload protection Ir=40 A...100 A short-circuit protection Isd=0.6..10x In, Ii=1.5..12x In neutral conductor protection optionally with external current transformer, up to 160% ground-fault protection, can be switched off Ig=0.2...1 x In, tg=0.05-0.8s terminal connection | 41600 | 1 | ZN | 1
3VA2110-8JQ42-0AA0 |  | circuit breaker 3VA2 IEC Frame 160 breaking capacity class L Icu=150 kA @ 415 V 4-pole, line protection ETU560, LSIG, In=100 A overload protection Ir=40 A...100 A short-circuit protection Isd=0.6..10x In, Ii=1.5..12x In neutral conductor protection adjustable (OFF, up to 160%) ground-fault protection, can be switched off Ig=0.2...1 x In= tg=0.05-0.8s nut keeper kit | 46700 | 1 | ZN | 1
3VA2110-8JQ46-0AA0 |  | circuit breaker 3VA2 IEC Frame 160 breaking capacity class L Icu=150 kA @ 415 V 4-pole, line protection ETU560, LSIG, In=100 A overload protection Ir=40 A...100 A short-circuit protection Isd=0.6..10x In, Ii=1.5..12x In neutral conductor protection adjustable (OFF, up to 160%) ground-fault protection, can be switched off Ig=0.2...1 x In= tg=0.05-0.8s terminal connection | 47600 | 1 | ZN | 1
3VA2110-8KP32-0AA0 |  | circuit breaker 3VA2 IEC Frame 160 breaking capacity class L Icu=150 kA @ 415 V 3-pole, line protection ETU850, LSI, In=100 A overload protection Ir=40 A...100 A short-circuit protection Isd=0.6..10x In, Ii=1.5..12x In neutral conductor protection optionally with external current transformer, up to 160% nut keeper kit | 39500 | 1 | ZN | 1
3VA2110-8KP36-0AA0 |  | circuit breaker 3VA2 IEC Frame 160 breaking capacity class L Icu=150 kA @ 415 V 3-pole, line protection ETU850, LSI, In=100 A overload protection Ir=40 A...100 A short-circuit protection Isd=0.6..10x In, Ii=1.5..12x In neutral conductor protection optionally with external current transformer, up to 160% terminal connection | 40400 | 1 | ZN | 1
3VA2110-8KP42-0AA0 |  | circuit breaker 3VA2 IEC Frame 160 breaking capacity class L Icu=150 kA @ 415 V 4-pole, line protection ETU850, LSI, In=100 A overload protection Ir=40 A...100 A short-circuit protection Isd=0.6..10x In, Ii=1.5..12x In neutral conductor protection adjustable (OFF, up to 160%) nut keeper kit | 45500 | 1 | ZN | 1
3VA2110-8KP46-0AA0 |  | circuit breaker 3VA2 IEC Frame 160 breaking capacity class L Icu=150 kA @ 415 V 4-pole, line protection ETU850, LSI, In=100 A overload protection Ir=40 A...100 A short-circuit protection Isd=0.6..10x In, Ii=1.5..12x In neutral conductor protection adjustable (OFF, up to 160%) terminal connection | 46300 | 1 | ZN | 1
3VA2110-8KQ32-0AA0 |  | circuit breaker 3VA2 IEC Frame 160 breaking capacity class L Icu=150 kA @ 415 V 3-pole, line protection ETU860, LSIG, In=100 A overload protection Ir=40 A...100 A short-circuit protection Isd=0.6..10x In, Ii=1.5..12x In neutral conductor protection optionally with external current transformer, up to 160% ground-fault protection, can be switched off Ig=0.2...1 x In, tg=0.05-0.8s nut keeper kit | 44000 | 1 | ZN | 1
3VA2110-8KQ36-0AA0 |  | circuit breaker 3VA2 IEC Frame 160 breaking capacity class L Icu=150 kA @ 415 V 3-pole, line protection ETU860, LSIG, In=100 A overload protection Ir=40 A...100 A short-circuit protection Isd=0.6..10x In, Ii=1.5..12x In neutral conductor protection optionally with external current transformer, up to 160% ground-fault protection, can be switched off Ig=0.2...1 x In, tg=0.05-0.8s terminal connection | 44400 | 1 | ZN | 1
3VA2110-8KQ42-0AA0 |  | circuit breaker 3VA2 IEC Frame 160 breaking capacity class L Icu=150 kA @ 415 V 4-pole, line protection ETU860, LSIG, In=100 A overload protection Ir=40 A...100 A short-circuit protection Isd=0.6..10x In, Ii=1.5..12x In neutral conductor protection adjustable (OFF, up to 160%) ground-fault protection, can be switched off Ig=0.2...1 x In= tg=0.05-0.8s nut keeper kit | 49100 | 1 | ZN | 1
3VA2110-8KQ46-0AA0 |  | circuit breaker 3VA2 IEC Frame 160 breaking capacity class L Icu=150 kA @ 415 V 4-pole, line protection ETU860, LSIG, In=100 A overload protection Ir=40 A...100 A short-circuit protection Isd=0.6..10x In, Ii=1.5..12x In neutral conductor protection adjustable (OFF, up to 160%) ground-fault protection, can be switched off Ig=0.2...1 x In= tg=0.05-0.8s terminal connection | 50100 | 1 | ZN | 1
3VA2116-0HL32-0AA0 |  | circuit breaker 3VA2 IEC Frame 160 breaking capacity class E Icu=200 kA @ 415 V 3-pole, line protection ETU320, LI, In=160 A overload protection Ir=63 A ...160 A short-circuit protection Ii=1.5...12 x In nut keeper kit | 33100 | 1 | ZN | 1
3VA2116-0HL36-0AA0 |  | circuit breaker 3VA2 IEC Frame 160 breaking capacity class E Icu=200 kA @ 415 V 3-pole, line protection ETU320, LI, In=160 A overload protection Ir=63 A ...160 A short-circuit protection Ii=1.5...12 x In terminal connection | 33500 | 1 | ZN | 1
3VA2116-0HL42-0AA0 |  | circuit breaker 3VA2 IEC Frame 160 breaking capacity class E Icu=200 kA @ 415 V 4-pole, line protection ETU320, LI, In=160 A overload protection Ir=63 A ...160 A short-circuit protection Ii=1.5...12 x In neutral conductor protection adjustable (OFF, 50%, 100%) nut keeper kit | 45000 | 1 | ZN | 1
3VA2116-0HL46-0AA0 |  | circuit breaker 3VA2 IEC Frame 160 breaking capacity class E Icu=200 kA @ 415 V 4-pole, line protection ETU320, LI, In=160 A overload protection Ir=63 A ...160 A short-circuit protection Ii=1.5...12 x In neutral conductor protection adjustable (OFF, 50%, 100%) terminal connection | 45700 | 1 | ZN | 1
3VA2116-0HM32-0AA0 |  | circuit breaker 3VA2 IEC Frame 160 breaking capacity class E Icu=200 kA @ 415 V 3-pole, line protection ETU330, LIG, In=160 A overload protection Ir=63 A ...160 A short-circuit protection Ii=1.5... 10 x In ground-fault protection Ig=0.2... 1 x In, tg=0.1/0.3s nut keeper kit | 40800 | 1 | ZN | 1
3VA2116-0HM36-0AA0 |  | circuit breaker 3VA2 IEC Frame 160 breaking capacity class E Icu=200 kA @ 415 V 3-pole, line protection ETU330, LIG, In=160 A overload protection Ir=63 A ...160 A short-circuit protection Ii=1.5... 10 x In ground-fault protection Ig=0.2... 1 x In, tg=0.1/0.3s terminal connection | 41400 | 1 | ZN | 1
3VA2116-0HM42-0AA0 |  | circuit breaker 3VA2 IEC Frame 160 breaking capacity class E Icu=200 kA @ 415 V 4-pole, line protection ETU330, LIG, In=160 A overload protection Ir=63 A ...160 A short-circuit protection Ii=1.5... 10 x In neutral conductor protection adjustable (OFF, 50%, 100%) ground-fault protection Ig=0.2... 1 x In, tg=0.1/0.3s nut keeper kit | 52700 | 1 | ZN | 1
3VA2116-0HM46-0AA0 |  | circuit breaker 3VA2 IEC Frame 160 breaking capacity class E Icu=200 kA @ 415 V 4-pole, line protection ETU330, LIG, In=160 A overload protection Ir=63 A ...160 A short-circuit protection Ii=1.5... 10 x In neutral conductor protection adjustable (OFF, 50%, 100%) ground-fault protection Ig=0.2... 1 x In, tg=0.1/0.3s terminal connection | 53300 | 1 | ZN | 1
3VA2116-0HN32-0AA0 |  | circuit breaker 3VA2 IEC Frame 160 breaking capacity class E Icu=200 kA @ 415 V 3-pole, line protection ETU350, LSI, In=160 A overload protection Ir=63 A ...160 A short-circuit protection Isd=1.5...10xIr, Ii=12xIn nut keeper kit | 34600 | 1 | ZN | 1
3VA2116-0HN36-0AA0 |  | circuit breaker 3VA2 IEC Frame 160 breaking capacity class E Icu=200 kA @ 415 V 3-pole, line protection ETU350, LSI, In=160 A overload protection Ir=63 A ...160 A short-circuit protection Isd=1.5...10xIr, Ii=12xIn terminal connection | 36300 | 1 | ZN | 1
3VA2116-0HN42-0AA0 |  | circuit breaker 3VA2 IEC Frame 160 breaking capacity class E Icu=200 kA @ 415 V 4-pole, line protection ETU350, LSI, In=160 A overload protection Ir=63 A ...160 A short-circuit protection Isd=1.5...10xIr, Ii=12xIn neutral conductor protection adjustable (OFF, 50%, 100%) nut keeper kit | 46700 | 1 | ZN | 1
3VA2116-0HN46-0AA0 |  | circuit breaker 3VA2 IEC Frame 160 breaking capacity class E Icu=200 kA @ 415 V 4-pole, line protection ETU350, LSI, In=160 A overload protection Ir=63 A ...160 A short-circuit protection Isd=1.5...10xIr, Ii=12xIn neutral conductor protection adjustable (OFF, 50%, 100%) terminal connection | 47600 | 1 | ZN | 1
3VA2116-0KP32-0AA0 |  | circuit breaker 3VA2 IEC Frame 160 breaking capacity class E Icu=200 kA @ 415 V 3-pole, line protection ETU850, LSI, In=160 A overload protection Ir=63 A ...160 A short-circuit protection Isd=0.6...10xIn, Ii=1.5...12xIn nut keeper kit | 53300 | 1 | ZN | 1
3VA2116-0KP36-0AA0 |  | circuit breaker 3VA2 IEC Frame 160 breaking capacity class E Icu=200 kA @ 415 V 3-pole, line protection ETU850, LSI, In=160 A overload protection Ir=63 A ...160 A short-circuit protection Isd=0.6...10xIn, Ii=1.5...12xIn terminal connection | 53900 | 1 | ZN | 1
3VA2116-0KP42-0AA0 |  | circuit breaker 3VA2 IEC Frame 160 breaking capacity class E Icu=200 kA @ 415 V 4-pole, line protection ETU850, LSI, In=160 A overload protection Ir=63 A ...160 A short-circuit protection Isd=0.6...10xIn, Ii=1.5...12xIn neutral conductor protection adjustable (OFF, up to 100%) nut keeper kit | 64300 | 1 | ZN | 1
3VA2116-0KP46-0AA0 |  | circuit breaker 3VA2 IEC Frame 160 breaking capacity class E Icu=200 kA @ 415 V 4-pole, line protection ETU850, LSI, In=160 A overload protection Ir=63 A ...160 A short-circuit protection Isd=0.6...10xIn, Ii=1.5...12xIn neutral conductor protection adjustable (OFF, up to 100%) terminal connection | 65400 | 1 | ZN | 1
3VA2116-0KQ32-0AA0 |  | circuit breaker 3VA2 IEC Frame 160 breaking capacity class E Icu=200 kA @ 415 V 3-pole, line protection ETU860, LSIG, In=160 A overload protection Ir=63 A ...160 A short-circuit protection Isd=0.6...10xIn, Ii=1.5...12xIn nut keeper kit | 56700 | 1 | ZN | 1
3VA2116-0KQ36-0AA0 |  | circuit breaker 3VA2 IEC Frame 160 breaking capacity class E Icu=200 kA @ 415 V 3-pole, line protection ETU860, LSIG, In=160 A overload protection Ir=63 A ...160 A short-circuit protection Isd=0.6...10xIn, Ii=1.5...12xIn terminal connection | 57800 | 1 | ZN | 1
3VA2116-0KQ42-0AA0 |  | circuit breaker 3VA2 IEC Frame 160 breaking capacity class E Icu=200 kA @ 415 V 4-pole, line protection ETU860, LSIG, In=160 A overload protection Ir=63 A ...160 A short-circuit protection Isd=0.6...10xIn, Ii=1.5...12xIn neutral conductor protection adjustable (OFF, up to 100%) nut keeper kit | 69000 | 1 | ZN | 1
3VA2116-0KQ46-0AA0 |  | circuit breaker 3VA2 IEC Frame 160 breaking capacity class E Icu=200 kA @ 415 V 4-pole, line protection ETU860, LSIG, In=160 A overload protection Ir=63 A ...160 A short-circuit protection Isd=0.6...10xIn, Ii=1.5...12xIn neutral conductor protection adjustable (OFF, up to 100%) terminal connection | 70300 | 1 | ZN | 1
3VA2116-5HL32-0AA0 |  | circuit breaker 3VA2 IEC Frame 160 breaking capacity class M Icu=55 kA @ 415 V 3-pole, line protection ETU320, LI, In=160 A overload protection Ir=63 A...160 A short-circuit protection Ii=1.5...10 x In nut keeper kit | 22300 | 1 | ZN | 1
3VA2116-5HL32-0AB0 |  | circuit breaker 3VA2 IEC Frame 160 breaking capacity class M Icu=55 kA @ 415 V 3-pole, line protection ETU320, LI, In=160 A overload protection Ir=63 A...160 A short-circuit protection Ii=1.5...10 x In nut keeper kit 2 auxiliary switches HP | 24200 | 1 | ZN | 1
3VA2116-5HL32-0AC0 |  | circuit breaker 3VA2 IEC Frame 160 breaking capacity class M Icu=55 kA @ 415 V 3-pole, line protection ETU320, LI, In=160 A overload protection Ir=63 A...160 A short-circuit protection Ii=1.5...10 x In nut keeper kit 2 auxiliary switches HQ | 23600 | 1 | ZN | 1
3VA2116-5HL32-0AH0 |  | circuit breaker 3VA2 IEC Frame 160 breaking capacity class M Icu=55 kA @ 415 V 3-pole, line protection ETU320, LI, In=160 A overload protection Ir=63 A...160 A short-circuit protection Ii=1.5...10 x In nut keeper kit 2 auxiliary switches HQ 1 trip alarm switch HQ | 24200 | 1 | ZN | 1
3VA2116-5HL32-0AJ0 |  | circuit breaker 3VA2 IEC Frame 160 breaking capacity class M Icu=55 kA @ 415 V 3-pole, line protection ETU320, LI, In=160 A overload protection Ir=63 A...160 A short-circuit protection Ii=1.5...10 x In nut keeper kit 2 auxiliary switches HP 1 trip alarm switch HP | 25300 | 1 | ZN | 1
3VA2116-5HL32-0DA0 |  | circuit breaker 3VA2 IEC Frame 160 breaking capacity class M Icu=55 kA @ 415 V 3-pole, line protection ETU320, LI, In=160 A overload protection Ir=63 A...160 A short-circuit protection Ii=1.5...10 x In nut keeper kit undervoltage release (UVR) 208-230 V AC 50/60 Hz | 25500 | 1 | ZN | 1
3VA2116-5HL32-0DH0 |  | circuit breaker 3VA2 IEC Frame 160 breaking capacity class M Icu=55 kA @ 415 V 3-pole, line protection ETU320, LI, In=160 A overload protection Ir=63 A...160 A short-circuit protection Ii=1.5...10 x In nut keeper kit undervoltage release (UVR) 208-230 V AC 50/60 Hz 2 auxiliary switches HQ 1 trip alarm switch HQ | 27400 | 1 | ZN | 1
3VA2116-5HL32-0KH0 |  | circuit breaker 3VA2 IEC Frame 160 breaking capacity class M Icu=55 kA @ 415 V 3-pole, line protection ETU320, LI, In=160 A overload protection Ir=63 A...160 A short-circuit protection Ii=1.5...10 x In nut keeper kit shunt trip (STL) 220-250 V DC, 208-277 V AC 2 auxiliary switches HQ 1 trip alarm switch HQ | 26800 | 1 | ZN | 1
3VA2116-5HL36-0AA0 |  | circuit breaker 3VA2 IEC Frame 160 breaking capacity class M Icu=55 kA @ 415 V 3-pole, line protection ETU320, LI, In=160 A overload protection Ir=63 A...160 A short-circuit protection Ii=1.5...10 x In terminal connection | 22900 | 1 | ZN | 1
3VA2116-5HL42-0AA0 |  | circuit breaker 3VA2 IEC Frame 160 breaking capacity class M Icu=55 kA @ 415 V 4-pole, line protection ETU320, LI, In=160 A overload protection Ir=63 A...160 A short-circuit protection Ii=1.5...10 x In neutral conductor protection adjustable (OFF, 50%, 100%) nut keeper kit | 29100 | 1 | ZN | 1
3VA2116-5HL46-0AA0 |  | circuit breaker 3VA2 IEC Frame 160 breaking capacity class M Icu=55 kA @ 415 V 4-pole, line protection ETU320, LI, In=160 A overload protection Ir=63 A...160 A short-circuit protection Ii=1.5...10 x In neutral conductor protection adjustable (OFF, 50%, 100%) terminal connection | 29700 | 1 | ZN | 1
3VA2116-5HM32-0AA0 |  | circuit breaker 3VA2 IEC Frame 160 breaking capacity class M Icu=55 kA @ 415 V 3-pole, line protection ETU330, LIG, In=160 A overload protection Ir=63 A...160 A short-circuit protection Ii=1.5...10 x In ground-fault protection Ig=0.2...1 x In, tg=0.1/0.3s nut keeper kit | 29500 | 1 | ZN | 1
3VA2116-5HM36-0AA0 |  | circuit breaker 3VA2 IEC Frame 160 breaking capacity class M Icu=55 kA @ 415 V 3-pole, line protection ETU330, LIG, In=160 A overload protection Ir=63 A...160 A short-circuit protection Ii=1.5...10 x In ground-fault protection Ig=0.2...1 x In, tg=0.1/0.3s terminal connection | 30600 | 1 | ZN | 1
3VA2116-5HM42-0AA0 |  | circuit breaker 3VA2 IEC Frame 160 breaking capacity class M Icu=55 kA @ 415 V 4-pole, line protection ETU330, LIG, In=160 A overload protection Ir=63 A...160 A short-circuit protection Ii=1.5...10 x In neutral conductor protection adjustable (OFF, 50%, 100%) ground-fault protection Ig=0.2...1 x In= tg=0.1/0.3s nut keeper kit | 36300 | 1 | ZN | 1
3VA2116-5HM46-0AA0 |  | circuit breaker 3VA2 IEC Frame 160 breaking capacity class M Icu=55 kA @ 415 V 4-pole, line protection ETU330, LIG, In=160 A overload protection Ir=63 A...160 A short-circuit protection Ii=1.5...10 x In neutral conductor protection adjustable (OFF, 50%, 100%) ground-fault protection Ig=0.2...1 x In= tg=0.1/0.3s terminal connection | 37000 | 1 | ZN | 1
3VA2116-5HN32-0AA0 |  | circuit breaker 3VA2 IEC Frame 160 breaking capacity class M Icu=55 kA @ 415 V 3-pole, line protection ETU350, LSI, In=160 A overload protection Ir=63 A...160 A short-circuit protection Isd=1.5...10 x Ir, Ii=10 x In nut keeper kit | 24000 | 1 | ZN | 1
3VA2116-5HN32-0AB0 |  | circuit breaker 3VA2 IEC Frame 160 breaking capacity class M Icu=55 kA @ 415 V 3-pole, line protection ETU350, LSI, In=160 A overload protection Ir=63 A...160 A short-circuit protection Isd=1.5...10 x Ir, Ii=10 x In nut keeper kit 2 auxiliary switches HP | 25900 | 1 | ZN | 1
3VA2116-5HN32-0BA0 |  | circuit breaker 3VA2 IEC Frame 160 breaking capacity class M Icu=55 kA @ 415 V 3-pole, line protection ETU350, LSI, In=160 A overload protection Ir=63 A...160 A short-circuit protection Isd=1.5...10 x Ir, Ii=10 x In nut keeper kit undervoltage release (UVR) 24 V DC | 27200 | 1 | ZN | 1
3VA2116-5HN36-0AA0 |  | circuit breaker 3VA2 IEC Frame 160 breaking capacity class M Icu=55 kA @ 415 V 3-pole, line protection ETU350, LSI, In=160 A overload protection Ir=63 A...160 A short-circuit protection Isd=1.5...10 x Ir, Ii=10 x In terminal connection | 24800 | 1 | ZN | 1
3VA2116-5HN42-0AA0 |  | circuit breaker 3VA2 IEC Frame 160 breaking capacity class M Icu=55 kA @ 415 V 4-pole, line protection ETU350, LSI, In=160 A overload protection Ir=63 A...160 A short-circuit protection Isd=1.5...10 x Ir, Ii=10 x In neutral conductor protection adjustable (OFF, 50%, 100%) nut keeper kit | 30800 | 1 | ZN | 1
3VA2116-5HN46-0AA0 |  | circuit breaker 3VA2 IEC Frame 160 breaking capacity class M Icu=55 kA @ 415 V 4-pole, line protection ETU350, LSI, In=160 A overload protection Ir=63 A...160 A short-circuit protection Isd=1.5...10 x Ir, Ii=10 x In neutral conductor protection adjustable (OFF, 50%, 100%) terminal connection | 31600 | 1 | ZN | 1
3VA2116-5JP32-0AA0 |  | circuit breaker 3VA2 IEC Frame 160 breaking capacity class M Icu=55 kA @ 415 V 3-pole, line protection ETU550, LSI, In=160 A overload protection Ir=63 A...160 A short-circuit protection Isd=0.6..10x In, Ii=1.5..10x In neutral conductor protection optionally with external current transformer, up to 160% nut keeper kit | 36300 | 1 | ZN | 1
3VA2116-5JP36-0AA0 |  | circuit breaker 3VA2 IEC Frame 160 breaking capacity class M Icu=55 kA @ 415 V 3-pole, line protection ETU550, LSI, In=160 A overload protection Ir=63 A...160 A short-circuit protection Isd=0.6..10x In, Ii=1.5..10x In neutral conductor protection optionally with external current transformer, up to 160% terminal connection | 36900 | 1 | ZN | 1
3VA2116-5JP42-0AA0 |  | circuit breaker 3VA2 IEC Frame 160 breaking capacity class M Icu=55 kA @ 415 V 4-pole, line protection ETU550, LSI, In=160 A overload protection Ir=63 A...160 A short-circuit protection Isd=0.6..10x In, Ii=1.5..10x In neutral conductor protection adjustable (OFF, up to 100%) nut keeper kit | 42700 | 1 | ZN | 1
3VA2116-5JP46-0AA0 |  | circuit breaker 3VA2 IEC Frame 160 breaking capacity class M Icu=55 kA @ 415 V 4-pole, line protection ETU550, LSI, In=160 A overload protection Ir=63 A...160 A short-circuit protection Isd=0.6..10x In, Ii=1.5..10x In neutral conductor protection adjustable (OFF, up to 100%) terminal connection | 43300 | 1 | ZN | 1
3VA2116-5JQ32-0AA0 |  | circuit breaker 3VA2 IEC Frame 160 breaking capacity class M Icu=55 kA @ 415 V 3-pole, line protection ETU560, LSIG, In=160 A overload protection Ir=63 A...160 A short-circuit protection Isd=0.6..10x In, Ii=1.5..10x In neutral conductor protection optionally with external current transformer, up to 160% ground-fault protection, can be switched off Ig=0.2...1 x In, tg=0.05-0.8s nut keeper kit | 43100 | 1 | ZN | 1
3VA2116-5JQ36-0AA0 |  | circuit breaker 3VA2 IEC Frame 160 breaking capacity class M Icu=55 kA @ 415 V 3-pole, line protection ETU560, LSIG, In=160 A overload protection Ir=63 A...160 A short-circuit protection Isd=0.6..10x In, Ii=1.5..10x In neutral conductor protection optionally with external current transformer, up to 160% ground-fault protection, can be switched off Ig=0.2...1 x In, tg=0.05-0.8s terminal connection | 44000 | 1 | ZN | 1
3VA2116-5JQ42-0AA0 |  | circuit breaker 3VA2 IEC Frame 160 breaking capacity class M Icu=55 kA @ 415 V 4-pole, line protection ETU560, LSIG, In=160 A overload protection Ir=63 A...160 A short-circuit protection Isd=0.6..10x In, Ii=1.5..10x In neutral conductor protection adjustable (OFF, up to 100%) ground-fault protection, can be switched off Ig=0.2...1 x In= tg=0.05-0.8s nut keeper kit | 49500 | 1 | ZN | 1
3VA2116-5JQ46-0AA0 |  | circuit breaker 3VA2 IEC Frame 160 breaking capacity class M Icu=55 kA @ 415 V 4-pole, line protection ETU560, LSIG, In=160 A overload protection Ir=63 A...160 A short-circuit protection Isd=0.6..10x In, Ii=1.5..10x In neutral conductor protection adjustable (OFF, up to 100%) ground-fault protection, can be switched off Ig=0.2...1 x In= tg=0.05-0.8s terminal connection | 50100 | 1 | ZN | 1
3VA2116-5KP32-0AA0 |  | circuit breaker 3VA2 IEC Frame 160 breaking capacity class M Icu=55 kA @ 415 V 3-pole, line protection ETU850, LSI, In=160 A overload protection Ir=63 A...160 A short-circuit protection Isd=0.6..10x In, Ii=1.5..10x In neutral conductor protection optionally with external current transformer, up to 160% nut keeper kit | 42000 | 1 | ZN | 1
3VA2116-5KP36-0AA0 |  | circuit breaker 3VA2 IEC Frame 160 breaking capacity class M Icu=55 kA @ 415 V 3-pole, line protection ETU850, LSI, In=160 A overload protection Ir=63 A...160 A short-circuit protection Isd=0.6..10x In, Ii=1.5..10x In neutral conductor protection optionally with external current transformer, up to 160% terminal connection | 42700 | 1 | ZN | 1
3VA2116-5KP42-0AA0 |  | circuit breaker 3VA2 IEC Frame 160 breaking capacity class M Icu=55 kA @ 415 V 4-pole, line protection ETU850, LSI, In=160 A overload protection Ir=63 A...160 A short-circuit protection Isd=0.6..10x In, Ii=1.5..10x In neutral conductor protection adjustable (OFF, up to 100%) nut keeper kit | 48400 | 1 | ZN | 1
3VA2116-5KP46-0AA0 |  | circuit breaker 3VA2 IEC Frame 160 breaking capacity class M Icu=55 kA @ 415 V 4-pole, line protection ETU850, LSI, In=160 A overload protection Ir=63 A...160 A short-circuit protection Isd=0.6..10x In, Ii=1.5..10x In neutral conductor protection adjustable (OFF, up to 100%) terminal connection | 49100 | 1 | ZN | 1
3VA2116-5KQ32-0AA0 |  | circuit breaker 3VA2 IEC Frame 160 breaking capacity class M Icu=55 kA @ 415 V 3-pole, line protection ETU860, LSIG, In=160 A overload protection Ir=63 A...160 A short-circuit protection Isd=0.6..10x In, Ii=1.5..10x In neutral conductor protection optionally with external current transformer, up to 160% ground-fault protection, can be switched off Ig=0.2...1 x In, tg=0.05-0.8s nut keeper kit | 46100 | 1 | ZN | 1
3VA2116-5KQ36-0AA0 |  | circuit breaker 3VA2 IEC Frame 160 breaking capacity class M Icu=55 kA @ 415 V 3-pole, line protection ETU860, LSIG, In=160 A overload protection Ir=63 A...160 A short-circuit protection Isd=0.6..10x In, Ii=1.5..10x In neutral conductor protection optionally with external current transformer, up to 160% ground-fault protection, can be switched off Ig=0.2...1 x In, tg=0.05-0.8s terminal connection | 46700 | 1 | ZN | 1
3VA2116-5KQ42-0AA0 |  | circuit breaker 3VA2 IEC Frame 160 breaking capacity class M Icu=55 kA @ 415 V 4-pole, line protection ETU860, LSIG, In=160 A overload protection Ir=63 A...160 A short-circuit protection Isd=0.6..10x In, Ii=1.5..10x In neutral conductor protection adjustable (OFF, up to 100%) ground-fault protection, can be switched off Ig=0.2...1 x In= tg=0.05-0.8s nut keeper kit | 53100 | 1 | ZN | 1
3VA2116-5KQ46-0AA0 |  | circuit breaker 3VA2 IEC Frame 160 breaking capacity class M Icu=55 kA @ 415 V 4-pole, line protection ETU860, LSIG, In=160 A overload protection Ir=63 A...160 A short-circuit protection Isd=0.6..10x In, Ii=1.5..10x In neutral conductor protection adjustable (OFF, up to 100%) ground-fault protection, can be switched off Ig=0.2...1 x In= tg=0.05-0.8s terminal connection | 53700 | 1 | ZN | 1
3VA2116-6HL32-0AA0 |  | circuit breaker 3VA2 IEC Frame 160 breaking capacity class H Icu=85 kA @ 415 V 3-pole, line protection ETU320, LI, In=160 A overload protection Ir=63 A...160 A short-circuit protection Ii=1.5...10 x In nut keeper kit | 25100 | 1 | ZN | 1
3VA2116-6HL36-0AA0 |  | circuit breaker 3VA2 IEC Frame 160 breaking capacity class H Icu=85 kA @ 415 V 3-pole, line protection ETU320, LI, In=160 A overload protection Ir=63 A...160 A short-circuit protection Ii=1.5...10 x In terminal connection | 25700 | 1 | ZN | 1
3VA2116-6HL42-0AA0 |  | circuit breaker 3VA2 IEC Frame 160 breaking capacity class H Icu=85 kA @ 415 V 4-pole, line protection ETU320, LI, In=160 A overload protection Ir=63 A...160 A short-circuit protection Ii=1.5...10 x In neutral conductor protection adjustable (OFF, 50%, 100%) nut keeper kit | 32700 | 1 | ZN | 1
3VA2116-6HL46-0AA0 |  | circuit breaker 3VA2 IEC Frame 160 breaking capacity class H Icu=85 kA @ 415 V 4-pole, line protection ETU320, LI, In=160 A overload protection Ir=63 A...160 A short-circuit protection Ii=1.5...10 x In neutral conductor protection adjustable (OFF, 50%, 100%) terminal connection | 33300 | 1 | ZN | 1
3VA2116-6HM32-0AA0 |  | circuit breaker 3VA2 IEC Frame 160 breaking capacity class H Icu=85 kA @ 415 V 3-pole, line protection ETU330, LIG, In=160 A overload protection Ir=63 A...160 A short-circuit protection Ii=1.5...10 x In ground-fault protection Ig=0.2...1 x In, tg=0.1/0.3s nut keeper kit | 32300 | 1 | ZN | 1
3VA2116-6HM36-0AA0 |  | circuit breaker 3VA2 IEC Frame 160 breaking capacity class H Icu=85 kA @ 415 V 3-pole, line protection ETU330, LIG, In=160 A overload protection Ir=63 A...160 A short-circuit protection Ii=1.5...10 x In ground-fault protection Ig=0.2...1 x In, tg=0.1/0.3s terminal connection | 32900 | 1 | ZN | 1
3VA2116-6HM36-0AF0 |  | circuit breaker 3VA2 IEC Frame 160 breaking capacity class H Icu=85 kA @ 415 V 3-pole, line protection ETU330, LIG, In=160 A overload protection Ir=63 A...160 A short-circuit protection Ii=1.5...10 x In ground-fault protection Ig=0.2... 1 x In, tg=0.1/0.3s terminal connection 1 auxiliary switch HQ 1 trip alarm switch HQ | 34000 | 1 | ZN | 1
3VA2116-6HM42-0AA0 |  | circuit breaker 3VA2 IEC Frame 160 breaking capacity class H Icu=85 kA @ 415 V 4-pole, line protection ETU330, LIG, In=160 A overload protection Ir=63 A...160 A short-circuit protection Ii=1.5...10 x In neutral conductor protection adjustable (OFF, 50%, 100%) ground-fault protection Ig=0.2...1 x In= tg=0.1/0.3s nut keeper kit | 39900 | 1 | ZN | 1
3VA2116-6HM46-0AA0 |  | circuit breaker 3VA2 IEC Frame 160 breaking capacity class H Icu=85 kA @ 415 V 4-pole, line protection ETU330, LIG, In=160 A overload protection Ir=63 A...160 A short-circuit protection Ii=1.5...10 x In neutral conductor protection adjustable (OFF, 50%, 100%) ground-fault protection Ig=0.2...1 x In= tg=0.1/0.3s terminal connection | 40800 | 1 | ZN | 1
3VA2116-6HN32-0AA0 |  | circuit breaker 3VA2 IEC Frame 160 breaking capacity class H Icu=85 kA @ 415 V 3-pole, line protection ETU350, LSI, In=160 A overload protection Ir=63 A...160 A short-circuit protection Isd=1.5...10 x Ir, Ii=10 x In nut keeper kit | 26600 | 1 | ZN | 1
3VA2116-6HN32-0DC0 |  | circuit breaker 3VA2 IEC Frame 160 breaking capacity class H Icu=85 kA @ 415 V 3-pole, line protection ETU350, LSI, In=160 A overload protection Ir=63 A...160 A short-circuit protection Isd=1.5...10 x Ir, Ii=10 x In nut keeper kit undervoltage release (UVR) 208-230 V AC 50/60 Hz 2 auxiliary switches HQ | 31600 | 1 | ZN | 1
3VA2116-6HN36-0AA0 |  | circuit breaker 3VA2 IEC Frame 160 breaking capacity class H Icu=85 kA @ 415 V 3-pole, line protection ETU350, LSI, In=160 A overload protection Ir=63 A...160 A short-circuit protection Isd=1.5...10 x Ir, Ii=10 x In terminal connection | 27400 | 1 | ZN | 1
3VA2116-6HN42-0AA0 |  | circuit breaker 3VA2 IEC Frame 160 breaking capacity class H Icu=85 kA @ 415 V 4-pole, line protection ETU350, LSI, In=160 A overload protection Ir=63 A...160 A short-circuit protection Isd=1.5...10 x Ir, Ii=10 x In neutral conductor protection adjustable (OFF, 50%, 100%) nut keeper kit | 34000 | 1 | ZN | 1
3VA2116-6HN46-0AA0 |  | circuit breaker 3VA2 IEC Frame 160 breaking capacity class H Icu=85 kA @ 415 V 4-pole, line protection ETU350, LSI, In=160 A overload protection Ir=63 A...160 A short-circuit protection Isd=1.5...10 x Ir, Ii=10 x In neutral conductor protection adjustable (OFF, 50%, 100%) terminal connection | 35300 | 1 | ZN | 1
3VA2116-6JP32-0AA0 |  | circuit breaker 3VA2 IEC Frame 160 breaking capacity class H Icu=85 kA @ 415 V 3-pole, line protection ETU550, LSI, In=160 A overload protection Ir=63 A...160 A short-circuit protection Isd=0.6..10x In, Ii=1.5..10x In neutral conductor protection optionally with external current transformer, up to 160% nut keeper kit | 38600 | 1 | ZN | 1
3VA2116-6JP36-0AA0 |  | circuit breaker 3VA2 IEC Frame 160 breaking capacity class H Icu=85 kA @ 415 V 3-pole, line protection ETU550, LSI, In=160 A overload protection Ir=63 A...160 A short-circuit protection Isd=0.6..10x In, Ii=1.5..10x In neutral conductor protection optionally with external current transformer, up to 160% terminal connection | 39500 | 1 | ZN | 1
3VA2116-6JP42-0AA0 |  | circuit breaker 3VA2 IEC Frame 160 breaking capacity class H Icu=85 kA @ 415 V 4-pole, line protection ETU550, LSI, In=160 A overload protection Ir=63 A...160 A short-circuit protection Isd=0.6..10x In, Ii=1.5..10x In neutral conductor protection adjustable (OFF, up to 100%) nut keeper kit | 46300 | 1 | ZN | 1
3VA2116-6JP46-0AA0 |  | circuit breaker 3VA2 IEC Frame 160 breaking capacity class H Icu=85 kA @ 415 V 4-pole, line protection ETU550, LSI, In=160 A overload protection Ir=63 A...160 A short-circuit protection Isd=0.6..10x In, Ii=1.5..10x In neutral conductor protection adjustable (OFF, up to 100%) terminal connection | 47100 | 1 | ZN | 1
3VA2116-6JQ32-0AA0 |  | circuit breaker 3VA2 IEC Frame 160 breaking capacity class H Icu=85 kA @ 415 V 3-pole, line protection ETU560, LSIG, In=160 A overload protection Ir=63 A...160 A short-circuit protection Isd=0.6..10x In, Ii=1.5..10x In neutral conductor protection optionally with external current transformer, up to 160% ground-fault protection, can be switched off Ig=0.2...1 x In, tg=0.05-0.8s nut keeper kit | 46100 | 1 | ZN | 1
3VA2116-6JQ36-0AA0 |  | circuit breaker 3VA2 IEC Frame 160 breaking capacity class H Icu=85 kA @ 415 V 3-pole, line protection ETU560, LSIG, In=160 A overload protection Ir=63 A...160 A short-circuit protection Isd=0.6..10x In, Ii=1.5..10x In neutral conductor protection optionally with external current transformer, up to 160% ground-fault protection, can be switched off Ig=0.2...1 x In, tg=0.05-0.8s terminal connection | 46700 | 1 | ZN | 1
3VA2116-6JQ42-0AA0 |  | circuit breaker 3VA2 IEC Frame 160 breaking capacity class H Icu=85 kA @ 415 V 4-pole, line protection ETU560, LSIG, In=160 A overload protection Ir=63 A...160 A short-circuit protection Isd=0.6..10x In, Ii=1.5..10x In neutral conductor protection adjustable (OFF, up to 100%) ground-fault protection, can be switched off Ig=0.2...1 x In= tg=0.05-0.8s nut keeper kit | 53700 | 1 | ZN | 1
3VA2116-6JQ46-0AA0 |  | circuit breaker 3VA2 IEC Frame 160 breaking capacity class H Icu=85 kA @ 415 V 4-pole, line protection ETU560, LSIG, In=160 A overload protection Ir=63 A...160 A short-circuit protection Isd=0.6..10x In, Ii=1.5..10x In neutral conductor protection adjustable (OFF, up to 100%) ground-fault protection, can be switched off Ig=0.2...1 x In= tg=0.05-0.8s terminal connection | 54200 | 1 | ZN | 1
3VA2116-6KP32-0AA0 |  | circuit breaker 3VA2 IEC Frame 160 breaking capacity class H Icu=85 kA @ 415 V 3-pole, line protection ETU850, LSI, In=160 A overload protection Ir=63 A...160 A short-circuit protection Isd=0.6..10x In, Ii=1.5..10x In neutral conductor protection optionally with external current transformer, up to 160% nut keeper kit | 44600 | 1 | ZN | 1
3VA2116-6KP36-0AA0 |  | circuit breaker 3VA2 IEC Frame 160 breaking capacity class H Icu=85 kA @ 415 V 3-pole, line protection ETU850, LSI, In=160 A overload protection Ir=63 A...160 A short-circuit protection Isd=0.6..10x In, Ii=1.5..10x In neutral conductor protection optionally with external current transformer, up to 160% terminal connection | 45500 | 1 | ZN | 1
3VA2116-6KP42-0AA0 |  | circuit breaker 3VA2 IEC Frame 160 breaking capacity class H Icu=85 kA @ 415 V 4-pole, line protection ETU850, LSI, In=160 A overload protection Ir=63 A...160 A short-circuit protection Isd=0.6..10x In, Ii=1.5..10x In neutral conductor protection adjustable (OFF, up to 100%) nut keeper kit | 52900 | 1 | ZN | 1
3VA2116-6KP46-0AA0 |  | circuit breaker 3VA2 IEC Frame 160 breaking capacity class H Icu=85 kA @ 415 V 4-pole, line protection ETU850, LSI, In=160 A overload protection Ir=63 A...160 A short-circuit protection Isd=0.6..10x In, Ii=1.5..10x In neutral conductor protection adjustable (OFF, up to 100%) terminal connection | 53500 | 1 | ZN | 1
3VA2116-6KQ32-0AA0 |  | circuit breaker 3VA2 IEC Frame 160 breaking capacity class H Icu=85 kA @ 415 V 3-pole, line protection ETU860, LSIG, In=160 A overload protection Ir=63 A...160 A short-circuit protection Isd=0.6..10x In, Ii=1.5..10x In neutral conductor protection optionally with external current transformer, up to 160% ground-fault protection, can be switched off Ig=0.2...1 x In, tg=0.05-0.8s nut keeper kit | 48600 | 1 | ZN | 1
3VA2116-6KQ36-0AA0 |  | circuit breaker 3VA2 IEC Frame 160 breaking capacity class H Icu=85 kA @ 415 V 3-pole, line protection ETU860, LSIG, In=160 A overload protection Ir=63 A...160 A short-circuit protection Isd=0.6..10x In, Ii=1.5..10x In neutral conductor protection optionally with external current transformer, up to 160% ground-fault protection, can be switched off Ig=0.2...1 x In, tg=0.05-0.8s terminal connection | 49500 | 1 | ZN | 1
3VA2116-6KQ42-0AA0 |  | circuit breaker 3VA2 IEC Frame 160 breaking capacity class H Icu=85 kA @ 415 V 4-pole, line protection ETU860, LSIG, In=160 A overload protection Ir=63 A...160 A short-circuit protection Isd=0.6..10x In, Ii=1.5..10x In neutral conductor protection adjustable (OFF, up to 100%) ground-fault protection, can be switched off Ig=0.2...1 x In= tg=0.05-0.8s nut keeper kit | 56300 | 1 | ZN | 1
3VA2116-6KQ46-0AA0 |  | circuit breaker 3VA2 IEC Frame 160 breaking capacity class H Icu=85 kA @ 415 V 4-pole, line protection ETU860, LSIG, In=160 A overload protection Ir=63 A...160 A short-circuit protection Isd=0.6..10x In, Ii=1.5..10x In neutral conductor protection adjustable (OFF, up to 100%) ground-fault protection, can be switched off Ig=0.2...1 x In= tg=0.05-0.8s terminal connection | 57500 | 1 | ZN | 1
3VA2116-7HL32-0AA0 |  | circuit breaker 3VA2 IEC Frame 160 breaking capacity class C Icu=110 kA @ 415 V 3-pole, line protection ETU320, LI, In=160 A overload protection Ir=63 A...160 A short-circuit protection Ii=1.5...10 x In nut keeper kit | 26800 | 1 | ZN | 1
3VA2116-7HL36-0AA0 |  | circuit breaker 3VA2 IEC Frame 160 breaking capacity class C Icu=110 kA @ 415 V 3-pole, line protection ETU320, LI, In=160 A overload protection Ir=63 A...160 A short-circuit protection Ii=1.5...10 x In terminal connection | 27600 | 1 | ZN | 1
3VA2116-7HL42-0AA0 |  | circuit breaker 3VA2 IEC Frame 160 breaking capacity class C Icu=110 kA @ 415 V 4-pole, line protection ETU320, LI, In=160 A overload protection Ir=63 A...160 A short-circuit protection Ii=1.5...10 x In neutral conductor protection adjustable (OFF, 50%, 100%) nut keeper kit | 34600 | 1 | ZN | 1
3VA2116-7HL46-0AA0 |  | circuit breaker 3VA2 IEC Frame 160 breaking capacity class C Icu=110 kA @ 415 V 4-pole, line protection ETU320, LI, In=160 A overload protection Ir=63 A...160 A short-circuit protection Ii=1.5...10 x In neutral conductor protection adjustable (OFF, 50%, 100%) terminal connection | 36700 | 1 | ZN | 1
3VA2116-7HM32-0AA0 |  | circuit breaker 3VA2 IEC Frame 160 breaking capacity class C Icu=110 kA @ 415 V 3-pole, line protection ETU330, LIG, In=160 A overload protection Ir=63 A...160 A short-circuit protection Ii=1.5...10 x In ground-fault protection Ig=0.2...1 x In, tg=0.1/0.3s nut keeper kit | 33600 | 1 | ZN | 1
3VA2116-7HM36-0AA0 |  | circuit breaker 3VA2 IEC Frame 160 breaking capacity class C Icu=110 kA @ 415 V 3-pole, line protection ETU330, LIG, In=160 A overload protection Ir=63 A...160 A short-circuit protection Ii=1.5...10 x In ground-fault protection Ig=0.2...1 x In, tg=0.1/0.3s terminal connection | 34400 | 1 | ZN | 1
3VA2116-7HM42-0AA0 |  | circuit breaker 3VA2 IEC Frame 160 breaking capacity class C Icu=110 kA @ 415 V 4-pole, line protection ETU330, LIG, In=160 A overload protection Ir=63 A...160 A short-circuit protection Ii=1.5...10 x In neutral conductor protection adjustable (OFF, 50%, 100%) ground-fault protection Ig=0.2...1 x In= tg=0.1/0.3s nut keeper kit | 42300 | 1 | ZN | 1
3VA2116-7HM46-0AA0 |  | circuit breaker 3VA2 IEC Frame 160 breaking capacity class C Icu=110 kA @ 415 V 4-pole, line protection ETU330, LIG, In=160 A overload protection Ir=63 A...160 A short-circuit protection Ii=1.5...10 x In neutral conductor protection adjustable (OFF, 50%, 100%) ground-fault protection Ig=0.2...1 x In= tg=0.1/0.3s terminal connection | 43300 | 1 | ZN | 1
3VA2116-7HN32-0AA0 |  | circuit breaker 3VA2 IEC Frame 160 breaking capacity class C Icu=110 kA @ 415 V 3-pole, line protection ETU350, LSI, In=160 A overload protection Ir=63 A...160 A short-circuit protection Isd=1.5...10 x Ir, Ii=10 x In nut keeper kit | 28900 | 1 | ZN | 1
3VA2116-7HN36-0AA0 |  | circuit breaker 3VA2 IEC Frame 160 breaking capacity class C Icu=110 kA @ 415 V 3-pole, line protection ETU350, LSI, In=160 A overload protection Ir=63 A...160 A short-circuit protection Isd=1.5...10 x Ir, Ii=10 x In terminal connection | 29500 | 1 | ZN | 1
3VA2116-7HN42-0AA0 |  | circuit breaker 3VA2 IEC Frame 160 breaking capacity class C Icu=110 kA @ 415 V 4-pole, line protection ETU350, LSI, In=160 A overload protection Ir=63 A...160 A short-circuit protection Isd=1.5...10 x Ir, Ii=10 x In neutral conductor protection adjustable (OFF, 50%, 100%) nut keeper kit | 37000 | 1 | ZN | 1
3VA2116-7HN46-0AA0 |  | circuit breaker 3VA2 IEC Frame 160 breaking capacity class C Icu=110 kA @ 415 V 4-pole, line protection ETU350, LSI, In=160 A overload protection Ir=63 A...160 A short-circuit protection Isd=1.5...10 x Ir, Ii=10 x In neutral conductor protection adjustable (OFF, 50%, 100%) terminal connection | 37800 | 1 | ZN | 1
3VA2116-7JP32-0AA0 |  | circuit breaker 3VA2 IEC Frame 160 breaking capacity class C Icu=110 kA @ 415 V 3-pole, line protection ETU550, LSI, In=160 A overload protection Ir=63 A...160 A short-circuit protection Isd=0.6..10x In, Ii=1.5..10x In neutral conductor protection optionally with external current transformer, up to 160% nut keeper kit | 40800 | 1 | ZN | 1
3VA2116-7JP36-0AA0 |  | circuit breaker 3VA2 IEC Frame 160 breaking capacity class C Icu=110 kA @ 415 V 3-pole, line protection ETU550, LSI, In=160 A overload protection Ir=63 A...160 A short-circuit protection Isd=0.6..10x In, Ii=1.5..10x In neutral conductor protection optionally with external current transformer, up to 160% terminal connection | 41400 | 1 | ZN | 1
3VA2116-7JP42-0AA0 |  | circuit breaker 3VA2 IEC Frame 160 breaking capacity class C Icu=110 kA @ 415 V 4-pole, line protection ETU550, LSI, In=160 A overload protection Ir=63 A...160 A short-circuit protection Isd=0.6..10x In, Ii=1.5..10x In neutral conductor protection adjustable (OFF, up to 100%) nut keeper kit | 48600 | 1 | ZN | 1
3VA2116-7JP46-0AA0 |  | circuit breaker 3VA2 IEC Frame 160 breaking capacity class C Icu=110 kA @ 415 V 4-pole, line protection ETU550, LSI, In=160 A overload protection Ir=63 A...160 A short-circuit protection Isd=0.6..10x In, Ii=1.5..10x In neutral conductor protection adjustable (OFF, up to 100%) terminal connection | 49500 | 1 | ZN | 1
3VA2116-7JQ32-0AA0 |  | circuit breaker 3VA2 IEC Frame 160 breaking capacity class C Icu=110 kA @ 415 V 3-pole, line protection ETU560, LSIG, In=160 A overload protection Ir=63 A...160 A short-circuit protection Isd=0.6..10x In, Ii=1.5..10x In neutral conductor protection optionally with external current transformer, up to 160% ground-fault protection, can be switched off Ig=0.2...1 x In, tg=0.05-0.8s nut keeper kit | 47800 | 1 | ZN | 1
3VA2116-7JQ36-0AA0 |  | circuit breaker 3VA2 IEC Frame 160 breaking capacity class C Icu=110 kA @ 415 V 3-pole, line protection ETU560, LSIG, In=160 A overload protection Ir=63 A...160 A short-circuit protection Isd=0.6..10x In, Ii=1.5..10x In neutral conductor protection optionally with external current transformer, up to 160% ground-fault protection, can be switched off Ig=0.2...1 x In, tg=0.05-0.8s terminal connection | 48400 | 1 | ZN | 1
3VA2116-7JQ42-0AA0 |  | circuit breaker 3VA2 IEC Frame 160 breaking capacity class C Icu=110 kA @ 415 V 4-pole, line protection ETU560, LSIG, In=160 A overload protection Ir=63 A...160 A short-circuit protection Isd=0.6..10x In, Ii=1.5..10x In neutral conductor protection adjustable (OFF, up to 100%) ground-fault protection, can be switched off Ig=0.2...1 x In= tg=0.05-0.8s nut keeper kit | 55800 | 1 | ZN | 1
3VA2116-7JQ46-0AA0 |  | circuit breaker 3VA2 IEC Frame 160 breaking capacity class C Icu=110 kA @ 415 V 4-pole, line protection ETU560, LSIG, In=160 A overload protection Ir=63 A...160 A short-circuit protection Isd=0.6..10x In, Ii=1.5..10x In neutral conductor protection adjustable (OFF, up to 100%) ground-fault protection, can be switched off Ig=0.2...1 x In= tg=0.05-0.8s terminal connection | 56700 | 1 | ZN | 1
3VA2116-7KP32-0AA0 |  | circuit breaker 3VA2 IEC Frame 160 breaking capacity class C Icu=110 kA @ 415 V 3-pole, line protection ETU850, LSI, In=160 A overload protection Ir=63 A...160 A short-circuit protection Isd=0.6..10x In, Ii=1.5..10x In neutral conductor protection optionally with external current transformer, up to 160% nut keeper kit | 46700 | 1 | ZN | 1
3VA2116-7KP36-0AA0 |  | circuit breaker 3VA2 IEC Frame 160 breaking capacity class C Icu=110 kA @ 415 V 3-pole, line protection ETU850, LSI, In=160 A overload protection Ir=63 A...160 A short-circuit protection Isd=0.6..10x In, Ii=1.5..10x In neutral conductor protection optionally with external current transformer, up to 160% terminal connection | 47100 | 1 | ZN | 1
3VA2116-7KP42-0AA0 |  | circuit breaker 3VA2 IEC Frame 160 breaking capacity class C Icu=110 kA @ 415 V 4-pole, line protection ETU850, LSI, In=160 A overload protection Ir=63 A...160 A short-circuit protection Isd=0.6..10x In, Ii=1.5..10x In neutral conductor protection adjustable (OFF, up to 100%) nut keeper kit | 54400 | 1 | ZN | 1
3VA2116-7KP46-0AA0 |  | circuit breaker 3VA2 IEC Frame 160 breaking capacity class C Icu=110 kA @ 415 V 4-pole, line protection ETU850, LSI, In=160 A overload protection Ir=63 A...160 A short-circuit protection Isd=0.6..10x In, Ii=1.5..10x In neutral conductor protection adjustable (OFF, up to 100%) terminal connection | 55600 | 1 | ZN | 1
3VA2116-7KQ32-0AA0 |  | circuit breaker 3VA2 IEC Frame 160 breaking capacity class C Icu=110 kA @ 415 V 3-pole, line protection ETU860, LSIG, In=160 A overload protection Ir=63 A...160 A short-circuit protection Isd=0.6..10x In, Ii=1.5..10x In neutral conductor protection optionally with external current transformer, up to 160% ground-fault protection, can be switched off Ig=0.2...1 x In, tg=0.05-0.8s nut keeper kit | 51200 | 1 | ZN | 1
3VA2116-7KQ36-0AA0 |  | circuit breaker 3VA2 IEC Frame 160 breaking capacity class C Icu=110 kA @ 415 V 3-pole, line protection ETU860, LSIG, In=160 A overload protection Ir=63 A...160 A short-circuit protection Isd=0.6..10x In, Ii=1.5..10x In neutral conductor protection optionally with external current transformer, up to 160% ground-fault protection, can be switched off Ig=0.2...1 x In, tg=0.05-0.8s terminal connection | 52400 | 1 | ZN | 1
3VA2116-7KQ42-0AA0 |  | circuit breaker 3VA2 IEC Frame 160 breaking capacity class C Icu=110 kA @ 415 V 4-pole, line protection ETU860, LSIG, In=160 A overload protection Ir=63 A...160 A short-circuit protection Isd=0.6..10x In, Ii=1.5..10x In neutral conductor protection adjustable (OFF, up to 100%) ground-fault protection, can be switched off Ig=0.2...1 x In= tg=0.05-0.8s nut keeper kit | 59200 | 1 | ZN | 1
3VA2116-7KQ46-0AA0 |  | circuit breaker 3VA2 IEC Frame 160 breaking capacity class C Icu=110 kA @ 415 V 4-pole, line protection ETU860, LSIG, In=160 A overload protection Ir=63 A...160 A short-circuit protection Isd=0.6..10x In, Ii=1.5..10x In neutral conductor protection adjustable (OFF, up to 100%) ground-fault protection, can be switched off Ig=0.2...1 x In= tg=0.05-0.8s terminal connection | 60100 | 1 | ZN | 1
3VA2116-8HL32-0AA0 |  | circuit breaker 3VA2 IEC Frame 160 breaking capacity class L Icu=150 kA @ 415 V 3-pole, line protection ETU320, LI, In=160 A overload protection Ir=63 A...160 A short-circuit protection Ii=1.5...10 x In nut keeper kit | 31000 | 1 | ZN | 1
3VA2116-8HL36-0AA0 |  | circuit breaker 3VA2 IEC Frame 160 breaking capacity class L Icu=150 kA @ 415 V 3-pole, line protection ETU320, LI, In=160 A overload protection Ir=63 A...160 A short-circuit protection Ii=1.5...10 x In terminal connection | 31600 | 1 | ZN | 1
3VA2116-8HL42-0AA0 |  | circuit breaker 3VA2 IEC Frame 160 breaking capacity class L Icu=150 kA @ 415 V 4-pole, line protection ETU320, LI, In=160 A overload protection Ir=63 A...160 A short-circuit protection Ii=1.5...10 x In neutral conductor protection adjustable (OFF, 50%, 100%) nut keeper kit | 40300 | 1 | ZN | 1
3VA2116-8HL46-0AA0 |  | circuit breaker 3VA2 IEC Frame 160 breaking capacity class L Icu=150 kA @ 415 V 4-pole, line protection ETU320, LI, In=160 A overload protection Ir=63 A...160 A short-circuit protection Ii=1.5...10 x In neutral conductor protection adjustable (OFF, 50%, 100%) terminal connection | 41400 | 1 | ZN | 1
3VA2116-8HM32-0AA0 |  | circuit breaker 3VA2 IEC Frame 160 breaking capacity class L Icu=150 kA @ 415 V 3-pole, line protection ETU330, LIG, In=160 A overload protection Ir=63 A...160 A short-circuit protection Ii=1.5...10 x In ground-fault protection Ig=0.2...1 x In, tg=0.1/0.3s nut keeper kit | 38000 | 1 | ZN | 1
3VA2116-8HM36-0AA0 |  | circuit breaker 3VA2 IEC Frame 160 breaking capacity class L Icu=150 kA @ 415 V 3-pole, line protection ETU330, LIG, In=160 A overload protection Ir=63 A...160 A short-circuit protection Ii=1.5...10 x In ground-fault protection Ig=0.2...1 x In, tg=0.1/0.3s terminal connection | 38400 | 1 | ZN | 1
3VA2116-8HM42-0AA0 |  | circuit breaker 3VA2 IEC Frame 160 breaking capacity class L Icu=150 kA @ 415 V 4-pole, line protection ETU330, LIG, In=160 A overload protection Ir=63 A...160 A short-circuit protection Ii=1.5...10 x In neutral conductor protection adjustable (OFF, 50%, 100%) ground-fault protection Ig=0.2...1 x In= tg=0.1/0.3s nut keeper kit | 47100 | 1 | ZN | 1
3VA2116-8HM46-0AA0 |  | circuit breaker 3VA2 IEC Frame 160 breaking capacity class L Icu=150 kA @ 415 V 4-pole, line protection ETU330, LIG, In=160 A overload protection Ir=63 A...160 A short-circuit protection Ii=1.5...10 x In neutral conductor protection adjustable (OFF, 50%, 100%) ground-fault protection Ig=0.2...1 x In= tg=0.1/0.3s terminal connection | 48400 | 1 | ZN | 1
3VA2116-8HN32-0AA0 |  | circuit breaker 3VA2 IEC Frame 160 breaking capacity class L Icu=150 kA @ 415 V 3-pole, line protection ETU350, LSI, In=160 A overload protection Ir=63 A...160 A short-circuit protection Isd=1.5...10 x Ir, Ii=10 x In nut keeper kit | 32300 | 1 | ZN | 1
3VA2116-8HN36-0AA0 |  | circuit breaker 3VA2 IEC Frame 160 breaking capacity class L Icu=150 kA @ 415 V 3-pole, line protection ETU350, LSI, In=160 A overload protection Ir=63 A...160 A short-circuit protection Isd=1.5...10 x Ir, Ii=10 x In terminal connection | 33100 | 1 | ZN | 1
3VA2116-8HN42-0AA0 |  | circuit breaker 3VA2 IEC Frame 160 breaking capacity class L Icu=150 kA @ 415 V 4-pole, line protection ETU350, LSI, In=160 A overload protection Ir=63 A...160 A short-circuit protection Isd=1.5...10 x Ir, Ii=10 x In neutral conductor protection adjustable (OFF, 50%, 100%) nut keeper kit | 42000 | 1 | ZN | 1
3VA2116-8HN46-0AA0 |  | circuit breaker 3VA2 IEC Frame 160 breaking capacity class L Icu=150 kA @ 415 V 4-pole, line protection ETU350, LSI, In=160 A overload protection Ir=63 A...160 A short-circuit protection Isd=1.5...10 x Ir, Ii=10 x In neutral conductor protection adjustable (OFF, 50%, 100%) terminal connection | 42900 | 1 | ZN | 1
3VA2116-8JP32-0AA0 |  | circuit breaker 3VA2 IEC Frame 160 breaking capacity class L Icu=150 kA @ 415 V 3-pole, line protection ETU550, LSI, In=160 A overload protection Ir=63 A...160 A short-circuit protection Isd=0.6..10x In, Ii=1.5..10x In neutral conductor protection optionally with external current transformer, up to 160% nut keeper kit | 44400 | 1 | ZN | 1
3VA2116-8JP36-0AA0 |  | circuit breaker 3VA2 IEC Frame 160 breaking capacity class L Icu=150 kA @ 415 V 3-pole, line protection ETU550, LSI, In=160 A overload protection Ir=63 A...160 A short-circuit protection Isd=0.6..10x In, Ii=1.5..10x In neutral conductor protection optionally with external current transformer, up to 160% terminal connection | 45200 | 1 | ZN | 1
3VA2116-8JP42-0AA0 |  | circuit breaker 3VA2 IEC Frame 160 breaking capacity class L Icu=150 kA @ 415 V 4-pole, line protection ETU550, LSI, In=160 A overload protection Ir=63 A...160 A short-circuit protection Isd=0.6..10x In, Ii=1.5..10x In neutral conductor protection adjustable (OFF, up to 100%) nut keeper kit | 53900 | 1 | ZN | 1
3VA2116-8JP46-0AA0 |  | circuit breaker 3VA2 IEC Frame 160 breaking capacity class L Icu=150 kA @ 415 V 4-pole, line protection ETU550, LSI, In=160 A overload protection Ir=63 A...160 A short-circuit protection Isd=0.6..10x In, Ii=1.5..10x In neutral conductor protection adjustable (OFF, up to 100%) terminal connection | 54400 | 1 | ZN | 1
3VA2116-8JQ32-0AA0 |  | circuit breaker 3VA2 IEC Frame 160 breaking capacity class L Icu=150 kA @ 415 V 3-pole, line protection ETU560, LSIG, In=160 A overload protection Ir=63 A...160 A short-circuit protection Isd=0.6..10x In, Ii=1.5..10x In neutral conductor protection optionally with external current transformer, up to 160% ground-fault protection, can be switched off Ig=0.2...1 x In, tg=0.05-0.8s nut keeper kit | 52400 | 1 | ZN | 1
3VA2116-8JQ36-0AA0 |  | circuit breaker 3VA2 IEC Frame 160 breaking capacity class L Icu=150 kA @ 415 V 3-pole, line protection ETU560, LSIG, In=160 A overload protection Ir=63 A...160 A short-circuit protection Isd=0.6..10x In, Ii=1.5..10x In neutral conductor protection optionally with external current transformer, up to 160% ground-fault protection, can be switched off Ig=0.2...1 x In, tg=0.05-0.8s terminal connection | 52900 | 1 | ZN | 1
3VA2116-8JQ42-0AA0 |  | circuit breaker 3VA2 IEC Frame 160 breaking capacity class L Icu=150 kA @ 415 V 4-pole, line protection ETU560, LSIG, In=160 A overload protection Ir=63 A...160 A short-circuit protection Isd=0.6..10x In, Ii=1.5..10x In neutral conductor protection adjustable (OFF, up to 100%) ground-fault protection, can be switched off Ig=0.2...1 x In= tg=0.05-0.8s nut keeper kit | 61000 | 1 | ZN | 1
3VA2116-8JQ46-0AA0 |  | circuit breaker 3VA2 IEC Frame 160 breaking capacity class L Icu=150 kA @ 415 V 4-pole, line protection ETU560, LSIG, In=160 A overload protection Ir=63 A...160 A short-circuit protection Isd=0.6..10x In, Ii=1.5..10x In neutral conductor protection adjustable (OFF, up to 100%) ground-fault protection, can be switched off Ig=0.2...1 x In= tg=0.05-0.8s terminal connection | 61600 | 1 | ZN | 1
3VA2116-8KP32-0AA0 |  | circuit breaker 3VA2 IEC Frame 160 breaking capacity class L Icu=150 kA @ 415 V 3-pole, line protection ETU850, LSI, In=160 A overload protection Ir=63 A...160 A short-circuit protection Isd=0.6..10x In, Ii=1.5..10x In neutral conductor protection optionally with external current transformer, up to 160% nut keeper kit | 49900 | 1 | ZN | 1
3VA2116-8KP36-0AA0 |  | circuit breaker 3VA2 IEC Frame 160 breaking capacity class L Icu=150 kA @ 415 V 3-pole, line protection ETU850, LSI, In=160 A overload protection Ir=63 A...160 A short-circuit protection Isd=0.6..10x In, Ii=1.5..10x In neutral conductor protection optionally with external current transformer, up to 160% terminal connection | 52200 | 1 | ZN | 1
3VA2116-8KP42-0AA0 |  | circuit breaker 3VA2 IEC Frame 160 breaking capacity class L Icu=150 kA @ 415 V 4-pole, line protection ETU850, LSI, In=160 A overload protection Ir=63 A...160 A short-circuit protection Isd=0.6..10x In, Ii=1.5..10x In neutral conductor protection adjustable (OFF, up to 100%) nut keeper kit | 60100 | 1 | ZN | 1
3VA2116-8KP46-0AA0 |  | circuit breaker 3VA2 IEC Frame 160 breaking capacity class L Icu=150 kA @ 415 V 4-pole, line protection ETU850, LSI, In=160 A overload protection Ir=63 A...160 A short-circuit protection Isd=0.6..10x In, Ii=1.5..10x In neutral conductor protection adjustable (OFF, up to 100%) terminal connection | 60900 | 1 | ZN | 1
3VA2116-8KQ32-0AA0 |  | circuit breaker 3VA2 IEC Frame 160 breaking capacity class L Icu=150 kA @ 415 V 3-pole, line protection ETU860, LSIG, In=160 A overload protection Ir=63 A...160 A short-circuit protection Isd=0.6..10x In, Ii=1.5..10x In neutral conductor protection optionally with external current transformer, up to 160% ground-fault protection, can be switched off Ig=0.2...1 x In, tg=0.05-0.8s nut keeper kit | 54200 | 1 | ZN | 1
3VA2116-8KQ36-0AA0 |  | circuit breaker 3VA2 IEC Frame 160 breaking capacity class L Icu=150 kA @ 415 V 3-pole, line protection ETU860, LSIG, In=160 A overload protection Ir=63 A...160 A short-circuit protection Isd=0.6..10x In, Ii=1.5..10x In neutral conductor protection optionally with external current transformer, up to 160% ground-fault protection, can be switched off Ig=0.2...1 x In, tg=0.05-0.8s terminal connection | 54600 | 1 | ZN | 1
3VA2116-8KQ42-0AA0 |  | circuit breaker 3VA2 IEC Frame 160 breaking capacity class L Icu=150 kA @ 415 V 4-pole, line protection ETU860, LSIG, In=160 A overload protection Ir=63 A...160 A short-circuit protection Isd=0.6..10x In, Ii=1.5..10x In neutral conductor protection adjustable (OFF, up to 100%) ground-fault protection, can be switched off Ig=0.2...1 x In= tg=0.05-0.8s nut keeper kit | 63900 | 1 | ZN | 1
3VA2116-8KQ46-0AA0 |  | circuit breaker 3VA2 IEC Frame 160 breaking capacity class L Icu=150 kA @ 415 V 4-pole, line protection ETU860, LSIG, In=160 A overload protection Ir=63 A...160 A short-circuit protection Isd=0.6..10x In, Ii=1.5..10x In neutral conductor protection adjustable (OFF, up to 100%) ground-fault protection, can be switched off Ig=0.2...1 x In= tg=0.05-0.8s terminal connection | 64800 | 1 | ZN | 1
3VA2125-0HL32-0AA0 |  | circuit breaker 3VA2 IEC Frame 160 breaking capacity class E Icu=200 kA @ 415 V 3-pole, line protection ETU320, LI, In=25 A overload protection Ir=10 A ... 25 A short-circuit protection Ii=1.5...12 x In nut keeper kit | 20800 | 1 | ZN | 1
3VA2125-0HL36-0AA0 |  | circuit breaker 3VA2 IEC Frame 160 breaking capacity class E Icu=200 kA @ 415 V 3-pole, line protection ETU320, LI, In=25 A overload protection Ir=10 A ... 25 A short-circuit protection Ii=1.5...12 x In terminal connection | 21500 | 1 | ZN | 1
3VA2125-0HL42-0AA0 |  | circuit breaker 3VA2 IEC Frame 160 breaking capacity class E Icu=200 kA @ 415 V 4-pole, line protection ETU320, LI, In=25 A overload protection Ir=10 A ... 25 A short-circuit protection Ii=1.5...12 x In neutral conductor protection adjustable (OFF, 100%) nut keeper kit | 28000 | 1 | ZN | 1
3VA2125-0HL46-0AA0 |  | circuit breaker 3VA2 IEC Frame 160 breaking capacity class E Icu=200 kA @ 415 V 4-pole, line protection ETU320, LI, In=25 A overload protection Ir=10 A ... 25 A short-circuit protection Ii=1.5...12 x In neutral conductor protection adjustable (OFF, 100%) terminal connection | 29100 | 1 | ZN | 1
3VA2125-0HM32-0AA0 |  | circuit breaker 3VA2 IEC Frame 160 breaking capacity class E Icu=200 kA @ 415 V 3-pole, line protection ETU330, LIG, In=25 A overload protection Ir=10 A ... 25 A short-circuit protection Ii=1.5...12 x In ground-fault protection Ig=0.6... 1 x In, tg=0.1/0.3s nut keeper kit | 28000 | 1 | ZN | 1
3VA2125-0HM36-0AA0 |  | circuit breaker 3VA2 IEC Frame 160 breaking capacity class E Icu=200 kA @ 415 V 3-pole, line protection ETU330, LIG, In=25 A overload protection Ir=10 A ... 25 A short-circuit protection Ii=1.5...12 x In ground-fault protection Ig=0.6... 1 x In, tg=0.1/0.3s terminal connection | 28900 | 1 | ZN | 1
3VA2125-0HM42-0AA0 |  | circuit breaker 3VA2 IEC Frame 160 breaking capacity class E Icu=200 kA @ 415 V 4-pole, line protection ETU330, LIG, In=25 A overload protection Ir=10 A ... 25 A short-circuit protection Ii=1.5...12 x In neutral conductor protection adjustable (OFF, 100%) ground-fault protection Ig=0.6... 1 x In, tg=0.1/0.3s nut keeper kit | 34600 | 1 | ZN | 1
3VA2125-0HM46-0AA0 |  | circuit breaker 3VA2 IEC Frame 160 breaking capacity class E Icu=200 kA @ 415 V 4-pole, line protection ETU330, LIG, In=25 A overload protection Ir=10 A ... 25 A short-circuit protection Ii=1.5...12 x In neutral conductor protection adjustable (OFF, 100%) ground-fault protection Ig=0.6... 1 x In, tg=0.1/0.3s terminal connection | 36300 | 1 | ZN | 1
3VA2125-0HN32-0AA0 |  | circuit breaker 3VA2 IEC Frame 160 breaking capacity class E Icu=200 kA @ 415 V 3-pole, line protection ETU350, LSI, In=25 A overload protection Ir=10 A ... 25 A short-circuit protection Isd=1.5...10xIr, Ii=12xIn nut keeper kit | 22300 | 1 | ZN | 1
3VA2125-0HN36-0AA0 |  | circuit breaker 3VA2 IEC Frame 160 breaking capacity class E Icu=200 kA @ 415 V 3-pole, line protection ETU350, LSI, In=25 A overload protection Ir=10 A ... 25 A short-circuit protection Isd=1.5...10xIr, Ii=12xIn terminal connection | 23100 | 1 | ZN | 1
3VA2125-0HN42-0AA0 |  | circuit breaker 3VA2 IEC Frame 160 breaking capacity class E Icu=200 kA @ 415 V 4-pole, line protection ETU350, LSI, In=25 A overload protection Ir=10 A ... 25 A short-circuit protection Isd=1.5...10xIr, Ii=12xIn neutral conductor protection adjustable (OFF, 100%) ground fault alarm signaled via EFB300 or COM nut keeper kit | 29500 | 1 | ZN | 1
3VA2125-0HN46-0AA0 |  | circuit breaker 3VA2 IEC Frame 160 breaking capacity class E Icu=200 kA @ 415 V 4-pole, line protection ETU350, LSI, In=25 A overload protection Ir=10 A ... 25 A short-circuit protection Isd=1.5...10xIr, Ii=12xIn neutral conductor protection adjustable (OFF, 100%) terminal connection | 30800 | 1 | ZN | 1
3VA2125-0KP32-0AA0 |  | circuit breaker 3VA2 IEC Frame 160 breaking capacity class E Icu=200 kA @ 415 V 3-pole, line protection ETU850, LSI, In=25 A overload protection Ir=10 A ... 25 A short-circuit protection Isd=0.6...10xIn, Ii=1.5...12xIn nut keeper kit | 40400 | 1 | ZN | 1
3VA2125-0KP36-0AA0 |  | circuit breaker 3VA2 IEC Frame 160 breaking capacity class E Icu=200 kA @ 415 V 3-pole, line protection ETU850, LSI, In=25 A overload protection Ir=10 A ... 25 A short-circuit protection Isd=0.6...10xIn, Ii=1.5...12xIn terminal connection | 41200 | 1 | ZN | 1
3VA2125-0KP42-0AA0 |  | circuit breaker 3VA2 IEC Frame 160 breaking capacity class E Icu=200 kA @ 415 V 4-pole, line protection ETU850, LSI, In=25 A overload protection Ir=10 A ... 25 A short-circuit protection Isd=0.6...10xIn, Ii=1.5...12xIn neutral conductor protection adjustable (OFF, up to 160%) nut keeper kit | 47100 | 1 | ZN | 1
3VA2125-0KP46-0AA0 |  | circuit breaker 3VA2 IEC Frame 160 breaking capacity class E Icu=200 kA @ 415 V 4-pole, line protection ETU850, LSI, In=25 A overload protection Ir=10 A ... 25 A short-circuit protection Isd=0.6...10xIn, Ii=1.5...12xIn neutral conductor protection adjustable (OFF, up to 160%) terminal connection | 48400 | 1 | ZN | 1
3VA2125-0KQ32-0AA0 |  | circuit breaker 3VA2 IEC Frame 160 breaking capacity class E Icu=200 kA @ 415 V 3-pole, line protection ETU860, LSIG, In=25 A overload protection Ir=10 A ... 25 A short-circuit protection Isd=0.6...10xIn, Ii=1.5...12xIn nut keeper kit | 44600 | 1 | ZN | 1
3VA2125-0KQ36-0AA0 |  | circuit breaker 3VA2 IEC Frame 160 breaking capacity class E Icu=200 kA @ 415 V 3-pole, line protection ETU860, LSIG, In=25 A overload protection Ir=10 A ... 25 A short-circuit protection Isd=0.6...10xIn, Ii=1.5...12xIn terminal connection | 45200 | 1 | ZN | 1
3VA2125-0KQ42-0AA0 |  | circuit breaker 3VA2 IEC Frame 160 breaking capacity class E Icu=200 kA @ 415 V 4-pole, line protection ETU860, LSIG, In=25 A overload protection Ir=10 A ... 25 A short-circuit protection Isd=0.6...10xIn, Ii=1.5...12xIn neutral conductor protection adjustable (OFF, up to 160%) nut keeper kit | 52400 | 1 | ZN | 1
3VA2125-0KQ46-0AA0 |  | circuit breaker 3VA2 IEC Frame 160 breaking capacity class E Icu=200 kA @ 415 V 4-pole, line protection ETU860, LSIG, In=25 A overload protection Ir=10 A ... 25 A short-circuit protection Isd=0.6...10xIn, Ii=1.5...12xIn neutral conductor protection adjustable (OFF, up to 160%) terminal connection | 52900 | 1 | ZN | 1
3VA2125-0MN32-0AA0 |  | circuit breaker 3VA2 IEC Frame 160 breaking capacity class E Icu=200 kA @ 415 V 3-pole, motor protection ETU350M, LSI, In=25 A overload protection Ir=10 A ... 25 A short-circuit protection Isd=3...15xIr, Ii=15xIn nut keeper kit | 19100 | 1 | ZN | 1
3VA2125-0MN36-0AA0 |  | circuit breaker 3VA2 IEC Frame 160 breaking capacity class E Icu=200 kA @ 415 V 3-pole, motor protection ETU350M, LSI, In=25 A overload protection Ir=10 A ... 25 A short-circuit protection Isd=3...15xIr, Ii=15xIn terminal connection | 20000 | 1 | ZN | 1
3VA2125-0MQ32-0AA0 |  | circuit breaker 3VA2 IEC Frame 160 breaking capacity class E Icu=200 kA @ 415 V 3-pole, motor protection ETU860M, LSIG, In=25 A overload protection Ir=10 A ... 25 A short-circuit protection Isd=1.2...15xIn, Ii=3...15xIn nut keeper kit | 34000 | 1 | ZN | 1
3VA2125-0MQ36-0AA0 |  | circuit breaker 3VA2 IEC Frame 160 breaking capacity class E Icu=200 kA @ 415 V 3-pole, motor protection ETU860M, LSIG, In=25 A overload protection Ir=10 A ... 25 A short-circuit protection Isd=1.2...15xIn, Ii=3...15xIn terminal connection | 35300 | 1 | ZN | 1
3VA2125-0MS32-0AA0 |  | circuit breaker 3VA2 IEC Frame 160 breaking capacity class E Icu=200 kA @ 415 V 3-pole, motor starter protection ETU310M, I, In=25 A short-circuit protection Ii=3...15 x In nut keeper kit | 14200 | 1 | ZN | 1
3VA2125-0MS36-0AA0 |  | circuit breaker 3VA2 IEC Frame 160 breaking capacity class E Icu=200 kA @ 415 V 3-pole, motor starter protection ETU310M, I, In=25 A short-circuit protection Ii=3...15 x In terminal connection | 15000 | 1 | ZN | 1
3VA2125-5HK32-0AA0 |  | circuit breaker 3VA2 IEC Frame 160 breaking capacity class M Icu=55 kA @ 415 V 3-pole, line protection ETU340, ELISA LI, In=25 A overload protection Ir=10 A...25 A short-circuit protection Ii=15 x In nut keeper kit | 13700 | 1 | ZN | 1
3VA2125-5HK36-0AA0 |  | circuit breaker 3VA2 IEC Frame 160 breaking capacity class M Icu=55 kA @ 415 V 3-pole, line protection ETU340, ELISA LI, In=25 A overload protection Ir=10 A...25 A short-circuit protection Ii=15 x In terminal connection | 14400 | 1 | ZN | 1
3VA2125-5HK42-0AA0 |  | circuit breaker 3VA2 IEC Frame 160 breaking capacity class M Icu=55 kA @ 415 V 4-pole, line protection ETU340, ELISA LI, In=25 A overload protection Ir=10 A...25 A short-circuit protection Ii=15 x In neutral conductor protection adjustable (OFF, 100%) nut keeper kit | 17400 | 1 | ZN | 1
3VA2125-5HK46-0AA0 |  | circuit breaker 3VA2 IEC Frame 160 breaking capacity class M Icu=55 kA @ 415 V 4-pole, line protection ETU340, ELISA LI, In=25 A overload protection Ir=10 A...25 A short-circuit protection Ii=15 x In neutral conductor protection adjustable (OFF, 100%) terminal connection | 18300 | 1 | ZN | 1
3VA2125-5HL32-0AA0 |  | circuit breaker 3VA2 IEC Frame 160 breaking capacity class M Icu=55 kA @ 415 V 3-pole, line protection ETU320, LI, In=25 A overload protection Ir=10 A...25 A short-circuit protection Ii=1.5...12 x In nut keeper kit | 13700 | 1 | ZN | 1
3VA2125-5HL36-0AA0 |  | circuit breaker 3VA2 IEC Frame 160 breaking capacity class M Icu=55 kA @ 415 V 3-pole, line protection ETU320, LI, In=25 A overload protection Ir=10 A...25 A short-circuit protection Ii=1.5...12 x In terminal connection | 14400 | 1 | ZN | 1
3VA2125-5HL42-0AA0 |  | circuit breaker 3VA2 IEC Frame 160 breaking capacity class M Icu=55 kA @ 415 V 4-pole, line protection ETU320, LI, In=25 A overload protection Ir=10 A...25 A short-circuit protection Ii=1.5...12 x In neutral conductor protection adjustable (OFF, 100%) nut keeper kit | 17400 | 1 | ZN | 1
3VA2125-5HL46-0AA0 |  | circuit breaker 3VA2 IEC Frame 160 breaking capacity class M Icu=55 kA @ 415 V 4-pole, line protection ETU320, LI, In=25 A overload protection Ir=10 A...25 A short-circuit protection Ii=1.5...12 x In neutral conductor protection adjustable (OFF, 100%) terminal connection | 18300 | 1 | ZN | 1
3VA2125-5HM32-0AA0 |  | circuit breaker 3VA2 IEC Frame 160 breaking capacity class M Icu=55 kA @ 415 V 3-pole, line protection ETU330, LIG, In=25 A overload protection Ir=10 A...25 A short-circuit protection Ii=1.5...12 x In ground-fault protection Ig=0.6... 1 x In, tg=0.1/0.3s nut keeper kit | 21200 | 1 | ZN | 1
3VA2125-5HM36-0AA0 |  | circuit breaker 3VA2 IEC Frame 160 breaking capacity class M Icu=55 kA @ 415 V 3-pole, line protection ETU330, LIG, In=25 A overload protection Ir=10 A...25 A short-circuit protection Ii=1.5...12 x In ground-fault protection Ig=0.6... 1 x In, tg=0.1/0.3s terminal connection | 21700 | 1 | ZN | 1
3VA2125-5HM42-0AA0 |  | circuit breaker 3VA2 IEC Frame 160 breaking capacity class M Icu=55 kA @ 415 V 4-pole, line protection ETU330, LIG, In=25 A overload protection Ir=10 A...25 A short-circuit protection Ii=1.5...12 x In neutral conductor protection adjustable (OFF, 100%) ground-fault protection Ig=0.6...1 x In= tg=0.1/0.3s nut keeper kit | 24800 | 1 | ZN | 1
3VA2125-5HM46-0AA0 |  | circuit breaker 3VA2 IEC Frame 160 breaking capacity class M Icu=55 kA @ 415 V 4-pole, line protection ETU330, LIG, In=25 A overload protection Ir=10 A...25 A short-circuit protection Ii=1.5...12 x In neutral conductor protection adjustable (OFF, 100%) ground-fault protection Ig=0.6...1 x In= tg=0.1/0.3s terminal connection | 25500 | 1 | ZN | 1
3VA2125-5HN32-0AA0 |  | circuit breaker 3VA2 IEC Frame 160 breaking capacity class M Icu=55 kA @ 415 V 3-pole, line protection ETU350, LSI, In=25 A overload protection Ir=10 A...25 A short-circuit protection Isd=1.5...10 x Ir, Ii=12 x In nut keeper kit | 15500 | 1 | ZN | 1
3VA2125-5HN36-0AA0 |  | circuit breaker 3VA2 IEC Frame 160 breaking capacity class M Icu=55 kA @ 415 V 3-pole, line protection ETU350, LSI, In=25 A overload protection Ir=10 A...25 A short-circuit protection Isd=1.5...10 x Ir, Ii=12 x In terminal connection | 16100 | 1 | ZN | 1
3VA2125-5HN42-0AA0 |  | circuit breaker 3VA2 IEC Frame 160 breaking capacity class M Icu=55 kA @ 415 V 4-pole, line protection ETU350, LSI, In=25 A overload protection Ir=10 A...25 A short-circuit protection Isd=1.5...10 x Ir, Ii=12 x In neutral conductor protection adjustable (OFF, 100%) nut keeper kit | 19100 | 1 | ZN | 1
3VA2125-5HN46-0AA0 |  | circuit breaker 3VA2 IEC Frame 160 breaking capacity class M Icu=55 kA @ 415 V 4-pole, line protection ETU350, LSI, In=25 A overload protection Ir=10 A...25 A short-circuit protection Isd=1.5...10 x Ir, Ii=12 x In neutral conductor protection adjustable (OFF, 100%) terminal connection | 20200 | 1 | ZN | 1
3VA2125-5JP32-0AA0 |  | circuit breaker 3VA2 IEC Frame 160 breaking capacity class M Icu=55 kA @ 415 V 3-pole, line protection ETU550, LSI, In=25 A overload protection Ir=10 A...25 A short-circuit protection Isd=0.6..10x In, Ii=1.5..12x In neutral conductor protection optionally with external current transformer, up to 160% nut keeper kit | 27400 | 1 | ZN | 1
3VA2125-5JP36-0AA0 |  | circuit breaker 3VA2 IEC Frame 160 breaking capacity class M Icu=55 kA @ 415 V 3-pole, line protection ETU550, LSI, In=25 A overload protection Ir=10 A...25 A short-circuit protection Isd=0.6..10x In, Ii=1.5..12x In neutral conductor protection optionally with external current transformer, up to 160% terminal connection | 28400 | 1 | ZN | 1
3VA2125-5JP42-0AA0 |  | circuit breaker 3VA2 IEC Frame 160 breaking capacity class M Icu=55 kA @ 415 V 4-pole, line protection ETU550, LSI, In=25 A overload protection Ir=10 A...25 A short-circuit protection Isd=0.6..10x In, Ii=1.5..12x In neutral conductor protection adjustable (OFF, up to 160%) nut keeper kit | 31400 | 1 | ZN | 1
3VA2125-5JP46-0AA0 |  | circuit breaker 3VA2 IEC Frame 160 breaking capacity class M Icu=55 kA @ 415 V 4-pole, line protection ETU550, LSI, In=25 A overload protection Ir=10 A...25 A short-circuit protection Isd=0.6..10x In, Ii=1.5..12x In neutral conductor protection adjustable (OFF, up to 160%) terminal connection | 31900 | 1 | ZN | 1
3VA2125-5JQ32-0AA0 |  | circuit breaker 3VA2 IEC Frame 160 breaking capacity class M Icu=55 kA @ 415 V 3-pole, line protection ETU560, LSIG, In=25 A overload protection Ir=10 A...25 A short-circuit protection Isd=0.6..10x In, Ii=1.5..12x In neutral conductor protection optionally with external current transformer, up to 160% ground-fault protection, can be switched off Ig=0.2...1 x In, tg=0.05-0.8s nut keeper kit | 34400 | 1 | ZN | 1
3VA2125-5JQ36-0AA0 |  | circuit breaker 3VA2 IEC Frame 160 breaking capacity class M Icu=55 kA @ 415 V 3-pole, line protection ETU560, LSIG, In=25 A overload protection Ir=10 A...25 A short-circuit protection Isd=0.6..10x In, Ii=1.5..12x In neutral conductor protection optionally with external current transformer, up to 160% ground-fault protection, can be switched off Ig=0.2...1 x In, tg=0.05-0.8s terminal connection | 35300 | 1 | ZN | 1
3VA2125-5JQ42-0AA0 |  | circuit breaker 3VA2 IEC Frame 160 breaking capacity class M Icu=55 kA @ 415 V 4-pole, line protection ETU560, LSIG, In=25 A overload protection Ir=10 A...25 A short-circuit protection Isd=0.6..10x In, Ii=1.5..12x In neutral conductor protection adjustable (OFF, up to 160%) ground-fault protection, can be switched off Ig=0.2...1 x In= tg=0.05-0.8s nut keeper kit | 38200 | 1 | ZN | 1
3VA2125-5JQ46-0AA0 |  | circuit breaker 3VA2 IEC Frame 160 breaking capacity class M Icu=55 kA @ 415 V 4-pole, line protection ETU560, LSIG, In=25 A overload protection Ir=10 A...25 A short-circuit protection Isd=0.6..10x In, Ii=1.5..12x In neutral conductor protection adjustable (OFF, up to 160%) ground-fault protection, can be switched off Ig=0.2...1 x In= tg=0.05-0.8s terminal connection | 38900 | 1 | ZN | 1
3VA2125-5KP32-0AA0 |  | circuit breaker 3VA2 IEC Frame 160 breaking capacity class M Icu=55 kA @ 415 V 3-pole, line protection ETU850, LSI, In=25 A overload protection Ir=10 A...25 A short-circuit protection Isd=0.6..10x In, Ii=1.5..12x In neutral conductor protection optionally with external current transformer, up to 160% nut keeper kit | 33300 | 1 | ZN | 1
3VA2125-5KP36-0AA0 |  | circuit breaker 3VA2 IEC Frame 160 breaking capacity class M Icu=55 kA @ 415 V 3-pole, line protection ETU850, LSI, In=25 A overload protection Ir=10 A...25 A short-circuit protection Isd=0.6..10x In, Ii=1.5..12x In neutral conductor protection optionally with external current transformer, up to 160% terminal connection | 33600 | 1 | ZN | 1
3VA2125-5KP42-0AA0 |  | circuit breaker 3VA2 IEC Frame 160 breaking capacity class M Icu=55 kA @ 415 V 4-pole, line protection ETU850, LSI, In=25 A overload protection Ir=10 A...25 A short-circuit protection Isd=0.6..10x In, Ii=1.5..12x In neutral conductor protection adjustable (OFF, up to 160%) nut keeper kit | 37200 | 1 | ZN | 1
3VA2125-5KP46-0AA0 |  | circuit breaker 3VA2 IEC Frame 160 breaking capacity class M Icu=55 kA @ 415 V 4-pole, line protection ETU850, LSI, In=25 A overload protection Ir=10 A...25 A short-circuit protection Isd=0.6..10x In, Ii=1.5..12x In neutral conductor protection adjustable (OFF, up to 160%) terminal connection | 38000 | 1 | ZN | 1
3VA2125-5KQ32-0AA0 |  | circuit breaker 3VA2 IEC Frame 160 breaking capacity class M Icu=55 kA @ 415 V 3-pole, line protection ETU860, LSIG, In=25 A overload protection Ir=10 A...25 A short-circuit protection Isd=0.6..10x In, Ii=1.5..12x In neutral conductor protection optionally with external current transformer, up to 160% ground-fault protection, can be switched off Ig=0.2...1 x In, tg=0.05-0.8s nut keeper kit | 37600 | 1 | ZN | 1
3VA2125-5KQ36-0AA0 |  | circuit breaker 3VA2 IEC Frame 160 breaking capacity class M Icu=55 kA @ 415 V 3-pole, line protection ETU860, LSIG, In=25 A overload protection Ir=10 A...25 A short-circuit protection Isd=0.6..10x In, Ii=1.5..12x In neutral conductor protection optionally with external current transformer, up to 160% ground-fault protection, can be switched off Ig=0.2...1 x In, tg=0.05-0.8s terminal connection | 38200 | 1 | ZN | 1
3VA2125-5KQ42-0AA0 |  | circuit breaker 3VA2 IEC Frame 160 breaking capacity class M Icu=55 kA @ 415 V 4-pole, line protection ETU860, LSIG, In=25 A overload protection Ir=10 A...25 A short-circuit protection Isd=0.6..10x In, Ii=1.5..12x In neutral conductor protection adjustable (OFF, up to 160%) ground-fault protection, can be switched off Ig=0.2...1 x In= tg=0.05-0.8s nut keeper kit | 41200 | 1 | ZN | 1
3VA2125-5KQ46-0AA0 |  | circuit breaker 3VA2 IEC Frame 160 breaking capacity class M Icu=55 kA @ 415 V 4-pole, line protection ETU860, LSIG, In=25 A overload protection Ir=10 A...25 A short-circuit protection Isd=0.6..10x In, Ii=1.5..12x In neutral conductor protection adjustable (OFF, up to 160%) ground-fault protection, can be switched off Ig=0.2...1 x In= tg=0.05-0.8s terminal connection | 42300 | 1 | ZN | 1
3VA2125-5MN32-0AA0 |  | circuit breaker 3VA2 IEC Frame 160 breaking capacity class M Icu=55 kA @ 415 V 3-pole, motor protection ETU350M, LSI, In=25 A overload protection Ir=10 A...25 A short-circuit protection Isd=3...15 x Ir, Ii=15 x In nut keeper kit | 15000 | 1 | ZN | 1
3VA2125-5MN36-0AA0 |  | circuit breaker 3VA2 IEC Frame 160 breaking capacity class M Icu=55 kA @ 415 V 3-pole, motor protection ETU350M, LSI, In=25 A overload protection Ir=10 A...25 A short-circuit protection Isd=3...15 x Ir, Ii=15 x In terminal connection | 15800 | 1 | ZN | 1
3VA2125-5MP32-0AA0 |  | circuit breaker 3VA2 IEC Frame 160 breaking capacity class M Icu=55 kA @ 415 V 3-pole, motor protection ETU550M, LSI, In=25 A overload protection Ir=10 A ...25 A short-circuit protection Isd=1.2... 15x In,Ii=3..15x In nut keeper kit | 20800 | 1 | ZN | 1
3VA2125-5MQ32-0AA0 |  | circuit breaker 3VA2 IEC Frame 160 breaking capacity class M Icu=55 kA @ 415 V 3-pole, motor protection ETU860M, LSIG, In=25 A overload protection Ir=10 A...25 A short-circuit protection Isd=1.2..15x In, Ii=3..15x In ground-fault protection, can be switched off Ig=0.6... 1 x In, tg=0.05-0.8s nut keeper kit | 29100 | 1 | ZN | 1
3VA2125-5MQ36-0AA0 |  | circuit breaker 3VA2 IEC Frame 160 breaking capacity class M Icu=55 kA @ 415 V 3-pole, motor protection ETU860M, LSIG, In=25 A overload protection Ir=10 A...25 A short-circuit protection Isd=1.2..15x In, Ii=3..15x In ground-fault protection, can be switched off Ig=0.6... 1 x In, tg=0.05-0.8s terminal connection | 29500 | 1 | ZN | 1
3VA2125-6HK32-0AA0 |  | circuit breaker 3VA2 IEC Frame 160 breaking capacity class H Icu=85 kA @ 415 V 3-pole, line protection ETU340, ELISA LI, In=25 A overload protection Ir=10 A...25 A short-circuit protection Ii=15 x In nut keeper kit | 15300 | 1 | ZN | 1
3VA2125-6HK36-0AA0 |  | circuit breaker 3VA2 IEC Frame 160 breaking capacity class H Icu=85 kA @ 415 V 3-pole, line protection ETU340, ELISA LI, In=25 A overload protection Ir=10 A...25 A short-circuit protection Ii=15 x In terminal connection | 16000 | 1 | ZN | 1
3VA2125-6HK42-0AA0 |  | circuit breaker 3VA2 IEC Frame 160 breaking capacity class H Icu=85 kA @ 415 V 4-pole, line protection ETU340, ELISA LI, In=25 A overload protection Ir=10 A...25 A short-circuit protection Ii=15 x In neutral conductor protection adjustable (OFF, 100%) nut keeper kit | 19500 | 1 | ZN | 1
3VA2125-6HK46-0AA0 |  | circuit breaker 3VA2 IEC Frame 160 breaking capacity class H Icu=85 kA @ 415 V 4-pole, line protection ETU340, ELISA LI, In=25 A overload protection Ir=10 A...25 A short-circuit protection Ii=15 x In neutral conductor protection adjustable (OFF, 100%) terminal connection | 20600 | 1 | ZN | 1
3VA2125-6HL32-0AA0 |  | circuit breaker 3VA2 IEC Frame 160 breaking capacity class H Icu=85 kA @ 415 V 3-pole, line protection ETU320, LI, In=25 A overload protection Ir=10 A...25 A short-circuit protection Ii=1.5...12 x In nut keeper kit | 15300 | 1 | ZN | 1
3VA2125-6HL36-0AA0 |  | circuit breaker 3VA2 IEC Frame 160 breaking capacity class H Icu=85 kA @ 415 V 3-pole, line protection ETU320, LI, In=25 A overload protection Ir=10 A...25 A short-circuit protection Ii=1.5...12 x In terminal connection | 15900 | 1 | ZN | 1
3VA2125-6HL42-0AA0 |  | circuit breaker 3VA2 IEC Frame 160 breaking capacity class H Icu=85 kA @ 415 V 4-pole, line protection ETU320, LI, In=25 A overload protection Ir=10 A...25 A short-circuit protection Ii=1.5...12 x In neutral conductor protection adjustable (OFF, 100%) nut keeper kit | 19500 | 1 | ZN | 1
3VA2125-6HL46-0AA0 |  | circuit breaker 3VA2 IEC Frame 160 breaking capacity class H Icu=85 kA @ 415 V 4-pole, line protection ETU320, LI, In=25 A overload protection Ir=10 A...25 A short-circuit protection Ii=1.5...12 x In neutral conductor protection adjustable (OFF, 100%) terminal connection | 20600 | 1 | ZN | 1
3VA2125-6HM32-0AA0 |  | circuit breaker 3VA2 IEC Frame 160 breaking capacity class H Icu=85 kA @ 415 V 3-pole, line protection ETU330, LIG, In=25 A overload protection Ir=10 A...25 A short-circuit protection Ii=1.5...12 x In ground-fault protection Ig=0.6... 1 x In, tg=0.1/0.3s nut keeper kit | 22500 | 1 | ZN | 1
3VA2125-6HM36-0AA0 |  | circuit breaker 3VA2 IEC Frame 160 breaking capacity class H Icu=85 kA @ 415 V 3-pole, line protection ETU330, LIG, In=25 A overload protection Ir=10 A...25 A short-circuit protection Ii=1.5...12 x In ground-fault protection Ig=0.6... 1 x In, tg=0.1/0.3s terminal connection | 23100 | 1 | ZN | 1
3VA2125-6HM42-0AA0 |  | circuit breaker 3VA2 IEC Frame 160 breaking capacity class H Icu=85 kA @ 415 V 4-pole, line protection ETU330, LIG, In=25 A overload protection Ir=10 A...25 A short-circuit protection Ii=1.5...12 x In neutral conductor protection adjustable (OFF, 100%) ground-fault protection Ig=0.6...1 x In= tg=0.1/0.3s nut keeper kit | 26600 | 1 | ZN | 1
3VA2125-6HM46-0AA0 |  | circuit breaker 3VA2 IEC Frame 160 breaking capacity class H Icu=85 kA @ 415 V 4-pole, line protection ETU330, LIG, In=25 A overload protection Ir=10 A...25 A short-circuit protection Ii=1.5...12 x In neutral conductor protection adjustable (OFF, 100%) ground-fault protection Ig=0.6...1 x In= tg=0.1/0.3s terminal connection | 27400 | 1 | ZN | 1
3VA2125-6HN32-0AA0 |  | circuit breaker 3VA2 IEC Frame 160 breaking capacity class H Icu=85 kA @ 415 V 3-pole, line protection ETU350, LSI, In=25 A overload protection Ir=10 A...25 A short-circuit protection Isd=1.5...10 x Ir, Ii=12 x In nut keeper kit | 17000 | 1 | ZN | 1
3VA2125-6HN36-0AA0 |  | circuit breaker 3VA2 IEC Frame 160 breaking capacity class H Icu=85 kA @ 415 V 3-pole, line protection ETU350, LSI, In=25 A overload protection Ir=10 A...25 A short-circuit protection Isd=1.5...10 x Ir, Ii=12 x In terminal connection | 17700 | 1 | ZN | 1
3VA2125-6HN42-0AA0 |  | circuit breaker 3VA2 IEC Frame 160 breaking capacity class H Icu=85 kA @ 415 V 4-pole, line protection ETU350, LSI, In=25 A overload protection Ir=10 A...25 A short-circuit protection Isd=1.5...10 x Ir, Ii=12 x In neutral conductor protection adjustable (OFF, 100%) nut keeper kit | 21400 | 1 | ZN | 1
3VA2125-6HN46-0AA0 |  | circuit breaker 3VA2 IEC Frame 160 breaking capacity class H Icu=85 kA @ 415 V 4-pole, line protection ETU350, LSI, In=25 A overload protection Ir=10 A...25 A short-circuit protection Isd=1.5...10 x Ir, Ii=12 x In neutral conductor protection adjustable (OFF, 100%) terminal connection | 22100 | 1 | ZN | 1
3VA2125-6JP32-0AA0 |  | circuit breaker 3VA2 IEC Frame 160 breaking capacity class H Icu=85 kA @ 415 V 3-pole, line protection ETU550, LSI, In=25 A overload protection Ir=10 A...25 A short-circuit protection Isd=0.6..10x In, Ii=1.5..12x In neutral conductor protection optionally with external current transformer, up to 160% nut keeper kit | 29100 | 1 | ZN | 1
3VA2125-6JP36-0AA0 |  | circuit breaker 3VA2 IEC Frame 160 breaking capacity class H Icu=85 kA @ 415 V 3-pole, line protection ETU550, LSI, In=25 A overload protection Ir=10 A...25 A short-circuit protection Isd=0.6..10x In, Ii=1.5..12x In neutral conductor protection optionally with external current transformer, up to 160% terminal connection | 29700 | 1 | ZN | 1
3VA2125-6JP42-0AA0 |  | circuit breaker 3VA2 IEC Frame 160 breaking capacity class H Icu=85 kA @ 415 V 4-pole, line protection ETU550, LSI, In=25 A overload protection Ir=10 A...25 A short-circuit protection Isd=0.6..10x In, Ii=1.5..12x In neutral conductor protection adjustable (OFF, up to 160%) nut keeper kit | 33100 | 1 | ZN | 1
3VA2125-6JP46-0AA0 |  | circuit breaker 3VA2 IEC Frame 160 breaking capacity class H Icu=85 kA @ 415 V 4-pole, line protection ETU550, LSI, In=25 A overload protection Ir=10 A...25 A short-circuit protection Isd=0.6..10x In, Ii=1.5..12x In neutral conductor protection adjustable (OFF, up to 160%) terminal connection | 33600 | 1 | ZN | 1
3VA2125-6JQ32-0AA0 |  | circuit breaker 3VA2 IEC Frame 160 breaking capacity class H Icu=85 kA @ 415 V 3-pole, line protection ETU560, LSIG, In=25 A overload protection Ir=10 A...25 A short-circuit protection Isd=0.6..10x In, Ii=1.5..12x In neutral conductor protection optionally with external current transformer, up to 160% ground-fault protection, can be switched off Ig=0.2...1 x In, tg=0.05-0.8s nut keeper kit | 36700 | 1 | ZN | 1
3VA2125-6JQ36-0AA0 |  | circuit breaker 3VA2 IEC Frame 160 breaking capacity class H Icu=85 kA @ 415 V 3-pole, line protection ETU560, LSIG, In=25 A overload protection Ir=10 A...25 A short-circuit protection Isd=0.6..10x In, Ii=1.5..12x In neutral conductor protection optionally with external current transformer, up to 160% ground-fault protection, can be switched off Ig=0.2...1 x In, tg=0.05-0.8s terminal connection | 37000 | 1 | ZN | 1
3VA2125-6JQ42-0AA0 |  | circuit breaker 3VA2 IEC Frame 160 breaking capacity class H Icu=85 kA @ 415 V 4-pole, line protection ETU560, LSIG, In=25 A overload protection Ir=10 A...25 A short-circuit protection Isd=0.6..10x In, Ii=1.5..12x In neutral conductor protection adjustable (OFF, up to 160%) ground-fault protection, can be switched off Ig=0.2...1 x In= tg=0.05-0.8s nut keeper kit | 40400 | 1 | ZN | 1
3VA2125-6JQ46-0AA0 |  | circuit breaker 3VA2 IEC Frame 160 breaking capacity class H Icu=85 kA @ 415 V 4-pole, line protection ETU560, LSIG, In=25 A overload protection Ir=10 A...25 A short-circuit protection Isd=0.6..10x In, Ii=1.5..12x In neutral conductor protection adjustable (OFF, up to 160%) ground-fault protection, can be switched off Ig=0.2...1 x In= tg=0.05-0.8s terminal connection | 41400 | 1 | ZN | 1
3VA2125-6KP32-0AA0 |  | circuit breaker 3VA2 IEC Frame 160 breaking capacity class H Icu=85 kA @ 415 V 3-pole, line protection ETU850, LSI, In=25 A overload protection Ir=10 A...25 A short-circuit protection Isd=0.6..10x In, Ii=1.5..12x In neutral conductor protection optionally with external current transformer, up to 160% nut keeper kit | 34600 | 1 | ZN | 1
3VA2125-6KP36-0AA0 |  | circuit breaker 3VA2 IEC Frame 160 breaking capacity class H Icu=85 kA @ 415 V 3-pole, line protection ETU850, LSI, In=25 A overload protection Ir=10 A...25 A short-circuit protection Isd=0.6..10x In, Ii=1.5..12x In neutral conductor protection optionally with external current transformer, up to 160% terminal connection | 35900 | 1 | ZN | 1
3VA2125-6KP42-0AA0 |  | circuit breaker 3VA2 IEC Frame 160 breaking capacity class H Icu=85 kA @ 415 V 4-pole, line protection ETU850, LSI, In=25 A overload protection Ir=10 A...25 A short-circuit protection Isd=0.6..10x In, Ii=1.5..12x In neutral conductor protection adjustable (OFF, up to 160%) nut keeper kit | 38900 | 1 | ZN | 1
3VA2125-6KP46-0AA0 |  | circuit breaker 3VA2 IEC Frame 160 breaking capacity class H Icu=85 kA @ 415 V 4-pole, line protection ETU850, LSI, In=25 A overload protection Ir=10 A...25 A short-circuit protection Isd=0.6..10x In, Ii=1.5..12x In neutral conductor protection adjustable (OFF, up to 160%) terminal connection | 40300 | 1 | ZN | 1
3VA2125-6KQ32-0AA0 |  | circuit breaker 3VA2 IEC Frame 160 breaking capacity class H Icu=85 kA @ 415 V 3-pole, line protection ETU860, LSIG, In=25 A overload protection Ir=10 A...25 A short-circuit protection Isd=0.6..10x In, Ii=1.5..12x In neutral conductor protection optionally with external current transformer, up to 160% ground-fault protection, can be switched off Ig=0.2...1 x In, tg=0.05-0.8s nut keeper kit | 38900 | 1 | ZN | 1
3VA2125-6KQ36-0AA0 |  | circuit breaker 3VA2 IEC Frame 160 breaking capacity class H Icu=85 kA @ 415 V 3-pole, line protection ETU860, LSIG, In=25 A overload protection Ir=10 A...25 A short-circuit protection Isd=0.6..10x In, Ii=1.5..12x In neutral conductor protection optionally with external current transformer, up to 160% ground-fault protection, can be switched off Ig=0.2...1 x In, tg=0.05-0.8s terminal connection | 39900 | 1 | ZN | 1
3VA2125-6KQ42-0AA0 |  | circuit breaker 3VA2 IEC Frame 160 breaking capacity class H Icu=85 kA @ 415 V 4-pole, line protection ETU860, LSIG, In=25 A overload protection Ir=10 A...25 A short-circuit protection Isd=0.6..10x In, Ii=1.5..12x In neutral conductor protection adjustable (OFF, up to 160%) ground-fault protection, can be switched off Ig=0.2...1 x In= tg=0.05-0.8s nut keeper kit | 43100 | 1 | ZN | 1
3VA2125-6KQ46-0AA0 |  | circuit breaker 3VA2 IEC Frame 160 breaking capacity class H Icu=85 kA @ 415 V 4-pole, line protection ETU860, LSIG, In=25 A overload protection Ir=10 A...25 A short-circuit protection Isd=0.6..10x In, Ii=1.5..12x In neutral conductor protection adjustable (OFF, up to 160%) ground-fault protection, can be switched off Ig=0.2...1 x In= tg=0.05-0.8s terminal connection | 44200 | 1 | ZN | 1
3VA2125-7HK32-0AA0 |  | circuit breaker 3VA2 IEC Frame 160 breaking capacity class C Icu=110 kA @ 415 V 3-pole, line protection ETU340, ELISA LI, In=25 A overload protection Ir=10 A...25 A short-circuit protection Ii=15 x In nut keeper kit | 16300 | 1 | ZN | 1
3VA2125-7HK36-0AA0 |  | circuit breaker 3VA2 IEC Frame 160 breaking capacity class C Icu=110 kA @ 415 V 3-pole, line protection ETU340, ELISA LI, In=25 A overload protection Ir=10 A...25 A short-circuit protection Ii=15 x In terminal connection | 17000 | 1 | ZN | 1
3VA2125-7HK42-0AA0 |  | circuit breaker 3VA2 IEC Frame 160 breaking capacity class C Icu=110 kA @ 415 V 4-pole, line protection ETU340, ELISA LI, In=25 A overload protection Ir=10 A...25 A short-circuit protection Ii=15 x In neutral conductor protection adjustable (OFF, 100%) nut keeper kit | 21000 | 1 | ZN | 1
3VA2125-7HK46-0AA0 |  | circuit breaker 3VA2 IEC Frame 160 breaking capacity class C Icu=110 kA @ 415 V 4-pole, line protection ETU340, ELISA LI, In=25 A overload protection Ir=10 A...25 A short-circuit protection Ii=15 x In neutral conductor protection adjustable (OFF, 100%) terminal connection | 21700 | 1 | ZN | 1
3VA2125-7HL32-0AA0 |  | circuit breaker 3VA2 IEC Frame 160 breaking capacity class C Icu=110 kA @ 415 V 3-pole, line protection ETU320, LI, In=25 A overload protection Ir=10 A...25 A short-circuit protection Ii=1.5...12 x In nut keeper kit | 16300 | 1 | ZN | 1
3VA2125-7HL36-0AA0 |  | circuit breaker 3VA2 IEC Frame 160 breaking capacity class C Icu=110 kA @ 415 V 3-pole, line protection ETU320, LI, In=25 A overload protection Ir=10 A...25 A short-circuit protection Ii=1.5...12 x In terminal connection | 17000 | 1 | ZN | 1
3VA2125-7HL42-0AA0 |  | circuit breaker 3VA2 IEC Frame 160 breaking capacity class C Icu=110 kA @ 415 V 4-pole, line protection ETU320, LI, In=25 A overload protection Ir=10 A...25 A short-circuit protection Ii=1.5...12 x In neutral conductor protection adjustable (OFF, 100%) nut keeper kit | 21000 | 1 | ZN | 1
3VA2125-7HL46-0AA0 |  | circuit breaker 3VA2 IEC Frame 160 breaking capacity class C Icu=110 kA @ 415 V 4-pole, line protection ETU320, LI, In=25 A overload protection Ir=10 A...25 A short-circuit protection Ii=1.5...12 x In neutral conductor protection adjustable (OFF, 100%) terminal connection | 21900 | 1 | ZN | 1
3VA2125-7HM32-0AA0 |  | circuit breaker 3VA2 IEC Frame 160 breaking capacity class C Icu=110 kA @ 415 V 3-pole, line protection ETU330, LIG, In=25 A overload protection Ir=10 A...25 A short-circuit protection Ii=1.5...12 x In ground-fault protection Ig=0.6... 1 x In, tg=0.1/0.3s nut keeper kit | 23600 | 1 | ZN | 1
3VA2125-7HM36-0AA0 |  | circuit breaker 3VA2 IEC Frame 160 breaking capacity class C Icu=110 kA @ 415 V 3-pole, line protection ETU330, LIG, In=25 A overload protection Ir=10 A...25 A short-circuit protection Ii=1.5...12 x In ground-fault protection Ig=0.6... 1 x In, tg=0.1/0.3s terminal connection | 24200 | 1 | ZN | 1
3VA2125-7HM42-0AA0 |  | circuit breaker 3VA2 IEC Frame 160 breaking capacity class C Icu=110 kA @ 415 V 4-pole, line protection ETU330, LIG, In=25 A overload protection Ir=10 A...25 A short-circuit protection Ii=1.5...12 x In neutral conductor protection adjustable (OFF, 100%) ground-fault protection Ig=0.6...1 x In= tg=0.1/0.3s nut keeper kit | 28000 | 1 | ZN | 1
3VA2125-7HM46-0AA0 |  | circuit breaker 3VA2 IEC Frame 160 breaking capacity class C Icu=110 kA @ 415 V 4-pole, line protection ETU330, LIG, In=25 A overload protection Ir=10 A...25 A short-circuit protection Ii=1.5...12 x In neutral conductor protection adjustable (OFF, 100%) ground-fault protection Ig=0.6...1 x In= tg=0.1/0.3s terminal connection | 29100 | 1 | ZN | 1
3VA2125-7HN32-0AA0 |  | circuit breaker 3VA2 IEC Frame 160 breaking capacity class C Icu=110 kA @ 415 V 3-pole, line protection ETU350, LSI, In=25 A overload protection Ir=10 A...25 A short-circuit protection Isd=1.5...10 x Ir, Ii=12 x In nut keeper kit | 18000 | 1 | ZN | 1
3VA2125-7HN36-0AA0 |  | circuit breaker 3VA2 IEC Frame 160 breaking capacity class C Icu=110 kA @ 415 V 3-pole, line protection ETU350, LSI, In=25 A overload protection Ir=10 A...25 A short-circuit protection Isd=1.5...10 x Ir, Ii=12 x In terminal connection | 18800 | 1 | ZN | 1
3VA2125-7HN42-0AA0 |  | circuit breaker 3VA2 IEC Frame 160 breaking capacity class C Icu=110 kA @ 415 V 4-pole, line protection ETU350, LSI, In=25 A overload protection Ir=10 A...25 A short-circuit protection Isd=1.5...10 x Ir, Ii=12 x In neutral conductor protection adjustable (OFF, 100%) nut keeper kit | 22500 | 1 | ZN | 1
3VA2125-7HN46-0AA0 |  | circuit breaker 3VA2 IEC Frame 160 breaking capacity class C Icu=110 kA @ 415 V 4-pole, line protection ETU350, LSI, In=25 A overload protection Ir=10 A...25 A short-circuit protection Isd=1.5...10 x Ir, Ii=12 x In neutral conductor protection adjustable (OFF, 100%) terminal connection | 23600 | 1 | ZN | 1
3VA2125-7JP32-0AA0 |  | circuit breaker 3VA2 IEC Frame 160 breaking capacity class C Icu=110 kA @ 415 V 3-pole, line protection ETU550, LSI, In=25 A overload protection Ir=10 A...25 A short-circuit protection Isd=0.6..10x In, Ii=1.5..12x In neutral conductor protection optionally with external current transformer, up to 160% nut keeper kit | 30100 | 1 | ZN | 1
3VA2125-7JP36-0AA0 |  | circuit breaker 3VA2 IEC Frame 160 breaking capacity class C Icu=110 kA @ 415 V 3-pole, line protection ETU550, LSI, In=25 A overload protection Ir=10 A...25 A short-circuit protection Isd=0.6..10x In, Ii=1.5..12x In neutral conductor protection optionally with external current transformer, up to 160% terminal connection | 31000 | 1 | ZN | 1
3VA2125-7JP42-0AA0 |  | circuit breaker 3VA2 IEC Frame 160 breaking capacity class C Icu=110 kA @ 415 V 4-pole, line protection ETU550, LSI, In=25 A overload protection Ir=10 A...25 A short-circuit protection Isd=0.6..10x In, Ii=1.5..12x In neutral conductor protection adjustable (OFF, up to 160%) nut keeper kit | 34000 | 1 | ZN | 1
3VA2125-7JP46-0AA0 |  | circuit breaker 3VA2 IEC Frame 160 breaking capacity class C Icu=110 kA @ 415 V 4-pole, line protection ETU550, LSI, In=25 A overload protection Ir=10 A...25 A short-circuit protection Isd=0.6..10x In, Ii=1.5..12x In neutral conductor protection adjustable (OFF, up to 160%) terminal connection | 35300 | 1 | ZN | 1
3VA2125-7JQ32-0AA0 |  | circuit breaker 3VA2 IEC Frame 160 breaking capacity class C Icu=110 kA @ 415 V 3-pole, line protection ETU560, LSIG, In=25 A overload protection Ir=10 A...25 A short-circuit protection Isd=0.6..10x In, Ii=1.5..12x In neutral conductor protection optionally with external current transformer, up to 160% ground-fault protection, can be switched off Ig=0.2...1 x In, tg=0.05-0.8s nut keeper kit | 37200 | 1 | ZN | 1
3VA2125-7JQ36-0AA0 |  | circuit breaker 3VA2 IEC Frame 160 breaking capacity class C Icu=110 kA @ 415 V 3-pole, line protection ETU560, LSIG, In=25 A overload protection Ir=10 A...25 A short-circuit protection Isd=0.6..10x In, Ii=1.5..12x In neutral conductor protection optionally with external current transformer, up to 160% ground-fault protection, can be switched off Ig=0.2...1 x In, tg=0.05-0.8s terminal connection | 38000 | 1 | ZN | 1
3VA2125-7JQ42-0AA0 |  | circuit breaker 3VA2 IEC Frame 160 breaking capacity class C Icu=110 kA @ 415 V 4-pole, line protection ETU560, LSIG, In=25 A overload protection Ir=10 A...25 A short-circuit protection Isd=0.6..10x In, Ii=1.5..12x In neutral conductor protection adjustable (OFF, up to 160%) ground-fault protection, can be switched off Ig=0.2...1 x In= tg=0.05-0.8s nut keeper kit | 41600 | 1 | ZN | 1
3VA2125-7JQ46-0AA0 |  | circuit breaker 3VA2 IEC Frame 160 breaking capacity class C Icu=110 kA @ 415 V 4-pole, line protection ETU560, LSIG, In=25 A overload protection Ir=10 A...25 A short-circuit protection Isd=0.6..10x In, Ii=1.5..12x In neutral conductor protection adjustable (OFF, up to 160%) ground-fault protection, can be switched off Ig=0.2...1 x In= tg=0.05-0.8s terminal connection | 42700 | 1 | ZN | 1
3VA2125-7KP32-0AA0 |  | circuit breaker 3VA2 IEC Frame 160 breaking capacity class C Icu=110 kA @ 415 V 3-pole, line protection ETU850, LSI, In=25 A overload protection Ir=10 A...25 A short-circuit protection Isd=0.6..10x In, Ii=1.5..12x In neutral conductor protection optionally with external current transformer, up to 160% nut keeper kit | 36300 | 1 | ZN | 1
3VA2125-7KP36-0AA0 |  | circuit breaker 3VA2 IEC Frame 160 breaking capacity class C Icu=110 kA @ 415 V 3-pole, line protection ETU850, LSI, In=25 A overload protection Ir=10 A...25 A short-circuit protection Isd=0.6..10x In, Ii=1.5..12x In neutral conductor protection optionally with external current transformer, up to 160% terminal connection | 37000 | 1 | ZN | 1
3VA2125-7KP42-0AA0 |  | circuit breaker 3VA2 IEC Frame 160 breaking capacity class C Icu=110 kA @ 415 V 4-pole, line protection ETU850, LSI, In=25 A overload protection Ir=10 A...25 A short-circuit protection Isd=0.6..10x In, Ii=1.5..12x In neutral conductor protection adjustable (OFF, up to 160%) nut keeper kit | 40400 | 1 | ZN | 1
3VA2125-7KP46-0AA0 |  | circuit breaker 3VA2 IEC Frame 160 breaking capacity class C Icu=110 kA @ 415 V 4-pole, line protection ETU850, LSI, In=25 A overload protection Ir=10 A...25 A short-circuit protection Isd=0.6..10x In, Ii=1.5..12x In neutral conductor protection adjustable (OFF, up to 160%) terminal connection | 41400 | 1 | ZN | 1
3VA2125-7KQ32-0AA0 |  | circuit breaker 3VA2 IEC Frame 160 breaking capacity class C Icu=110 kA @ 415 V 3-pole, line protection ETU860, LSIG, In=25 A overload protection Ir=10 A...25 A short-circuit protection Isd=0.6..10x In, Ii=1.5..12x In neutral conductor protection optionally with external current transformer, up to 160% ground-fault protection, can be switched off Ig=0.2...1 x In, tg=0.05-0.8s nut keeper kit | 40300 | 1 | ZN | 1
3VA2125-7KQ36-0AA0 |  | circuit breaker 3VA2 IEC Frame 160 breaking capacity class C Icu=110 kA @ 415 V 3-pole, line protection ETU860, LSIG, In=25 A overload protection Ir=10 A...25 A short-circuit protection Isd=0.6..10x In, Ii=1.5..12x In neutral conductor protection optionally with external current transformer, up to 160% ground-fault protection, can be switched off Ig=0.2...1 x In, tg=0.05-0.8s terminal connection | 40800 | 1 | ZN | 1
3VA2125-7KQ42-0AA0 |  | circuit breaker 3VA2 IEC Frame 160 breaking capacity class C Icu=110 kA @ 415 V 4-pole, line protection ETU860, LSIG, In=25 A overload protection Ir=10 A...25 A short-circuit protection Isd=0.6..10x In, Ii=1.5..12x In neutral conductor protection adjustable (OFF, up to 160%) ground-fault protection, can be switched off Ig=0.2...1 x In= tg=0.05-0.8s nut keeper kit | 44600 | 1 | ZN | 1
3VA2125-7KQ46-0AA0 |  | circuit breaker 3VA2 IEC Frame 160 breaking capacity class C Icu=110 kA @ 415 V 4-pole, line protection ETU860, LSIG, In=25 A overload protection Ir=10 A...25 A short-circuit protection Isd=0.6..10x In, Ii=1.5..12x In neutral conductor protection adjustable (OFF, up to 160%) ground-fault protection, can be switched off Ig=0.2...1 x In= tg=0.05-0.8s terminal connection | 45500 | 1 | ZN | 1
3VA2125-7MN32-0AA0 |  | circuit breaker 3VA2 IEC Frame 160 breaking capacity class C Icu=110 kA @ 415 V 3-pole, motor protection ETU350M, LSI, In=25 A overload protection Ir=10 A...25 A short-circuit protection Isd=3...15 x Ir, Ii=15 x In nut keeper kit | 17500 | 1 | ZN | 1
3VA2125-7MN36-0AA0 |  | circuit breaker 3VA2 IEC Frame 160 breaking capacity class C Icu=110 kA @ 415 V 3-pole, motor protection ETU350M, LSI, In=25 A overload protection Ir=10 A...25 A short-circuit protection Isd=3...15 x Ir, Ii=15 x In terminal connection | 18200 | 1 | ZN | 1
3VA2125-7MP32-0AA0 |  | circuit breaker 3VA2 IEC Frame 160 breaking capacity class C Icu=110 kA @ 415 V 3-pole, motor protection ETU550M, LSI, In=25 A overload protection Ir=10 A ...25 A short-circuit protection Isd=1.2... 15x In,Ii=3..15x In nut keeper kit | 23100 | 1 | ZN | 1
3VA2125-7MQ32-0AA0 |  | circuit breaker 3VA2 IEC Frame 160 breaking capacity class C Icu=110 kA @ 415 V 3-pole, motor protection ETU860M, LSIG, In=25 A overload protection Ir=10 A...25 A short-circuit protection Isd=1.2..15x In, Ii=3..15x In ground-fault protection, can be switched off Ig=0.6... 1 x In, tg=0.05-0.8s nut keeper kit | 31400 | 1 | ZN | 1
3VA2125-7MQ36-0AA0 |  | circuit breaker 3VA2 IEC Frame 160 breaking capacity class C Icu=110 kA @ 415 V 3-pole, motor protection ETU860M, LSIG, In=25 A overload protection Ir=10 A...25 A short-circuit protection Isd=1.2..15x In, Ii=3..15x In ground-fault protection, can be switched off Ig=0.6... 1 x In, tg=0.05-0.8s terminal connection | 31900 | 1 | ZN | 1
3VA2125-7MS32-0AA0 |  | circuit breaker 3VA2 IEC Frame 160 breaking capacity class C Icu=110 kA @ 415 V 3-pole, starter protection ETU310M, I, In=25 A without overload protection short-circuit protection Ii=3...15 x In nut keeper kit | 12400 | 1 | ZN | 1
3VA2125-7MS36-0AA0 |  | circuit breaker 3VA2 IEC Frame 160 breaking capacity class C Icu=110 kA @ 415 V 3-pole, starter protection ETU310M, I, In=25 A without overload protection short-circuit protection Ii=3...15 x In terminal connection | 13100 | 1 | ZN | 1
3VA2125-8HK32-0AA0 |  | circuit breaker 3VA2 IEC Frame 160 breaking capacity class L Icu=150 kA @ 415 V 3-pole, line protection ETU340, ELISA LI, In=25 A overload protection Ir=10 A...25 A short-circuit protection Ii=15 x In nut keeper kit | 18300 | 1 | ZN | 1
3VA2125-8HK36-0AA0 |  | circuit breaker 3VA2 IEC Frame 160 breaking capacity class L Icu=150 kA @ 415 V 3-pole, line protection ETU340, ELISA LI, In=25 A overload protection Ir=10 A...25 A short-circuit protection Ii=15 x In terminal connection | 19100 | 1 | ZN | 1
3VA2125-8HK42-0AA0 |  | circuit breaker 3VA2 IEC Frame 160 breaking capacity class L Icu=150 kA @ 415 V 4-pole, line protection ETU340, ELISA LI, In=25 A overload protection Ir=10 A...25 A short-circuit protection Ii=15 x In neutral conductor protection adjustable (OFF, 100%) nut keeper kit | 23600 | 1 | ZN | 1
3VA2125-8HK46-0AA0 |  | circuit breaker 3VA2 IEC Frame 160 breaking capacity class L Icu=150 kA @ 415 V 4-pole, line protection ETU340, ELISA LI, In=25 A overload protection Ir=10 A...25 A short-circuit protection Ii=15 x In neutral conductor protection adjustable (OFF, 100%) terminal connection | 24800 | 1 | ZN | 1
3VA2125-8HL32-0AA0 |  | circuit breaker 3VA2 IEC Frame 160 breaking capacity class L Icu=150 kA @ 415 V 3-pole, line protection ETU320, LI, In=25 A overload protection Ir=10 A...25 A short-circuit protection Ii=1.5...12 x In nut keeper kit | 18300 | 1 | ZN | 1
3VA2125-8HL36-0AA0 |  | circuit breaker 3VA2 IEC Frame 160 breaking capacity class L Icu=150 kA @ 415 V 3-pole, line protection ETU320, LI, In=25 A overload protection Ir=10 A...25 A short-circuit protection Ii=1.5...12 x In terminal connection | 19100 | 1 | ZN | 1
3VA2125-8HL42-0AA0 |  | circuit breaker 3VA2 IEC Frame 160 breaking capacity class L Icu=150 kA @ 415 V 4-pole, line protection ETU320, LI, In=25 A overload protection Ir=10 A...25 A short-circuit protection Ii=1.5...12 x In neutral conductor protection adjustable (OFF, 100%) nut keeper kit | 23600 | 1 | ZN | 1
3VA2125-8HL46-0AA0 |  | circuit breaker 3VA2 IEC Frame 160 breaking capacity class L Icu=150 kA @ 415 V 4-pole, line protection ETU320, LI, In=25 A overload protection Ir=10 A...25 A short-circuit protection Ii=1.5...12 x In neutral conductor protection adjustable (OFF, 100%) terminal connection | 24800 | 1 | ZN | 1
3VA2125-8HM32-0AA0 |  | circuit breaker 3VA2 IEC Frame 160 breaking capacity class L Icu=150 kA @ 415 V 3-pole, line protection ETU330, LIG, In=25 A overload protection Ir=10 A...25 A short-circuit protection Ii=1.5...12 x In ground-fault protection Ig=0.6... 1 x In, tg=0.1/0.3s nut keeper kit | 25500 | 1 | ZN | 1
3VA2125-8HM36-0AA0 |  | circuit breaker 3VA2 IEC Frame 160 breaking capacity class L Icu=150 kA @ 415 V 3-pole, line protection ETU330, LIG, In=25 A overload protection Ir=10 A...25 A short-circuit protection Ii=1.5...12 x In ground-fault protection Ig=0.6... 1 x In, tg=0.1/0.3s terminal connection | 26100 | 1 | ZN | 1
3VA2125-8HM42-0AA0 |  | circuit breaker 3VA2 IEC Frame 160 breaking capacity class L Icu=150 kA @ 415 V 4-pole, line protection ETU330, LIG, In=25 A overload protection Ir=10 A...25 A short-circuit protection Ii=1.5...12 x In neutral conductor protection adjustable (OFF, 100%) ground-fault protection Ig=0.6...1 x In= tg=0.1/0.3s nut keeper kit | 31000 | 1 | ZN | 1
3VA2125-8HM46-0AA0 |  | circuit breaker 3VA2 IEC Frame 160 breaking capacity class L Icu=150 kA @ 415 V 4-pole, line protection ETU330, LIG, In=25 A overload protection Ir=10 A...25 A short-circuit protection Ii=1.5...12 x In neutral conductor protection adjustable (OFF, 100%) ground-fault protection Ig=0.6...1 x In= tg=0.1/0.3s terminal connection | 31800 | 1 | ZN | 1
3VA2125-8HN32-0AA0 |  | circuit breaker 3VA2 IEC Frame 160 breaking capacity class L Icu=150 kA @ 415 V 3-pole, line protection ETU350, LSI, In=25 A overload protection Ir=10 A...25 A short-circuit protection Isd=1.5...10 x Ir, Ii=12 x In nut keeper kit | 20200 | 1 | ZN | 1
3VA2125-8HN36-0AA0 |  | circuit breaker 3VA2 IEC Frame 160 breaking capacity class L Icu=150 kA @ 415 V 3-pole, line protection ETU350, LSI, In=25 A overload protection Ir=10 A...25 A short-circuit protection Isd=1.5...10 x Ir, Ii=12 x In terminal connection | 21000 | 1 | ZN | 1
3VA2125-8HN42-0AA0 |  | circuit breaker 3VA2 IEC Frame 160 breaking capacity class L Icu=150 kA @ 415 V 4-pole, line protection ETU350, LSI, In=25 A overload protection Ir=10 A...25 A short-circuit protection Isd=1.5...10 x Ir, Ii=12 x In neutral conductor protection adjustable (OFF, 100%) nut keeper kit | 25300 | 1 | ZN | 1
3VA2125-8HN46-0AA0 |  | circuit breaker 3VA2 IEC Frame 160 breaking capacity class L Icu=150 kA @ 415 V 4-pole, line protection ETU350, LSI, In=25 A overload protection Ir=10 A...25 A short-circuit protection Isd=1.5...10 x Ir, Ii=12 x In neutral conductor protection adjustable (OFF, 100%) terminal connection | 26100 | 1 | ZN | 1
3VA2125-8JP32-0AA0 |  | circuit breaker 3VA2 IEC Frame 160 breaking capacity class L Icu=150 kA @ 415 V 3-pole, line protection ETU550, LSI, In=25 A overload protection Ir=10 A...25 A short-circuit protection Isd=0.6..10x In, Ii=1.5..12x In neutral conductor protection optionally with external current transformer, up to 160% nut keeper kit | 31900 | 1 | ZN | 1
3VA2125-8JP36-0AA0 |  | circuit breaker 3VA2 IEC Frame 160 breaking capacity class L Icu=150 kA @ 415 V 3-pole, line protection ETU550, LSI, In=25 A overload protection Ir=10 A...25 A short-circuit protection Isd=0.6..10x In, Ii=1.5..12x In neutral conductor protection optionally with external current transformer, up to 160% terminal connection | 32700 | 1 | ZN | 1
3VA2125-8JP42-0AA0 |  | circuit breaker 3VA2 IEC Frame 160 breaking capacity class L Icu=150 kA @ 415 V 4-pole, line protection ETU550, LSI, In=25 A overload protection Ir=10 A...25 A short-circuit protection Isd=0.6..10x In, Ii=1.5..12x In neutral conductor protection adjustable (OFF, up to 160%) nut keeper kit | 37600 | 1 | ZN | 1
3VA2125-8JP46-0AA0 |  | circuit breaker 3VA2 IEC Frame 160 breaking capacity class L Icu=150 kA @ 415 V 4-pole, line protection ETU550, LSI, In=25 A overload protection Ir=10 A...25 A short-circuit protection Isd=0.6..10x In, Ii=1.5..12x In neutral conductor protection adjustable (OFF, up to 160%) terminal connection | 38200 | 1 | ZN | 1
3VA2125-8JQ32-0AA0 |  | circuit breaker 3VA2 IEC Frame 160 breaking capacity class L Icu=150 kA @ 415 V 3-pole, line protection ETU560, LSIG, In=25 A overload protection Ir=10 A...25 A short-circuit protection Isd=0.6..10x In, Ii=1.5..12x In neutral conductor protection optionally with external current transformer, up to 160% ground-fault protection, can be switched off Ig=0.2...1 x In, tg=0.05-0.8s nut keeper kit | 38900 | 1 | ZN | 1
3VA2125-8JQ36-0AA0 |  | circuit breaker 3VA2 IEC Frame 160 breaking capacity class L Icu=150 kA @ 415 V 3-pole, line protection ETU560, LSIG, In=25 A overload protection Ir=10 A...25 A short-circuit protection Isd=0.6..10x In, Ii=1.5..12x In neutral conductor protection optionally with external current transformer, up to 160% ground-fault protection, can be switched off Ig=0.2...1 x In, tg=0.05-0.8s terminal connection | 40300 | 1 | ZN | 1
3VA2125-8JQ42-0AA0 |  | circuit breaker 3VA2 IEC Frame 160 breaking capacity class L Icu=150 kA @ 415 V 4-pole, line protection ETU560, LSIG, In=25 A overload protection Ir=10 A...25 A short-circuit protection Isd=0.6..10x In, Ii=1.5..12x In neutral conductor protection adjustable (OFF, up to 160%) ground-fault protection, can be switched off Ig=0.2...1 x In= tg=0.05-0.8s nut keeper kit | 44600 | 1 | ZN | 1
3VA2125-8JQ46-0AA0 |  | circuit breaker 3VA2 IEC Frame 160 breaking capacity class L Icu=150 kA @ 415 V 4-pole, line protection ETU560, LSIG, In=25 A overload protection Ir=10 A...25 A short-circuit protection Isd=0.6..10x In, Ii=1.5..12x In neutral conductor protection adjustable (OFF, up to 160%) ground-fault protection, can be switched off Ig=0.2...1 x In= tg=0.05-0.8s terminal connection | 45500 | 1 | ZN | 1
3VA2125-8KP32-0AA0 |  | circuit breaker 3VA2 IEC Frame 160 breaking capacity class L Icu=150 kA @ 415 V 3-pole, line protection ETU850, LSI, In=25 A overload protection Ir=10 A...25 A short-circuit protection Isd=0.6..10x In, Ii=1.5..12x In neutral conductor protection optionally with external current transformer, up to 160% nut keeper kit | 38000 | 1 | ZN | 1
3VA2125-8KP36-0AA0 |  | circuit breaker 3VA2 IEC Frame 160 breaking capacity class L Icu=150 kA @ 415 V 3-pole, line protection ETU850, LSI, In=25 A overload protection Ir=10 A...25 A short-circuit protection Isd=0.6..10x In, Ii=1.5..12x In neutral conductor protection optionally with external current transformer, up to 160% terminal connection | 38400 | 1 | ZN | 1
3VA2125-8KP42-0AA0 |  | circuit breaker 3VA2 IEC Frame 160 breaking capacity class L Icu=150 kA @ 415 V 4-pole, line protection ETU850, LSI, In=25 A overload protection Ir=10 A...25 A short-circuit protection Isd=0.6..10x In, Ii=1.5..12x In neutral conductor protection adjustable (OFF, up to 160%) nut keeper kit | 43300 | 1 | ZN | 1
3VA2125-8KP46-0AA0 |  | circuit breaker 3VA2 IEC Frame 160 breaking capacity class L Icu=150 kA @ 415 V 4-pole, line protection ETU850, LSI, In=25 A overload protection Ir=10 A...25 A short-circuit protection Isd=0.6..10x In, Ii=1.5..12x In neutral conductor protection adjustable (OFF, up to 160%) terminal connection | 44400 | 1 | ZN | 1
3VA2125-8KQ32-0AA0 |  | circuit breaker 3VA2 IEC Frame 160 breaking capacity class L Icu=150 kA @ 415 V 3-pole, line protection ETU860, LSIG, In=25 A overload protection Ir=10 A...25 A short-circuit protection Isd=0.6..10x In, Ii=1.5..12x In neutral conductor protection optionally with external current transformer, up to 160% ground-fault protection, can be switched off Ig=0.2...1 x In, tg=0.05-0.8s nut keeper kit | 42300 | 1 | ZN | 1
3VA2125-8KQ36-0AA0 |  | circuit breaker 3VA2 IEC Frame 160 breaking capacity class L Icu=150 kA @ 415 V 3-pole, line protection ETU860, LSIG, In=25 A overload protection Ir=10 A...25 A short-circuit protection Isd=0.6..10x In, Ii=1.5..12x In neutral conductor protection optionally with external current transformer, up to 160% ground-fault protection, can be switched off Ig=0.2...1 x In, tg=0.05-0.8s terminal connection | 42900 | 1 | ZN | 1
3VA2125-8KQ42-0AA0 |  | circuit breaker 3VA2 IEC Frame 160 breaking capacity class L Icu=150 kA @ 415 V 4-pole, line protection ETU860, LSIG, In=25 A overload protection Ir=10 A...25 A short-circuit protection Isd=0.6..10x In, Ii=1.5..12x In neutral conductor protection adjustable (OFF, up to 160%) ground-fault protection, can be switched off Ig=0.2...1 x In= tg=0.05-0.8s nut keeper kit | 47100 | 1 | ZN | 1
3VA2125-8KQ46-0AA0 |  | circuit breaker 3VA2 IEC Frame 160 breaking capacity class L Icu=150 kA @ 415 V 4-pole, line protection ETU860, LSIG, In=25 A overload protection Ir=10 A...25 A short-circuit protection Isd=0.6..10x In, Ii=1.5..12x In neutral conductor protection adjustable (OFF, up to 160%) ground-fault protection, can be switched off Ig=0.2...1 x In= tg=0.05-0.8s terminal connection | 48200 | 1 | ZN | 1
3VA2140-0HL32-0AA0 |  | circuit breaker 3VA2 IEC Frame 160 breaking capacity class E Icu=200 kA @ 415 V 3-pole, line protection ETU320, LI, In=40 A overload protection Ir=16 A ... 40 A short-circuit protection Ii=1.5...12 x In nut keeper kit | 20800 | 1 | ZN | 1
3VA2140-0HL36-0AA0 |  | circuit breaker 3VA2 IEC Frame 160 breaking capacity class E Icu=200 kA @ 415 V 3-pole, line protection ETU320, LI, In=40 A overload protection Ir=16 A ... 40 A short-circuit protection Ii=1.5...12 x In terminal connection | 21500 | 1 | ZN | 1
3VA2140-0HL42-0AA0 |  | circuit breaker 3VA2 IEC Frame 160 breaking capacity class E Icu=200 kA @ 415 V 4-pole, line protection ETU320, LI, In=40 A overload protection Ir=16 A ... 40 A short-circuit protection Ii=1.5...12 x In neutral conductor protection adjustable (OFF, 100%) nut keeper kit | 28000 | 1 | ZN | 1
3VA2140-0HL46-0AA0 |  | circuit breaker 3VA2 IEC Frame 160 breaking capacity class E Icu=200 kA @ 415 V 4-pole, line protection ETU320, LI, In=40 A overload protection Ir=16 A ... 40 A short-circuit protection Ii=1.5...12 x In neutral conductor protection adjustable (OFF, 100%) terminal connection | 29100 | 1 | ZN | 1
3VA2140-0HM32-0AA0 |  | circuit breaker 3VA2 IEC Frame 160 breaking capacity class E Icu=200 kA @ 415 V 3-pole, line protection ETU330, LIG, In=40 A overload protection Ir=16 A ... 40 A short-circuit protection Ii=1.5...12 x In ground-fault protection Ig=0.4... 1 x In, tg=0.1/0.3s nut keeper kit | 28000 | 1 | ZN | 1
3VA2140-0HM36-0AA0 |  | circuit breaker 3VA2 IEC Frame 160 breaking capacity class E Icu=200 kA @ 415 V 3-pole, line protection ETU330, LIG, In=40 A overload protection Ir=16 A ... 40 A short-circuit protection Ii=1.5...12 x In ground-fault protection Ig=0.4... 1 x In, tg=0.1/0.3s terminal connection | 28900 | 1 | ZN | 1
3VA2140-0HM42-0AA0 |  | circuit breaker 3VA2 IEC Frame 160 breaking capacity class E Icu=200 kA @ 415 V 4-pole, line protection ETU330, LIG, In=40 A overload protection Ir=16 A ... 40 A short-circuit protection Ii=1.5...12 x In neutral conductor protection adjustable (OFF, 100%) ground-fault protection Ig=0.4... 1 x In, tg=0.1/0.3s nut keeper kit | 34600 | 1 | ZN | 1
3VA2140-0HM46-0AA0 |  | circuit breaker 3VA2 IEC Frame 160 breaking capacity class E Icu=200 kA @ 415 V 4-pole, line protection ETU330, LIG, In=40 A overload protection Ir=16 A ... 40 A short-circuit protection Ii=1.5...12 x In neutral conductor protection adjustable (OFF, 100%) ground-fault protection Ig=0.4... 1 x In, tg=0.1/0.3s terminal connection | 36300 | 1 | ZN | 1
3VA2140-0HN32-0AA0 |  | circuit breaker 3VA2 IEC Frame 160 breaking capacity class E Icu=200 kA @ 415 V 3-pole, line protection ETU350, LSI, In=40 A overload protection Ir=16 A ... 40 A short-circuit protection Isd=1.5...10xIr, Ii=12xIn nut keeper kit | 22300 | 1 | ZN | 1
3VA2140-0HN36-0AA0 |  | circuit breaker 3VA2 IEC Frame 160 breaking capacity class E Icu=200 kA @ 415 V 3-pole, line protection ETU350, LSI, In=40 A overload protection Ir=16 A ... 40 A short-circuit protection Isd=1.5...10xIr, Ii=12xIn terminal connection | 23100 | 1 | ZN | 1
3VA2140-0HN42-0AA0 |  | circuit breaker 3VA2 IEC Frame 160 breaking capacity class E Icu=200 kA @ 415 V 4-pole, line protection ETU350, LSI, In=40 A overload protection Ir=16 A ... 40 A short-circuit protection Isd=1.5...10xIr, Ii=12xIn neutral conductor protection adjustable (OFF, 100%) nut keeper kit | 29500 | 1 | ZN | 1
3VA2140-0HN46-0AA0 |  | circuit breaker 3VA2 IEC Frame 160 breaking capacity class E Icu=200 kA @ 415 V 4-pole, line protection ETU350, LSI, In=40 A overload protection Ir=16 A ... 40 A short-circuit protection Isd=1.5...10xIr, Ii=12xIn neutral conductor protection adjustable (OFF, 100%) terminal connection | 30800 | 1 | ZN | 1
3VA2140-0KP32-0AA0 |  | circuit breaker 3VA2 IEC Frame 160 breaking capacity class E Icu=200 kA @ 415 V 3-pole, line protection ETU850, LSI, In=40 A overload protection Ir=16 A ... 40 A short-circuit protection Isd=0.6...10xIn, Ii=1.5...12xIn nut keeper kit | 40400 | 1 | ZN | 1
3VA2140-0KP36-0AA0 |  | circuit breaker 3VA2 IEC Frame 160 breaking capacity class E Icu=200 kA @ 415 V 3-pole, line protection ETU850, LSI, In=40 A overload protection Ir=16 A ... 40 A short-circuit protection Isd=0.6...10xIn, Ii=1.5...12xIn terminal connection | 41200 | 1 | ZN | 1
3VA2140-0KP42-0AA0 |  | circuit breaker 3VA2 IEC Frame 160 breaking capacity class E Icu=200 kA @ 415 V 4-pole, line protection ETU850, LSI, In=40 A overload protection Ir=16 A ... 40 A short-circuit protection Isd=0.6...10xIn, Ii=1.5...12xIn neutral conductor protection adjustable (OFF, up to 160%) nut keeper kit | 47100 | 1 | ZN | 1
3VA2140-0KP46-0AA0 |  | circuit breaker 3VA2 IEC Frame 160 breaking capacity class E Icu=200 kA @ 415 V 4-pole, line protection ETU850, LSI, In=40 A overload protection Ir=16 A ... 40 A short-circuit protection Isd=0.6...10xIn, Ii=1.5...12xIn neutral conductor protection adjustable (OFF, up to 160%) terminal connection | 48400 | 1 | ZN | 1
3VA2140-0KQ32-0AA0 |  | circuit breaker 3VA2 IEC Frame 160 breaking capacity class E Icu=200 kA @ 415 V 3-pole, line protection ETU860, LSIG, In=40 A overload protection Ir=16 A ... 40 A short-circuit protection Isd=0.6...10xIn, Ii=1.5...12xIn nut keeper kit | 44600 | 1 | ZN | 1
3VA2140-0KQ36-0AA0 |  | circuit breaker 3VA2 IEC Frame 160 breaking capacity class E Icu=200 kA @ 415 V 3-pole, line protection ETU860, LSIG, In=40 A overload protection Ir=16 A ... 40 A short-circuit protection Isd=0.6...10xIn, Ii=1.5...12xIn terminal connection | 45200 | 1 | ZN | 1
3VA2140-0KQ42-0AA0 |  | circuit breaker 3VA2 IEC Frame 160 breaking capacity class E Icu=200 kA @ 415 V 4-pole, line protection ETU860, LSIG, In=40 A overload protection Ir=16 A ... 40 A short-circuit protection Isd=0.6...10xIn, Ii=1.5...12xIn neutral conductor protection adjustable (OFF, up to 160%) nut keeper kit | 52400 | 1 | ZN | 1
3VA2140-0KQ46-0AA0 |  | circuit breaker 3VA2 IEC Frame 160 breaking capacity class E Icu=200 kA @ 415 V 4-pole, line protection ETU860, LSIG, In=40 A overload protection Ir=16 A ... 40 A short-circuit protection Isd=0.6...10xIn, Ii=1.5...12xIn neutral conductor protection adjustable (OFF, up to 160%) terminal connection | 52900 | 1 | ZN | 1
3VA2140-0MN32-0AA0 |  | circuit breaker 3VA2 IEC Frame 160 breaking capacity class E Icu=200 kA @ 415 V 3-pole, motor protection ETU350M, LSI, In=40 A overload protection Ir=16 A ... 40 A short-circuit protection Isd=3...15xIr, Ii=15xIn nut keeper kit | 19100 | 1 | ZN | 1
3VA2140-0MN36-0AA0 |  | circuit breaker 3VA2 IEC Frame 160 breaking capacity class E Icu=200 kA @ 415 V 3-pole, motor protection ETU350M, LSI, In=40 A overload protection Ir=16 A ... 40 A short-circuit protection Isd=3...15xIr, Ii=15xIn terminal connection | 20000 | 1 | ZN | 1
3VA2140-0MQ32-0AA0 |  | circuit breaker 3VA2 IEC Frame 160 breaking capacity class E Icu=200 kA @ 415 V 3-pole, motor protection ETU860M, LSIG, In=40 A overload protection Ir=16 A ... 40 A short-circuit protection Isd=1.2...15xIn, Ii=3...15xIn nut keeper kit | 34000 | 1 | ZN | 1
3VA2140-0MQ36-0AA0 |  | circuit breaker 3VA2 IEC Frame 160 breaking capacity class E Icu=200 kA @ 415 V 3-pole, motor protection ETU860M, LSIG, In=40 A overload protection Ir=16 A ... 40 A short-circuit protection Isd=1.2...15xIn, Ii=3...15xIn terminal connection | 35300 | 1 | ZN | 1
3VA2140-0MS32-0AA0 |  | circuit breaker 3VA2 IEC Frame 160 breaking capacity class E Icu=200 kA @ 415 V 3-pole, motor starter protection ETU310M, I, In=40 A short-circuit protection Ii=3...15 x In nut keeper kit | 14200 | 1 | ZN | 1
3VA2140-0MS36-0AA0 |  | circuit breaker 3VA2 IEC Frame 160 breaking capacity class E Icu=200 kA @ 415 V 3-pole, motor starter protection ETU310M, I, In=40 A short-circuit protection Ii=3...15 x In terminal connection | 15000 | 1 | ZN | 1
3VA2140-5HK32-0AA0 |  | circuit breaker 3VA2 IEC Frame 160 breaking capacity class M Icu=55 kA @ 415 V 3-pole, line protection ETU340, ELISA LI, In=40 A overload protection Ir=16 A...40 A short-circuit protection Ii=15 x In nut keeper kit | 13700 | 1 | ZN | 1
3VA2140-5HK36-0AA0 |  | circuit breaker 3VA2 IEC Frame 160 breaking capacity class M Icu=55 kA @ 415 V 3-pole, line protection ETU340, ELISA LI, In=40 A overload protection Ir=16 A...40 A short-circuit protection Ii=15 x In terminal connection | 14400 | 1 | ZN | 1
3VA2140-5HK42-0AA0 |  | circuit breaker 3VA2 IEC Frame 160 breaking capacity class M Icu=55 kA @ 415 V 4-pole, line protection ETU340, ELISA LI, In=40 A overload protection Ir=16 A...40 A short-circuit protection Ii=15 x In neutral conductor protection adjustable (OFF, 100%) nut keeper kit | 17400 | 1 | ZN | 1
3VA2140-5HK46-0AA0 |  | circuit breaker 3VA2 IEC Frame 160 breaking capacity class M Icu=55 kA @ 415 V 4-pole, line protection ETU340, ELISA LI, In=40 A overload protection Ir=16 A...40 A short-circuit protection Ii=15 x In neutral conductor protection adjustable (OFF, 100%) terminal connection | 18300 | 1 | ZN | 1
3VA2140-5HL32-0AA0 |  | circuit breaker 3VA2 IEC Frame 160 breaking capacity class M Icu=55 kA @ 415 V 3-pole, line protection ETU320, LI, In=40 A overload protection Ir=16 A...40 A short-circuit protection Ii=1.5...12 x In nut keeper kit | 13700 | 1 | ZN | 1
3VA2140-5HL36-0AA0 |  | circuit breaker 3VA2 IEC Frame 160 breaking capacity class M Icu=55 kA @ 415 V 3-pole, line protection ETU320, LI, In=40 A overload protection Ir=16 A...40 A short-circuit protection Ii=1.5...12 x In terminal connection | 14400 | 1 | ZN | 1
3VA2140-5HL42-0AA0 |  | circuit breaker 3VA2 IEC Frame 160 breaking capacity class M Icu=55 kA @ 415 V 4-pole, line protection ETU320, LI, In=40 A overload protection Ir=16 A...40 A short-circuit protection Ii=1.5...12 x In neutral conductor protection adjustable (OFF, 100%) nut keeper kit | 17400 | 1 | ZN | 1
3VA2140-5HL46-0AA0 |  | circuit breaker 3VA2 IEC Frame 160 breaking capacity class M Icu=55 kA @ 415 V 4-pole, line protection ETU320, LI, In=40 A overload protection Ir=16 A...40 A short-circuit protection Ii=1.5...12 x In neutral conductor protection adjustable (OFF, 100%) terminal connection | 18300 | 1 | ZN | 1
3VA2140-5HM32-0AA0 |  | circuit breaker 3VA2 IEC Frame 160 breaking capacity class M Icu=55 kA @ 415 V 3-pole, line protection ETU330, LIG, In=40 A overload protection Ir=16 A...40 A short-circuit protection Ii=1.5...12 x In ground-fault protection Ig=0.4... 1 x In, tg=0.1/0.3s nut keeper kit | 21200 | 1 | ZN | 1
3VA2140-5HM36-0AA0 |  | circuit breaker 3VA2 IEC Frame 160 breaking capacity class M Icu=55 kA @ 415 V 3-pole, line protection ETU330, LIG, In=40 A overload protection Ir=16 A...40 A short-circuit protection Ii=1.5...12 x In ground-fault protection Ig=0.4... 1 x In, tg=0.1/0.3s terminal connection | 21700 | 1 | ZN | 1
3VA2140-5HM42-0AA0 |  | circuit breaker 3VA2 IEC Frame 160 breaking capacity class M Icu=55 kA @ 415 V 4-pole, line protection ETU330, LIG, In=40 A overload protection Ir=16 A...40 A short-circuit protection Ii=1.5...12 x In neutral conductor protection adjustable (OFF, 100%) ground-fault protection Ig=0.4...1 x In= tg=0.1/0.3s nut keeper kit | 24800 | 1 | ZN | 1
3VA2140-5HM46-0AA0 |  | circuit breaker 3VA2 IEC Frame 160 breaking capacity class M Icu=55 kA @ 415 V 4-pole, line protection ETU330, LIG, In=40 A overload protection Ir=16 A...40 A short-circuit protection Ii=1.5...12 x In neutral conductor protection adjustable (OFF, 100%) ground-fault protection Ig=0.4...1 x In= tg=0.1/0.3s terminal connection | 25500 | 1 | ZN | 1
3VA2140-5HN32-0AA0 |  | circuit breaker 3VA2 IEC Frame 160 breaking capacity class M Icu=55 kA @ 415 V 3-pole, line protection ETU350, LSI, In=40 A overload protection Ir=16 A...40 A short-circuit protection Isd=1.5...10 x Ir, Ii=12 x In nut keeper kit | 15500 | 1 | ZN | 1
3VA2140-5HN36-0AA0 |  | circuit breaker 3VA2 IEC Frame 160 breaking capacity class M Icu=55 kA @ 415 V 3-pole, line protection ETU350, LSI, In=40 A overload protection Ir=16 A...40 A short-circuit protection Isd=1.5...10 x Ir, Ii=12 x In terminal connection | 16100 | 1 | ZN | 1
3VA2140-5HN42-0AA0 |  | circuit breaker 3VA2 IEC Frame 160 breaking capacity class M Icu=55 kA @ 415 V 4-pole, line protection ETU350, LSI, In=40 A overload protection Ir=16 A...40 A short-circuit protection Isd=1.5...10 x Ir, Ii=12 x In neutral conductor protection adjustable (OFF, 100%) nut keeper kit | 19100 | 1 | ZN | 1
3VA2140-5HN46-0AA0 |  | circuit breaker 3VA2 IEC Frame 160 breaking capacity class M Icu=55 kA @ 415 V 4-pole, line protection ETU350, LSI, In=40 A overload protection Ir=16 A...40 A short-circuit protection Isd=1.5...10 x Ir, Ii=12 x In neutral conductor protection adjustable (OFF, 100%) terminal connection | 20200 | 1 | ZN | 1
3VA2140-5JP32-0AA0 |  | circuit breaker 3VA2 IEC Frame 160 breaking capacity class M Icu=55 kA @ 415 V 3-pole, line protection ETU550, LSI, In=40 A overload protection Ir=16 A...40 A short-circuit protection Isd=0.6..10x In, Ii=1.5..12x In neutral conductor protection optionally with external current transformer, up to 160% nut keeper kit | 27400 | 1 | ZN | 1
3VA2140-5JP36-0AA0 |  | circuit breaker 3VA2 IEC Frame 160 breaking capacity class M Icu=55 kA @ 415 V 3-pole, line protection ETU550, LSI, In=40 A overload protection Ir=16 A...40 A short-circuit protection Isd=0.6..10x In, Ii=1.5..12x In neutral conductor protection optionally with external current transformer, up to 160% terminal connection | 28400 | 1 | ZN | 1
3VA2140-5JP42-0AA0 |  | circuit breaker 3VA2 IEC Frame 160 breaking capacity class M Icu=55 kA @ 415 V 4-pole, line protection ETU550, LSI, In=40 A overload protection Ir=16 A...40 A short-circuit protection Isd=0.6..10x In, Ii=1.5..12x In neutral conductor protection adjustable (OFF, up to 160%) nut keeper kit | 31400 | 1 | ZN | 1
3VA2140-5JP46-0AA0 |  | circuit breaker 3VA2 IEC Frame 160 breaking capacity class M Icu=55 kA @ 415 V 4-pole, line protection ETU550, LSI, In=40 A overload protection Ir=16 A...40 A short-circuit protection Isd=0.6..10x In, Ii=1.5..12x In neutral conductor protection adjustable (OFF, up to 160%) terminal connection | 31900 | 1 | ZN | 1
3VA2140-5JQ32-0AA0 |  | circuit breaker 3VA2 IEC Frame 160 breaking capacity class M Icu=55 kA @ 415 V 3-pole, line protection ETU560, LSIG, In=40 A overload protection Ir=16 A...40 A short-circuit protection Isd=0.6..10x In, Ii=1.5..12x In neutral conductor protection optionally with external current transformer, up to 160% ground-fault protection, can be switched off Ig=0.4... 1 x In, tg=0.05-0.8s nut keeper kit | 34400 | 1 | ZN | 1
3VA2140-5JQ36-0AA0 |  | circuit breaker 3VA2 IEC Frame 160 breaking capacity class M Icu=55 kA @ 415 V 3-pole, line protection ETU560, LSIG, In=40 A overload protection Ir=16 A...40 A short-circuit protection Isd=0.6..10x In, Ii=1.5..12x In neutral conductor protection optionally with external current transformer, up to 160% ground-fault protection, can be switched off Ig=0.4... 1 x In, tg=0.05-0.8s terminal connection | 35300 | 1 | ZN | 1
3VA2140-5JQ42-0AA0 |  | circuit breaker 3VA2 IEC Frame 160 breaking capacity class M Icu=55 kA @ 415 V 4-pole, line protection ETU560, LSIG, In=40 A overload protection Ir=16 A...40 A short-circuit protection Isd=0.6..10x In, Ii=1.5..12x In neutral conductor protection adjustable (OFF, up to 160%) ground-fault protection, can be switched off Ig=0.4...1 x In= tg=0.05-0.8s nut keeper kit | 38200 | 1 | ZN | 1
3VA2140-5JQ46-0AA0 |  | circuit breaker 3VA2 IEC Frame 160 breaking capacity class M Icu=55 kA @ 415 V 4-pole, line protection ETU560, LSIG, In=40 A overload protection Ir=16 A...40 A short-circuit protection Isd=0.6..10x In, Ii=1.5..12x In neutral conductor protection adjustable (OFF, up to 160%) ground-fault protection, can be switched off Ig=0.4...1 x In= tg=0.05-0.8s terminal connection | 38900 | 1 | ZN | 1
3VA2140-5KP32-0AA0 |  | circuit breaker 3VA2 IEC Frame 160 breaking capacity class M Icu=55 kA @ 415 V 3-pole, line protection ETU850, LSI, In=40 A overload protection Ir=16 A...40 A short-circuit protection Isd=0.6..10x In, Ii=1.5..12x In neutral conductor protection optionally with external current transformer, up to 160% nut keeper kit | 33300 | 1 | ZN | 1
3VA2140-5KP36-0AA0 |  | circuit breaker 3VA2 IEC Frame 160 breaking capacity class M Icu=55 kA @ 415 V 3-pole, line protection ETU850, LSI, In=40 A overload protection Ir=16 A...40 A short-circuit protection Isd=0.6..10x In, Ii=1.5..12x In neutral conductor protection optionally with external current transformer, up to 160% terminal connection | 33600 | 1 | ZN | 1
3VA2140-5KP42-0AA0 |  | circuit breaker 3VA2 IEC Frame 160 breaking capacity class M Icu=55 kA @ 415 V 4-pole, line protection ETU850, LSI, In=40 A overload protection Ir=16 A...40 A short-circuit protection Isd=0.6..10x In, Ii=1.5..12x In neutral conductor protection adjustable (OFF, up to 160%) nut keeper kit | 37200 | 1 | ZN | 1
3VA2140-5KP46-0AA0 |  | circuit breaker 3VA2 IEC Frame 160 breaking capacity class M Icu=55 kA @ 415 V 4-pole, line protection ETU850, LSI, In=40 A overload protection Ir=16 A...40 A short-circuit protection Isd=0.6..10x In, Ii=1.5..12x In neutral conductor protection adjustable (OFF, up to 160%) terminal connection | 38000 | 1 | ZN | 1
3VA2140-5KQ32-0AA0 |  | circuit breaker 3VA2 IEC Frame 160 breaking capacity class M Icu=55 kA @ 415 V 3-pole, line protection ETU860, LSIG, In=40 A overload protection Ir=16 A...40 A short-circuit protection Isd=0.6..10x In, Ii=1.5..12x In neutral conductor protection optionally with external current transformer, up to 160% ground-fault protection, can be switched off Ig=0.4... 1 x In, tg=0.05-0.8s nut keeper kit | 37600 | 1 | ZN | 1
3VA2140-5KQ36-0AA0 |  | circuit breaker 3VA2 IEC Frame 160 breaking capacity class M Icu=55 kA @ 415 V 3-pole, line protection ETU860, LSIG, In=40 A overload protection Ir=16 A...40 A short-circuit protection Isd=0.6..10x In, Ii=1.5..12x In neutral conductor protection optionally with external current transformer, up to 160% ground-fault protection, can be switched off Ig=0.4... 1 x In, tg=0.05-0.8s terminal connection | 38200 | 1 | ZN | 1
3VA2140-5KQ42-0AA0 |  | circuit breaker 3VA2 IEC Frame 160 breaking capacity class M Icu=55 kA @ 415 V 4-pole, line protection ETU860, LSIG, In=40 A overload protection Ir=16 A...40 A short-circuit protection Isd=0.6..10x In, Ii=1.5..12x In neutral conductor protection adjustable (OFF, up to 160%) ground-fault protection, can be switched off Ig=0.4...1 x In= tg=0.05-0.8s nut keeper kit | 41200 | 1 | ZN | 1
3VA2140-5KQ46-0AA0 |  | circuit breaker 3VA2 IEC Frame 160 breaking capacity class M Icu=55 kA @ 415 V 4-pole, line protection ETU860, LSIG, In=40 A overload protection Ir=16 A...40 A short-circuit protection Isd=0.6..10x In, Ii=1.5..12x In neutral conductor protection adjustable (OFF, up to 160%) ground-fault protection, can be switched off Ig=0.4...1 x In= tg=0.05-0.8s terminal connection | 42300 | 1 | ZN | 1
3VA2140-5MN32-0AA0 |  | circuit breaker 3VA2 IEC Frame 160 breaking capacity class M Icu=55 kA @ 415 V 3-pole, motor protection ETU350M, LSI, In=40 A overload protection Ir=16 A...40 A short-circuit protection Isd=3...15 x Ir, Ii=15 x In nut keeper kit | 15000 | 1 | ZN | 1
3VA2140-5MN36-0AA0 |  | circuit breaker 3VA2 IEC Frame 160 breaking capacity class M Icu=55 kA @ 415 V 3-pole, motor protection ETU350M, LSI, In=40 A overload protection Ir=16 A...40 A short-circuit protection Isd=3...15 x Ir, Ii=15 x In terminal connection | 15800 | 1 | ZN | 1
3VA2140-5MP32-0AA0 |  | circuit breaker 3VA2 IEC Frame 160 breaking capacity class M Icu=55 kA @ 415 V 3-pole, motor protection ETU550M, LSI, In=40 A overload protection Ir=16 A ...40 A short-circuit protection Isd=1.2... 15x In,Ii=3..15x In nut keeper kit | 20800 | 1 | ZN | 1
3VA2140-5MQ32-0AA0 |  | circuit breaker 3VA2 IEC Frame 160 breaking capacity class M Icu=55 kA @ 415 V 3-pole, motor protection ETU860M, LSIG, In=40 A overload protection Ir=16 A...40 A short-circuit protection Isd=1.2..15x In, Ii=3..15x In ground-fault protection, can be switched off Ig=0.4... 1 x In, tg=0.05-0.8s nut keeper kit | 29100 | 1 | ZN | 1
3VA2140-5MQ36-0AA0 |  | circuit breaker 3VA2 IEC Frame 160 breaking capacity class M Icu=55 kA @ 415 V 3-pole, motor protection ETU860M, LSIG, In=40 A overload protection Ir=16 A...40 A short-circuit protection Isd=1.2..15x In, Ii=3..15x In ground-fault protection, can be switched off Ig=0.4... 1 x In, tg=0.05-0.8s terminal connection | 29500 | 1 | ZN | 1
3VA2140-6HK32-0AA0 |  | circuit breaker 3VA2 IEC Frame 160 breaking capacity class H Icu=85 kA @ 415 V 3-pole, line protection ETU340, ELISA LI, In=40 A overload protection Ir=16 A...40 A short-circuit protection Ii=15 x In nut keeper kit | 15300 | 1 | ZN | 1
3VA2140-6HK36-0AA0 |  | circuit breaker 3VA2 IEC Frame 160 breaking capacity class H Icu=85 kA @ 415 V 3-pole, line protection ETU340, ELISA LI, In=40 A overload protection Ir=16 A...40 A short-circuit protection Ii=15 x In terminal connection | 16000 | 1 | ZN | 1
3VA2140-6HK42-0AA0 |  | circuit breaker 3VA2 IEC Frame 160 breaking capacity class H Icu=85 kA @ 415 V 4-pole, line protection ETU340, ELISA LI, In=40 A overload protection Ir=16 A...40 A short-circuit protection Ii=15 x In neutral conductor protection adjustable (OFF, 100%) nut keeper kit | 19500 | 1 | ZN | 1
3VA2140-6HK46-0AA0 |  | circuit breaker 3VA2 IEC Frame 160 breaking capacity class H Icu=85 kA @ 415 V 4-pole, line protection ETU340, ELISA LI, In=40 A overload protection Ir=16 A...40 A short-circuit protection Ii=15 x In neutral conductor protection adjustable (OFF, 100%) terminal connection | 20600 | 1 | ZN | 1
3VA2140-6HL32-0AA0 |  | circuit breaker 3VA2 IEC Frame 160 breaking capacity class H Icu=85 kA @ 415 V 3-pole, line protection ETU320, LI, In=40 A overload protection Ir=16 A...40 A short-circuit protection Ii=1.5...12 x In nut keeper kit | 15300 | 1 | ZN | 1
3VA2140-6HL36-0AA0 |  | circuit breaker 3VA2 IEC Frame 160 breaking capacity class H Icu=85 kA @ 415 V 3-pole, line protection ETU320, LI, In=40 A overload protection Ir=16 A...40 A short-circuit protection Ii=1.5...12 x In terminal connection | 15900 | 1 | ZN | 1
3VA2140-6HL42-0AA0 |  | circuit breaker 3VA2 IEC Frame 160 breaking capacity class H Icu=85 kA @ 415 V 4-pole, line protection ETU320, LI, In=40 A overload protection Ir=16 A...40 A short-circuit protection Ii=1.5...12 x In neutral conductor protection adjustable (OFF, 100%) nut keeper kit | 19500 | 1 | ZN | 1
3VA2140-6HL46-0AA0 |  | circuit breaker 3VA2 IEC Frame 160 breaking capacity class H Icu=85 kA @ 415 V 4-pole, line protection ETU320, LI, In=40 A overload protection Ir=16 A...40 A short-circuit protection Ii=1.5...12 x In neutral conductor protection adjustable (OFF, 100%) terminal connection | 20600 | 1 | ZN | 1
3VA2140-6HM32-0AA0 |  | circuit breaker 3VA2 IEC Frame 160 breaking capacity class H Icu=85 kA @ 415 V 3-pole, line protection ETU330, LIG, In=40 A overload protection Ir=16 A...40 A short-circuit protection Ii=1.5...12 x In ground-fault protection Ig=0.4... 1 x In, tg=0.1/0.3s nut keeper kit | 22500 | 1 | ZN | 1
3VA2140-6HM36-0AA0 |  | circuit breaker 3VA2 IEC Frame 160 breaking capacity class H Icu=85 kA @ 415 V 3-pole, line protection ETU330, LIG, In=40 A overload protection Ir=16 A...40 A short-circuit protection Ii=1.5...12 x In ground-fault protection Ig=0.4... 1 x In, tg=0.1/0.3s terminal connection | 23100 | 1 | ZN | 1
3VA2140-6HM42-0AA0 |  | circuit breaker 3VA2 IEC Frame 160 breaking capacity class H Icu=85 kA @ 415 V 4-pole, line protection ETU330, LIG, In=40 A overload protection Ir=16 A...40 A short-circuit protection Ii=1.5...12 x In neutral conductor protection adjustable (OFF, 100%) ground-fault protection Ig=0.4...1 x In= tg=0.1/0.3s nut keeper kit | 26600 | 1 | ZN | 1
3VA2140-6HM46-0AA0 |  | circuit breaker 3VA2 IEC Frame 160 breaking capacity class H Icu=85 kA @ 415 V 4-pole, line protection ETU330, LIG, In=40 A overload protection Ir=16 A...40 A short-circuit protection Ii=1.5...12 x In neutral conductor protection adjustable (OFF, 100%) ground-fault protection Ig=0.4...1 x In= tg=0.1/0.3s terminal connection | 27400 | 1 | ZN | 1
3VA2140-6HN32-0AA0 |  | circuit breaker 3VA2 IEC Frame 160 breaking capacity class H Icu=85 kA @ 415 V 3-pole, line protection ETU350, LSI, In=40 A overload protection Ir=16 A...40 A short-circuit protection Isd=1.5...10 x Ir, Ii=12 x In nut keeper kit | 17000 | 1 | ZN | 1
3VA2140-6HN36-0AA0 |  | circuit breaker 3VA2 IEC Frame 160 breaking capacity class H Icu=85 kA @ 415 V 3-pole, line protection ETU350, LSI, In=40 A overload protection Ir=16 A...40 A short-circuit protection Isd=1.5...10 x Ir, Ii=12 x In terminal connection | 17700 | 1 | ZN | 1
3VA2140-6HN42-0AA0 |  | circuit breaker 3VA2 IEC Frame 160 breaking capacity class H Icu=85 kA @ 415 V 4-pole, line protection ETU350, LSI, In=40 A overload protection Ir=16 A...40 A short-circuit protection Isd=1.5...10 x Ir, Ii=12 x In neutral conductor protection adjustable (OFF, 100%) nut keeper kit | 21400 | 1 | ZN | 1
3VA2140-6HN46-0AA0 |  | circuit breaker 3VA2 IEC Frame 160 breaking capacity class H Icu=85 kA @ 415 V 4-pole, line protection ETU350, LSI, In=40 A overload protection Ir=16 A...40 A short-circuit protection Isd=1.5...10 x Ir, Ii=12 x In neutral conductor protection adjustable (OFF, 100%) terminal connection | 22100 | 1 | ZN | 1
3VA2140-6JP32-0AA0 |  | circuit breaker 3VA2 IEC Frame 160 breaking capacity class H Icu=85 kA @ 415 V 3-pole, line protection ETU550, LSI, In=40 A overload protection Ir=16 A...40 A short-circuit protection Isd=0.6..10x In, Ii=1.5..12x In neutral conductor protection optionally with external current transformer, up to 160% nut keeper kit | 29100 | 1 | ZN | 1
3VA2140-6JP36-0AA0 |  | circuit breaker 3VA2 IEC Frame 160 breaking capacity class H Icu=85 kA @ 415 V 3-pole, line protection ETU550, LSI, In=40 A overload protection Ir=16 A...40 A short-circuit protection Isd=0.6..10x In, Ii=1.5..12x In neutral conductor protection optionally with external current transformer, up to 160% terminal connection | 29700 | 1 | ZN | 1
3VA2140-6JP42-0AA0 |  | circuit breaker 3VA2 IEC Frame 160 breaking capacity class H Icu=85 kA @ 415 V 4-pole, line protection ETU550, LSI, In=40 A overload protection Ir=16 A...40 A short-circuit protection Isd=0.6..10x In, Ii=1.5..12x In neutral conductor protection adjustable (OFF, up to 160%) nut keeper kit | 33100 | 1 | ZN | 1
3VA2140-6JP46-0AA0 |  | circuit breaker 3VA2 IEC Frame 160 breaking capacity class H Icu=85 kA @ 415 V 4-pole, line protection ETU550, LSI, In=40 A overload protection Ir=16 A...40 A short-circuit protection Isd=0.6..10x In, Ii=1.5..12x In neutral conductor protection adjustable (OFF, up to 160%) terminal connection | 33600 | 1 | ZN | 1
3VA2140-6JQ32-0AA0 |  | circuit breaker 3VA2 IEC Frame 160 breaking capacity class H Icu=85 kA @ 415 V 3-pole, line protection ETU560, LSIG, In=40 A overload protection Ir=16 A...40 A short-circuit protection Isd=0.6..10x In, Ii=1.5..12x In neutral conductor protection optionally with external current transformer, up to 160% ground-fault protection, can be switched off Ig=0.4... 1 x In, tg=0.05-0.8s nut keeper kit | 36700 | 1 | ZN | 1
3VA2140-6JQ36-0AA0 |  | circuit breaker 3VA2 IEC Frame 160 breaking capacity class H Icu=85 kA @ 415 V 3-pole, line protection ETU560, LSIG, In=40 A overload protection Ir=16 A...40 A short-circuit protection Isd=0.6..10x In, Ii=1.5..12x In neutral conductor protection optionally with external current transformer, up to 160% ground-fault protection, can be switched off Ig=0.4... 1 x In, tg=0.05-0.8s terminal connection | 37000 | 1 | ZN | 1
3VA2140-6JQ42-0AA0 |  | circuit breaker 3VA2 IEC Frame 160 breaking capacity class H Icu=85 kA @ 415 V 4-pole, line protection ETU560, LSIG, In=40 A overload protection Ir=16 A...40 A short-circuit protection Isd=0.6..10x In, Ii=1.5..12x In neutral conductor protection adjustable (OFF, up to 160%) ground-fault protection, can be switched off Ig=0.4...1 x In= tg=0.05-0.8s nut keeper kit | 40400 | 1 | ZN | 1
3VA2140-6JQ46-0AA0 |  | circuit breaker 3VA2 IEC Frame 160 breaking capacity class H Icu=85 kA @ 415 V 4-pole, line protection ETU560, LSIG, In=40 A overload protection Ir=16 A...40 A short-circuit protection Isd=0.6..10x In, Ii=1.5..12x In neutral conductor protection adjustable (OFF, up to 160%) ground-fault protection, can be switched off Ig=0.4...1 x In= tg=0.05-0.8s terminal connection | 41400 | 1 | ZN | 1
3VA2140-6KP32-0AA0 |  | circuit breaker 3VA2 IEC Frame 160 breaking capacity class H Icu=85 kA @ 415 V 3-pole, line protection ETU850, LSI, In=40 A overload protection Ir=16 A...40 A short-circuit protection Isd=0.6..10x In, Ii=1.5..12x In neutral conductor protection optionally with external current transformer, up to 160% nut keeper kit | 34600 | 1 | ZN | 1
3VA2140-6KP36-0AA0 |  | circuit breaker 3VA2 IEC Frame 160 breaking capacity class H Icu=85 kA @ 415 V 3-pole, line protection ETU850, LSI, In=40 A overload protection Ir=16 A...40 A short-circuit protection Isd=0.6..10x In, Ii=1.5..12x In neutral conductor protection optionally with external current transformer, up to 160% terminal connection | 35900 | 1 | ZN | 1
3VA2140-6KP42-0AA0 |  | circuit breaker 3VA2 IEC Frame 160 breaking capacity class H Icu=85 kA @ 415 V 4-pole, line protection ETU850, LSI, In=40 A overload protection Ir=16 A...40 A short-circuit protection Isd=0.6..10x In, Ii=1.5..12x In neutral conductor protection adjustable (OFF, up to 160%) nut keeper kit | 38900 | 1 | ZN | 1
3VA2140-6KP46-0AA0 |  | circuit breaker 3VA2 IEC Frame 160 breaking capacity class H Icu=85 kA @ 415 V 4-pole, line protection ETU850, LSI, In=40 A overload protection Ir=16 A...40 A short-circuit protection Isd=0.6..10x In, Ii=1.5..12x In neutral conductor protection adjustable (OFF, up to 160%) terminal connection | 40300 | 1 | ZN | 1
3VA2140-6KQ32-0AA0 |  | circuit breaker 3VA2 IEC Frame 160 breaking capacity class H Icu=85 kA @ 415 V 3-pole, line protection ETU860, LSIG, In=40 A overload protection Ir=16 A...40 A short-circuit protection Isd=0.6..10x In, Ii=1.5..12x In neutral conductor protection optionally with external current transformer, up to 160% ground-fault protection, can be switched off Ig=0.4... 1 x In, tg=0.05-0.8s nut keeper kit | 38900 | 1 | ZN | 1
3VA2140-6KQ36-0AA0 |  | circuit breaker 3VA2 IEC Frame 160 breaking capacity class H Icu=85 kA @ 415 V 3-pole, line protection ETU860, LSIG, In=40 A overload protection Ir=16 A...40 A short-circuit protection Isd=0.6..10x In, Ii=1.5..12x In neutral conductor protection optionally with external current transformer, up to 160% ground-fault protection, can be switched off Ig=0.4... 1 x In, tg=0.05-0.8s terminal connection | 39900 | 1 | ZN | 1
3VA2140-6KQ42-0AA0 |  | circuit breaker 3VA2 IEC Frame 160 breaking capacity class H Icu=85 kA @ 415 V 4-pole, line protection ETU860, LSIG, In=40 A overload protection Ir=16 A...40 A short-circuit protection Isd=0.6..10x In, Ii=1.5..12x In neutral conductor protection adjustable (OFF, up to 160%) ground-fault protection, can be switched off Ig=0.4...1 x In= tg=0.05-0.8s nut keeper kit | 43100 | 1 | ZN | 1
3VA2140-6KQ46-0AA0 |  | circuit breaker 3VA2 IEC Frame 160 breaking capacity class H Icu=85 kA @ 415 V 4-pole, line protection ETU860, LSIG, In=40 A overload protection Ir=16 A...40 A short-circuit protection Isd=0.6..10x In, Ii=1.5..12x In neutral conductor protection adjustable (OFF, up to 160%) ground-fault protection, can be switched off Ig=0.4...1 x In= tg=0.05-0.8s terminal connection | 44200 | 1 | ZN | 1
3VA2140-7HK32-0AA0 |  | circuit breaker 3VA2 IEC Frame 160 breaking capacity class C Icu=110 kA @ 415 V 3-pole, line protection ETU340, ELISA LI, In=40 A overload protection Ir=16 A...40 A short-circuit protection Ii=15 x In nut keeper kit | 16300 | 1 | ZN | 1
3VA2140-7HK36-0AA0 |  | circuit breaker 3VA2 IEC Frame 160 breaking capacity class C Icu=110 kA @ 415 V 3-pole, line protection ETU340, ELISA LI, In=40 A overload protection Ir=16 A...40 A short-circuit protection Ii=15 x In terminal connection | 17000 | 1 | ZN | 1
3VA2140-7HK42-0AA0 |  | circuit breaker 3VA2 IEC Frame 160 breaking capacity class C Icu=110 kA @ 415 V 4-pole, line protection ETU340, ELISA LI, In=40 A overload protection Ir=16 A...40 A short-circuit protection Ii=15 x In neutral conductor protection adjustable (OFF, 100%) nut keeper kit | 21000 | 1 | ZN | 1
3VA2140-7HK46-0AA0 |  | circuit breaker 3VA2 IEC Frame 160 breaking capacity class C Icu=110 kA @ 415 V 4-pole, line protection ETU340, ELISA LI, In=40 A overload protection Ir=16 A...40 A short-circuit protection Ii=15 x In neutral conductor protection adjustable (OFF, 100%) terminal connection | 21700 | 1 | ZN | 1
3VA2140-7HL32-0AA0 |  | circuit breaker 3VA2 IEC Frame 160 breaking capacity class C Icu=110 kA @ 415 V 3-pole, line protection ETU320, LI, In=40 A overload protection Ir=16 A...40 A short-circuit protection Ii=1.5...12 x In nut keeper kit | 16300 | 1 | ZN | 1
3VA2140-7HL36-0AA0 |  | circuit breaker 3VA2 IEC Frame 160 breaking capacity class C Icu=110 kA @ 415 V 3-pole, line protection ETU320, LI, In=40 A overload protection Ir=16 A...40 A short-circuit protection Ii=1.5...12 x In terminal connection | 17000 | 1 | ZN | 1
3VA2140-7HL42-0AA0 |  | circuit breaker 3VA2 IEC Frame 160 breaking capacity class C Icu=110 kA @ 415 V 4-pole, line protection ETU320, LI, In=40 A overload protection Ir=16 A...40 A short-circuit protection Ii=1.5...12 x In neutral conductor protection adjustable (OFF, 100%) nut keeper kit | 21000 | 1 | ZN | 1
3VA2140-7HL46-0AA0 |  | circuit breaker 3VA2 IEC Frame 160 breaking capacity class C Icu=110 kA @ 415 V 4-pole, line protection ETU320, LI, In=40 A overload protection Ir=16 A...40 A short-circuit protection Ii=1.5...12 x In neutral conductor protection adjustable (OFF, 100%) terminal connection | 21900 | 1 | ZN | 1
3VA2140-7HM32-0AA0 |  | circuit breaker 3VA2 IEC Frame 160 breaking capacity class C Icu=110 kA @ 415 V 3-pole, line protection ETU330, LIG, In=40 A overload protection Ir=16 A...40 A short-circuit protection Ii=1.5...12 x In ground-fault protection Ig=0.4... 1 x In, tg=0.1/0.3s nut keeper kit | 23600 | 1 | ZN | 1
3VA2140-7HM36-0AA0 |  | circuit breaker 3VA2 IEC Frame 160 breaking capacity class C Icu=110 kA @ 415 V 3-pole, line protection ETU330, LIG, In=40 A overload protection Ir=16 A...40 A short-circuit protection Ii=1.5...12 x In ground-fault protection Ig=0.4... 1 x In, tg=0.1/0.3s terminal connection | 24200 | 1 | ZN | 1
3VA2140-7HM42-0AA0 |  | circuit breaker 3VA2 IEC Frame 160 breaking capacity class C Icu=110 kA @ 415 V 4-pole, line protection ETU330, LIG, In=40 A overload protection Ir=16 A...40 A short-circuit protection Ii=1.5...12 x In neutral conductor protection adjustable (OFF, 100%) ground-fault protection Ig=0.4...1 x In= tg=0.1/0.3s nut keeper kit | 28000 | 1 | ZN | 1
3VA2140-7HM46-0AA0 |  | circuit breaker 3VA2 IEC Frame 160 breaking capacity class C Icu=110 kA @ 415 V 4-pole, line protection ETU330, LIG, In=40 A overload protection Ir=16 A...40 A short-circuit protection Ii=1.5...12 x In neutral conductor protection adjustable (OFF, 100%) ground-fault protection Ig=0.4...1 x In= tg=0.1/0.3s terminal connection | 29100 | 1 | ZN | 1
3VA2140-7HN32-0AA0 |  | circuit breaker 3VA2 IEC Frame 160 breaking capacity class C Icu=110 kA @ 415 V 3-pole, line protection ETU350, LSI, In=40 A overload protection Ir=16 A...40 A short-circuit protection Isd=1.5...10 x Ir, Ii=12 x In nut keeper kit | 18000 | 1 | ZN | 1
3VA2140-7HN36-0AA0 |  | circuit breaker 3VA2 IEC Frame 160 breaking capacity class C Icu=110 kA @ 415 V 3-pole, line protection ETU350, LSI, In=40 A overload protection Ir=16 A...40 A short-circuit protection Isd=1.5...10 x Ir, Ii=12 x In terminal connection | 18800 | 1 | ZN | 1
3VA2140-7HN42-0AA0 |  | circuit breaker 3VA2 IEC Frame 160 breaking capacity class C Icu=110 kA @ 415 V 4-pole, line protection ETU350, LSI, In=40 A overload protection Ir=16 A...40 A short-circuit protection Isd=1.5...10 x Ir, Ii=12 x In neutral conductor protection adjustable (OFF, 100%) nut keeper kit | 22500 | 1 | ZN | 1
3VA2140-7HN46-0AA0 |  | circuit breaker 3VA2 IEC Frame 160 breaking capacity class C Icu=110 kA @ 415 V 4-pole, line protection ETU350, LSI, In=40 A overload protection Ir=16 A...40 A short-circuit protection Isd=1.5...10 x Ir, Ii=12 x In neutral conductor protection adjustable (OFF, 100%) terminal connection | 23600 | 1 | ZN | 1
3VA2140-7JP32-0AA0 |  | circuit breaker 3VA2 IEC Frame 160 breaking capacity class C Icu=110 kA @ 415 V 3-pole, line protection ETU550, LSI, In=40 A overload protection Ir=16 A...40 A short-circuit protection Isd=0.6..10x In, Ii=1.5..12x In neutral conductor protection optionally with external current transformer, up to 160% nut keeper kit | 30100 | 1 | ZN | 1
3VA2140-7JP36-0AA0 |  | circuit breaker 3VA2 IEC Frame 160 breaking capacity class C Icu=110 kA @ 415 V 3-pole, line protection ETU550, LSI, In=40 A overload protection Ir=16 A...40 A short-circuit protection Isd=0.6..10x In, Ii=1.5..12x In neutral conductor protection optionally with external current transformer, up to 160% terminal connection | 31000 | 1 | ZN | 1
3VA2140-7JP42-0AA0 |  | circuit breaker 3VA2 IEC Frame 160 breaking capacity class C Icu=110 kA @ 415 V 4-pole, line protection ETU550, LSI, In=40 A overload protection Ir=16 A...40 A short-circuit protection Isd=0.6..10x In, Ii=1.5..12x In neutral conductor protection adjustable (OFF, up to 160%) nut keeper kit | 34000 | 1 | ZN | 1
3VA2140-7JP46-0AA0 |  | circuit breaker 3VA2 IEC Frame 160 breaking capacity class C Icu=110 kA @ 415 V 4-pole, line protection ETU550, LSI, In=40 A overload protection Ir=16 A...40 A short-circuit protection Isd=0.6..10x In, Ii=1.5..12x In neutral conductor protection adjustable (OFF, up to 160%) terminal connection | 35300 | 1 | ZN | 1
3VA2140-7JQ32-0AA0 |  | circuit breaker 3VA2 IEC Frame 160 breaking capacity class C Icu=110 kA @ 415 V 3-pole, line protection ETU560, LSIG, In=40 A overload protection Ir=16 A...40 A short-circuit protection Isd=0.6..10x In, Ii=1.5..12x In neutral conductor protection optionally with external current transformer, up to 160% ground-fault protection, can be switched off Ig=0.4... 1 x In, tg=0.05-0.8s nut keeper kit | 37200 | 1 | ZN | 1
3VA2140-7JQ36-0AA0 |  | circuit breaker 3VA2 IEC Frame 160 breaking capacity class C Icu=110 kA @ 415 V 3-pole, line protection ETU560, LSIG, In=40 A overload protection Ir=16 A...40 A short-circuit protection Isd=0.6..10x In, Ii=1.5..12x In neutral conductor protection optionally with external current transformer, up to 160% ground-fault protection, can be switched off Ig=0.4... 1 x In, tg=0.05-0.8s terminal connection | 38000 | 1 | ZN | 1
3VA2140-7JQ42-0AA0 |  | circuit breaker 3VA2 IEC Frame 160 breaking capacity class C Icu=110 kA @ 415 V 4-pole, line protection ETU560, LSIG, In=40 A overload protection Ir=16 A...40 A short-circuit protection Isd=0.6..10x In, Ii=1.5..12x In neutral conductor protection adjustable (OFF, up to 160%) ground-fault protection, can be switched off Ig=0.4...1 x In= tg=0.05-0.8s nut keeper kit | 41600 | 1 | ZN | 1
3VA2140-7JQ46-0AA0 |  | circuit breaker 3VA2 IEC Frame 160 breaking capacity class C Icu=110 kA @ 415 V 4-pole, line protection ETU560, LSIG, In=40 A overload protection Ir=16 A...40 A short-circuit protection Isd=0.6..10x In, Ii=1.5..12x In neutral conductor protection adjustable (OFF, up to 160%) ground-fault protection, can be switched off Ig=0.4...1 x In= tg=0.05-0.8s terminal connection | 42700 | 1 | ZN | 1
3VA2140-7KP32-0AA0 |  | circuit breaker 3VA2 IEC Frame 160 breaking capacity class C Icu=110 kA @ 415 V 3-pole, line protection ETU850, LSI, In=40 A overload protection Ir=16 A...40 A short-circuit protection Isd=0.6..10x In, Ii=1.5..12x In neutral conductor protection optionally with external current transformer, up to 160% nut keeper kit | 36300 | 1 | ZN | 1
3VA2140-7KP36-0AA0 |  | circuit breaker 3VA2 IEC Frame 160 breaking capacity class C Icu=110 kA @ 415 V 3-pole, line protection ETU850, LSI, In=40 A overload protection Ir=16 A...40 A short-circuit protection Isd=0.6..10x In, Ii=1.5..12x In neutral conductor protection optionally with external current transformer, up to 160% terminal connection | 37000 | 1 | ZN | 1
3VA2140-7KP42-0AA0 |  | circuit breaker 3VA2 IEC Frame 160 breaking capacity class C Icu=110 kA @ 415 V 4-pole, line protection ETU850, LSI, In=40 A overload protection Ir=16 A...40 A short-circuit protection Isd=0.6..10x In, Ii=1.5..12x In neutral conductor protection adjustable (OFF, up to 160%) nut keeper kit | 40400 | 1 | ZN | 1
3VA2140-7KP46-0AA0 |  | circuit breaker 3VA2 IEC Frame 160 breaking capacity class C Icu=110 kA @ 415 V 4-pole, line protection ETU850, LSI, In=40 A overload protection Ir=16 A...40 A short-circuit protection Isd=0.6..10x In, Ii=1.5..12x In neutral conductor protection adjustable (OFF, up to 160%) terminal connection | 41400 | 1 | ZN | 1
3VA2140-7KQ32-0AA0 |  | circuit breaker 3VA2 IEC Frame 160 breaking capacity class C Icu=110 kA @ 415 V 3-pole, line protection ETU860, LSIG, In=40 A overload protection Ir=16 A...40 A short-circuit protection Isd=0.6..10x In, Ii=1.5..12x In neutral conductor protection optionally with external current transformer, up to 160% ground-fault protection, can be switched off Ig=0.4... 1 x In, tg=0.05-0.8s nut keeper kit | 40300 | 1 | ZN | 1
3VA2140-7KQ36-0AA0 |  | circuit breaker 3VA2 IEC Frame 160 breaking capacity class C Icu=110 kA @ 415 V 3-pole, line protection ETU860, LSIG, In=40 A overload protection Ir=16 A...40 A short-circuit protection Isd=0.6..10x In, Ii=1.5..12x In neutral conductor protection optionally with external current transformer, up to 160% ground-fault protection, can be switched off Ig=0.4... 1 x In, tg=0.05-0.8s terminal connection | 40800 | 1 | ZN | 1
3VA2140-7KQ42-0AA0 |  | circuit breaker 3VA2 IEC Frame 160 breaking capacity class C Icu=110 kA @ 415 V 4-pole, line protection ETU860, LSIG, In=40 A overload protection Ir=16 A...40 A short-circuit protection Isd=0.6..10x In, Ii=1.5..12x In neutral conductor protection adjustable (OFF, up to 160%) ground-fault protection, can be switched off Ig=0.4...1 x In= tg=0.05-0.8s nut keeper kit | 44600 | 1 | ZN | 1
3VA2140-7KQ46-0AA0 |  | circuit breaker 3VA2 IEC Frame 160 breaking capacity class C Icu=110 kA @ 415 V 4-pole, line protection ETU860, LSIG, In=40 A overload protection Ir=16 A...40 A short-circuit protection Isd=0.6..10x In, Ii=1.5..12x In neutral conductor protection adjustable (OFF, up to 160%) ground-fault protection, can be switched off Ig=0.4...1 x In= tg=0.05-0.8s terminal connection | 45500 | 1 | ZN | 1
3VA2140-7MN32-0AA0 |  | circuit breaker 3VA2 IEC Frame 160 breaking capacity class C Icu=110 kA @ 415 V 3-pole, motor protection ETU350M, LSI, In=40 A overload protection Ir=16 A...40 A short-circuit protection Isd=3...15 x Ir, Ii=15 x In nut keeper kit | 17500 | 1 | ZN | 1
3VA2140-7MN36-0AA0 |  | circuit breaker 3VA2 IEC Frame 160 breaking capacity class C Icu=110 kA @ 415 V 3-pole, motor protection ETU350M, LSI, In=40 A overload protection Ir=16 A...40 A short-circuit protection Isd=3...15 x Ir, Ii=15 x In terminal connection | 18200 | 1 | ZN | 1
3VA2140-7MP32-0AA0 |  | circuit breaker 3VA2 IEC Frame 160 breaking capacity class C Icu=110 kA @ 415 V 3-pole, motor protection ETU550M, LSI, In=40 A overload protection Ir=16 A ...40 A short-circuit protection Isd=1.2... 15x In,Ii=3..15x In nut keeper kit | 23100 | 1 | ZN | 1
3VA2140-7MQ32-0AA0 |  | circuit breaker 3VA2 IEC Frame 160 breaking capacity class C Icu=110 kA @ 415 V 3-pole, motor protection ETU860M, LSIG, In=40 A overload protection Ir=16 A...40 A short-circuit protection Isd=1.2..15x In, Ii=3..15x In ground-fault protection, can be switched off Ig=0.4... 1 x In, tg=0.05-0.8s nut keeper kit | 31400 | 1 | ZN | 1
3VA2140-7MQ36-0AA0 |  | circuit breaker 3VA2 IEC Frame 160 breaking capacity class C Icu=110 kA @ 415 V 3-pole, motor protection ETU860M, LSIG, In=40 A overload protection Ir=16 A...40 A short-circuit protection Isd=1.2..15x In, Ii=3..15x In ground-fault protection, can be switched off Ig=0.4... 1 x In, tg=0.05-0.8s terminal connection | 31900 | 1 | ZN | 1
3VA2140-7MS32-0AA0 |  | circuit breaker 3VA2 IEC Frame 160 breaking capacity class C Icu=110 kA @ 415 V 3-pole, starter protection ETU310M, I, In=40 A without overload protection short-circuit protection Ii=3...15 x In nut keeper kit | 12400 | 1 | ZN | 1
3VA2140-7MS36-0AA0 |  | circuit breaker 3VA2 IEC Frame 160 breaking capacity class C Icu=110 kA @ 415 V 3-pole, starter protection ETU310M, I, In=40 A without overload protection short-circuit protection Ii=3...15 x In terminal connection | 13100 | 1 | ZN | 1
3VA2140-8HK32-0AA0 |  | circuit breaker 3VA2 IEC Frame 160 breaking capacity class L Icu=150 kA @ 415 V 3-pole, line protection ETU340, ELISA LI, In=40 A overload protection Ir=16 A...40 A short-circuit protection Ii=15 x In nut keeper kit | 18300 | 1 | ZN | 1
3VA2140-8HK36-0AA0 |  | circuit breaker 3VA2 IEC Frame 160 breaking capacity class L Icu=150 kA @ 415 V 3-pole, line protection ETU340, ELISA LI, In=40 A overload protection Ir=16 A...40 A short-circuit protection Ii=15 x In terminal connection | 19100 | 1 | ZN | 1
3VA2140-8HK42-0AA0 |  | circuit breaker 3VA2 IEC Frame 160 breaking capacity class L Icu=150 kA @ 415 V 4-pole, line protection ETU340, ELISA LI, In=40 A overload protection Ir=16 A...40 A short-circuit protection Ii=15 x In neutral conductor protection adjustable (OFF, 100%) nut keeper kit | 23600 | 1 | ZN | 1
3VA2140-8HK46-0AA0 |  | circuit breaker 3VA2 IEC Frame 160 breaking capacity class L Icu=150 kA @ 415 V 4-pole, line protection ETU340, ELISA LI, In=40 A overload protection Ir=16 A...40 A short-circuit protection Ii=15 x In neutral conductor protection adjustable (OFF, 100%) terminal connection | 24800 | 1 | ZN | 1
3VA2140-8HL32-0AA0 |  | circuit breaker 3VA2 IEC Frame 160 breaking capacity class L Icu=150 kA @ 415 V 3-pole, line protection ETU320, LI, In=40 A overload protection Ir=16 A...40 A short-circuit protection Ii=1.5...12 x In nut keeper kit | 18300 | 1 | ZN | 1
3VA2140-8HL36-0AA0 |  | circuit breaker 3VA2 IEC Frame 160 breaking capacity class L Icu=150 kA @ 415 V 3-pole, line protection ETU320, LI, In=40 A overload protection Ir=16 A...40 A short-circuit protection Ii=1.5...12 x In terminal connection | 19100 | 1 | ZN | 1
3VA2140-8HL42-0AA0 |  | circuit breaker 3VA2 IEC Frame 160 breaking capacity class L Icu=150 kA @ 415 V 4-pole, line protection ETU320, LI, In=40 A overload protection Ir=16 A...40 A short-circuit protection Ii=1.5...12 x In neutral conductor protection adjustable (OFF, 100%) nut keeper kit | 23600 | 1 | ZN | 1
3VA2140-8HL46-0AA0 |  | circuit breaker 3VA2 IEC Frame 160 breaking capacity class L Icu=150 kA @ 415 V 4-pole, line protection ETU320, LI, In=40 A overload protection Ir=16 A...40 A short-circuit protection Ii=1.5...12 x In neutral conductor protection adjustable (OFF, 100%) terminal connection | 24800 | 1 | ZN | 1
3VA2140-8HM32-0AA0 |  | circuit breaker 3VA2 IEC Frame 160 breaking capacity class L Icu=150 kA @ 415 V 3-pole, line protection ETU330, LIG, In=40 A overload protection Ir=16 A...40 A short-circuit protection Ii=1.5...12 x In ground-fault protection Ig=0.4... 1 x In, tg=0.1/0.3s nut keeper kit | 25500 | 1 | ZN | 1
3VA2140-8HM36-0AA0 |  | circuit breaker 3VA2 IEC Frame 160 breaking capacity class L Icu=150 kA @ 415 V 3-pole, line protection ETU330, LIG, In=40 A overload protection Ir=16 A...40 A short-circuit protection Ii=1.5...12 x In ground-fault protection Ig=0.4... 1 x In, tg=0.1/0.3s terminal connection | 26100 | 1 | ZN | 1
3VA2140-8HM42-0AA0 |  | circuit breaker 3VA2 IEC Frame 160 breaking capacity class L Icu=150 kA @ 415 V 4-pole, line protection ETU330, LIG, In=40 A overload protection Ir=16 A...40 A short-circuit protection Ii=1.5...12 x In neutral conductor protection adjustable (OFF, 100%) ground-fault protection Ig=0.4...1 x In= tg=0.1/0.3s nut keeper kit | 31000 | 1 | ZN | 1
3VA2140-8HM46-0AA0 |  | circuit breaker 3VA2 IEC Frame 160 breaking capacity class L Icu=150 kA @ 415 V 4-pole, line protection ETU330, LIG, In=40 A overload protection Ir=16 A...40 A short-circuit protection Ii=1.5...12 x In neutral conductor protection adjustable (OFF, 100%) ground-fault protection Ig=0.4...1 x In= tg=0.1/0.3s terminal connection | 31800 | 1 | ZN | 1
3VA2140-8HN32-0AA0 |  | circuit breaker 3VA2 IEC Frame 160 breaking capacity class L Icu=150 kA @ 415 V 3-pole, line protection ETU350, LSI, In=40 A overload protection Ir=16 A...40 A short-circuit protection Isd=1.5...10 x Ir, Ii=12 x In nut keeper kit | 20200 | 1 | ZN | 1
3VA2140-8HN36-0AA0 |  | circuit breaker 3VA2 IEC Frame 160 breaking capacity class L Icu=150 kA @ 415 V 3-pole, line protection ETU350, LSI, In=40 A overload protection Ir=16 A...40 A short-circuit protection Isd=1.5...10 x Ir, Ii=12 x In terminal connection | 21000 | 1 | ZN | 1
3VA2140-8HN42-0AA0 |  | circuit breaker 3VA2 IEC Frame 160 breaking capacity class L Icu=150 kA @ 415 V 4-pole, line protection ETU350, LSI, In=40 A overload protection Ir=16 A...40 A short-circuit protection Isd=1.5...10 x Ir, Ii=12 x In neutral conductor protection adjustable (OFF, 100%) nut keeper kit | 25300 | 1 | ZN | 1
3VA2140-8HN46-0AA0 |  | circuit breaker 3VA2 IEC Frame 160 breaking capacity class L Icu=150 kA @ 415 V 4-pole, line protection ETU350, LSI, In=40 A overload protection Ir=16 A...40 A short-circuit protection Isd=1.5...10 x Ir, Ii=12 x In neutral conductor protection adjustable (OFF, 100%) terminal connection | 26100 | 1 | ZN | 1
3VA2140-8JP32-0AA0 |  | circuit breaker 3VA2 IEC Frame 160 breaking capacity class L Icu=150 kA @ 415 V 3-pole, line protection ETU550, LSI, In=40 A overload protection Ir=16 A...40 A short-circuit protection Isd=0.6..10x In, Ii=1.5..12x In neutral conductor protection optionally with external current transformer, up to 160% nut keeper kit | 31900 | 1 | ZN | 1
3VA2140-8JP36-0AA0 |  | circuit breaker 3VA2 IEC Frame 160 breaking capacity class L Icu=150 kA @ 415 V 3-pole, line protection ETU550, LSI, In=40 A overload protection Ir=16 A...40 A short-circuit protection Isd=0.6..10x In, Ii=1.5..12x In neutral conductor protection optionally with external current transformer, up to 160% terminal connection | 32700 | 1 | ZN | 1
3VA2140-8JP42-0AA0 |  | circuit breaker 3VA2 IEC Frame 160 breaking capacity class L Icu=150 kA @ 415 V 4-pole, line protection ETU550, LSI, In=40 A overload protection Ir=16 A...40 A short-circuit protection Isd=0.6..10x In, Ii=1.5..12x In neutral conductor protection adjustable (OFF, up to 160%) nut keeper kit | 37600 | 1 | ZN | 1
3VA2140-8JP46-0AA0 |  | circuit breaker 3VA2 IEC Frame 160 breaking capacity class L Icu=150 kA @ 415 V 4-pole, line protection ETU550, LSI, In=40 A overload protection Ir=16 A...40 A short-circuit protection Isd=0.6..10x In, Ii=1.5..12x In neutral conductor protection adjustable (OFF, up to 160%) terminal connection | 38200 | 1 | ZN | 1
3VA2140-8JQ32-0AA0 |  | circuit breaker 3VA2 IEC Frame 160 breaking capacity class L Icu=150 kA @ 415 V 3-pole, line protection ETU560, LSIG, In=40 A overload protection Ir=16 A...40 A short-circuit protection Isd=0.6..10x In, Ii=1.5..12x In neutral conductor protection optionally with external current transformer, up to 160% ground-fault protection, can be switched off Ig=0.4... 1 x In, tg=0.05-0.8s nut keeper kit | 38900 | 1 | ZN | 1
3VA2140-8JQ36-0AA0 |  | circuit breaker 3VA2 IEC Frame 160 breaking capacity class L Icu=150 kA @ 415 V 3-pole, line protection ETU560, LSIG, In=40 A overload protection Ir=16 A...40 A short-circuit protection Isd=0.6..10x In, Ii=1.5..12x In neutral conductor protection optionally with external current transformer, up to 160% ground-fault protection, can be switched off Ig=0.4... 1 x In, tg=0.05-0.8s terminal connection | 40300 | 1 | ZN | 1
3VA2140-8JQ42-0AA0 |  | circuit breaker 3VA2 IEC Frame 160 breaking capacity class L Icu=150 kA @ 415 V 4-pole, line protection ETU560, LSIG, In=40 A overload protection Ir=16 A...40 A short-circuit protection Isd=0.6..10x In, Ii=1.5..12x In neutral conductor protection adjustable (OFF, up to 160%) ground-fault protection, can be switched off Ig=0.4...1 x In= tg=0.05-0.8s nut keeper kit | 44600 | 1 | ZN | 1
3VA2140-8JQ46-0AA0 |  | circuit breaker 3VA2 IEC Frame 160 breaking capacity class L Icu=150 kA @ 415 V 4-pole, line protection ETU560, LSIG, In=40 A overload protection Ir=16 A...40 A short-circuit protection Isd=0.6..10x In, Ii=1.5..12x In neutral conductor protection adjustable (OFF, up to 160%) ground-fault protection, can be switched off Ig=0.4...1 x In= tg=0.05-0.8s terminal connection | 45500 | 1 | ZN | 1
3VA2140-8KP32-0AA0 |  | circuit breaker 3VA2 IEC Frame 160 breaking capacity class L Icu=150 kA @ 415 V 3-pole, line protection ETU850, LSI, In=40 A overload protection Ir=16 A...40 A short-circuit protection Isd=0.6..10x In, Ii=1.5..12x In neutral conductor protection optionally with external current transformer, up to 160% nut keeper kit | 38000 | 1 | ZN | 1
3VA2140-8KP36-0AA0 |  | circuit breaker 3VA2 IEC Frame 160 breaking capacity class L Icu=150 kA @ 415 V 3-pole, line protection ETU850, LSI, In=40 A overload protection Ir=16 A...40 A short-circuit protection Isd=0.6..10x In, Ii=1.5..12x In neutral conductor protection optionally with external current transformer, up to 160% terminal connection | 38400 | 1 | ZN | 1
3VA2140-8KP42-0AA0 |  | circuit breaker 3VA2 IEC Frame 160 breaking capacity class L Icu=150 kA @ 415 V 4-pole, line protection ETU850, LSI, In=40 A overload protection Ir=16 A...40 A short-circuit protection Isd=0.6..10x In, Ii=1.5..12x In neutral conductor protection adjustable (OFF, up to 160%) nut keeper kit | 43300 | 1 | ZN | 1
3VA2140-8KP46-0AA0 |  | circuit breaker 3VA2 IEC Frame 160 breaking capacity class L Icu=150 kA @ 415 V 4-pole, line protection ETU850, LSI, In=40 A overload protection Ir=16 A...40 A short-circuit protection Isd=0.6..10x In, Ii=1.5..12x In neutral conductor protection adjustable (OFF, up to 160%) terminal connection | 44400 | 1 | ZN | 1
3VA2140-8KQ32-0AA0 |  | circuit breaker 3VA2 IEC Frame 160 breaking capacity class L Icu=150 kA @ 415 V 3-pole, line protection ETU860, LSIG, In=40 A overload protection Ir=16 A...40 A short-circuit protection Isd=0.6..10x In, Ii=1.5..12x In neutral conductor protection optionally with external current transformer, up to 160% ground-fault protection, can be switched off Ig=0.4... 1 x In, tg=0.05-0.8s nut keeper kit | 42300 | 1 | ZN | 1
3VA2140-8KQ36-0AA0 |  | circuit breaker 3VA2 IEC Frame 160 breaking capacity class L Icu=150 kA @ 415 V 3-pole, line protection ETU860, LSIG, In=40 A overload protection Ir=16 A...40 A short-circuit protection Isd=0.6..10x In, Ii=1.5..12x In neutral conductor protection optionally with external current transformer, up to 160% ground-fault protection, can be switched off Ig=0.4... 1 x In, tg=0.05-0.8s terminal connection | 42900 | 1 | ZN | 1
3VA2140-8KQ42-0AA0 |  | circuit breaker 3VA2 IEC Frame 160 breaking capacity class L Icu=150 kA @ 415 V 4-pole, line protection ETU860, LSIG, In=40 A overload protection Ir=16 A...40 A short-circuit protection Isd=0.6..10x In, Ii=1.5..12x In neutral conductor protection adjustable (OFF, up to 160%) ground-fault protection, can be switched off Ig=0.4...1 x In= tg=0.05-0.8s nut keeper kit | 47100 | 1 | ZN | 1
3VA2140-8KQ46-0AA0 |  | circuit breaker 3VA2 IEC Frame 160 breaking capacity class L Icu=150 kA @ 415 V 4-pole, line protection ETU860, LSIG, In=40 A overload protection Ir=16 A...40 A short-circuit protection Isd=0.6..10x In, Ii=1.5..12x In neutral conductor protection adjustable (OFF, up to 160%) ground-fault protection, can be switched off Ig=0.4...1 x In= tg=0.05-0.8s terminal connection | 48200 | 1 | ZN | 1
3VA2163-0HL32-0AA0 |  | circuit breaker 3VA2 IEC Frame 160 breaking capacity class E Icu=200 kA @ 415 V 3-pole, line protection ETU320, LI, In=63 A overload protection Ir=25 A ... 63 A short-circuit protection Ii=1.5...12 x In nut keeper kit | 20800 | 1 | ZN | 1
3VA2163-0HL36-0AA0 |  | circuit breaker 3VA2 IEC Frame 160 breaking capacity class E Icu=200 kA @ 415 V 3-pole, line protection ETU320, LI, In=63 A overload protection Ir=25 A ... 63 A short-circuit protection Ii=1.5...12 x In terminal connection | 21500 | 1 | ZN | 1
3VA2163-0HL42-0AA0 |  | circuit breaker 3VA2 IEC Frame 160 breaking capacity class E Icu=200 kA @ 415 V 4-pole, line protection ETU320, LI, In=63 A overload protection Ir=25 A ... 63 A short-circuit protection Ii=1.5...12 x In neutral conductor protection adjustable (OFF, 100%) nut keeper kit | 28000 | 1 | ZN | 1
3VA2163-0HL46-0AA0 |  | circuit breaker 3VA2 IEC Frame 160 breaking capacity class E Icu=200 kA @ 415 V 4-pole, line protection ETU320, LI, In=63 A overload protection Ir=25 A ... 63 A short-circuit protection Ii=1.5...12 x In neutral conductor protection adjustable (OFF, 100%) terminal connection | 29100 | 1 | ZN | 1
3VA2163-0HM32-0AA0 |  | circuit breaker 3VA2 IEC Frame 160 breaking capacity class E Icu=200 kA @ 415 V 3-pole, line protection ETU330, LIG, In=63 A overload protection Ir=25 A ... 63 A short-circuit protection Ii=1.5...12 x In ground-fault protection Ig=0.25... 1 x In, tg=0.1/0.3s nut keeper kit | 28000 | 1 | ZN | 1
3VA2163-0HM36-0AA0 |  | circuit breaker 3VA2 IEC Frame 160 breaking capacity class E Icu=200 kA @ 415 V 3-pole, line protection ETU330, LIG, In=63 A overload protection Ir=25 A ... 63 A short-circuit protection Ii=1.5...12 x In ground-fault protection Ig=0.25... 1 x In, tg=0.1/0.3s terminal connection | 28900 | 1 | ZN | 1
3VA2163-0HM42-0AA0 |  | circuit breaker 3VA2 IEC Frame 160 breaking capacity class E Icu=200 kA @ 415 V 4-pole, line protection ETU330, LIG, In=63 A overload protection Ir=25 A ... 63 A short-circuit protection Ii=1.5...12 x In neutral conductor protection adjustable (OFF, 100%) ground-fault protection Ig=0.25... 1 x In, tg=0.1/0.3s nut keeper kit | 34600 | 1 | ZN | 1
3VA2163-0HM46-0AA0 |  | circuit breaker 3VA2 IEC Frame 160 breaking capacity class E Icu=200 kA @ 415 V 4-pole, line protection ETU330, LIG, In=63 A overload protection Ir=25 A ... 63 A short-circuit protection Ii=1.5...12 x In neutral conductor protection adjustable (OFF, 100%) ground-fault protection Ig=0.25... 1 x In, tg=0.1/0.3s terminal connection | 36300 | 1 | ZN | 1
3VA2163-0HN32-0AA0 |  | circuit breaker 3VA2 IEC Frame 160 breaking capacity class E Icu=200 kA @ 415 V 3-pole, line protection ETU350, LSI, In=63 A overload protection Ir=25 A ... 63 A short-circuit protection Isd=1.5...10xIr, Ii=12xIn nut keeper kit | 22300 | 1 | ZN | 1
3VA2163-0HN36-0AA0 |  | circuit breaker 3VA2 IEC Frame 160 breaking capacity class E Icu=200 kA @ 415 V 3-pole, line protection ETU350, LSI, In=63 A overload protection Ir=25 A ... 63 A short-circuit protection Isd=1.5...10xIr, Ii=12xIn terminal connection | 23100 | 1 | ZN | 1
3VA2163-0HN42-0AA0 |  | circuit breaker 3VA2 IEC Frame 160 breaking capacity class E Icu=200 kA @ 415 V 4-pole, line protection ETU350, LSI, In=63 A overload protection Ir=25 A ... 63 A short-circuit protection Isd=1.5...10xIr, Ii=12xIn neutral conductor protection adjustable (OFF, 100%) nut keeper kit | 29500 | 1 | ZN | 1
3VA2163-0HN46-0AA0 |  | circuit breaker 3VA2 IEC Frame 160 breaking capacity class E Icu=200 kA @ 415 V 4-pole, line protection ETU350, LSI, In=63 A overload protection Ir=25 A ... 63 A short-circuit protection Isd=1.5...10xIr, Ii=12xIn neutral conductor protection adjustable (OFF, 100%) terminal connection | 30800 | 1 | ZN | 1
3VA2163-0KP32-0AA0 |  | circuit breaker 3VA2 IEC Frame 160 breaking capacity class E Icu=200 kA @ 415 V 3-pole, line protection ETU850, LSI, In=63 A overload protection Ir=25 A ... 63 A short-circuit protection Isd=0.6...10xIn, Ii=1.5...12xIn nut keeper kit | 40400 | 1 | ZN | 1
3VA2163-0KP36-0AA0 |  | circuit breaker 3VA2 IEC Frame 160 breaking capacity class E Icu=200 kA @ 415 V 3-pole, line protection ETU850, LSI, In=63 A overload protection Ir=25 A ... 63 A short-circuit protection Isd=0.6...10xIn, Ii=1.5...12xIn terminal connection | 41200 | 1 | ZN | 1
3VA2163-0KP42-0AA0 |  | circuit breaker 3VA2 IEC Frame 160 breaking capacity class E Icu=200 kA @ 415 V 4-pole, line protection ETU850, LSI, In=63 A overload protection Ir=25 A ... 63 A short-circuit protection Isd=0.6...10xIn, Ii=1.5...12xIn neutral conductor protection adjustable (OFF, up to 160%) nut keeper kit | 47100 | 1 | ZN | 1
3VA2163-0KP46-0AA0 |  | circuit breaker 3VA2 IEC Frame 160 breaking capacity class E Icu=200 kA @ 415 V 4-pole, line protection ETU850, LSI, In=63 A overload protection Ir=25 A ... 63 A short-circuit protection Isd=0.6...10xIn, Ii=1.5...12xIn neutral conductor protection adjustable (OFF, up to 160%) terminal connection | 48400 | 1 | ZN | 1
3VA2163-0KQ32-0AA0 |  | circuit breaker 3VA2 IEC Frame 160 breaking capacity class E Icu=200 kA @ 415 V 3-pole, line protection ETU860, LSIG, In=63 A overload protection Ir=25 A ... 63 A short-circuit protection Isd=0.6...10xIn, Ii=1.5...12xIn nut keeper kit | 44600 | 1 | ZN | 1
3VA2163-0KQ36-0AA0 |  | circuit breaker 3VA2 IEC Frame 160 breaking capacity class E Icu=200 kA @ 415 V 3-pole, line protection ETU860, LSIG, In=63 A overload protection Ir=25 A ... 63 A short-circuit protection Isd=0.6...10xIn, Ii=1.5...12xIn terminal connection | 45200 | 1 | ZN | 1
3VA2163-0KQ42-0AA0 |  | circuit breaker 3VA2 IEC Frame 160 breaking capacity class E Icu=200 kA @ 415 V 4-pole, line protection ETU860, LSIG, In=63 A overload protection Ir=25 A ... 63 A short-circuit protection Isd=0.6...10xIn, Ii=1.5...12xIn neutral conductor protection adjustable (OFF, up to 160%) nut keeper kit | 52400 | 1 | ZN | 1
3VA2163-0KQ46-0AA0 |  | circuit breaker 3VA2 IEC Frame 160 breaking capacity class E Icu=200 kA @ 415 V 4-pole, line protection ETU860, LSIG, In=63 A overload protection Ir=25 A ... 63 A short-circuit protection Isd=0.6...10xIn, Ii=1.5...12xIn neutral conductor protection adjustable (OFF, up to 160%) terminal connection | 52900 | 1 | ZN | 1
3VA2163-0MN32-0AA0 |  | circuit breaker 3VA2 IEC Frame 160 breaking capacity class E Icu=200 kA @ 415 V 3-pole, motor protection ETU350M, LSI, In=63 A overload protection Ir=25 A ... 63 A short-circuit protection Isd=3...15xIr, Ii=15xIn nut keeper kit | 19100 | 1 | ZN | 1
3VA2163-0MN36-0AA0 |  | circuit breaker 3VA2 IEC Frame 160 breaking capacity class E Icu=200 kA @ 415 V 3-pole, motor protection ETU350M, LSI, In=63 A overload protection Ir=25 A ... 63 A short-circuit protection Isd=3...15xIr, Ii=15xIn terminal connection | 20000 | 1 | ZN | 1
3VA2163-0MQ32-0AA0 |  | circuit breaker 3VA2 IEC Frame 160 breaking capacity class E Icu=200 kA @ 415 V 3-pole, motor protection ETU860M, LSIG, In=63 A overload protection Ir=25 A ... 63 A short-circuit protection Isd=1.2...15xIn, Ii=3...15xIn nut keeper kit | 34000 | 1 | ZN | 1
3VA2163-0MQ36-0AA0 |  | circuit breaker 3VA2 IEC Frame 160 breaking capacity class E Icu=200 kA @ 415 V 3-pole, motor protection ETU860M, LSIG, In=63 A overload protection Ir=25 A ... 63 A short-circuit protection Isd=1.2...15xIn, Ii=3...15xIn terminal connection | 35300 | 1 | ZN | 1
3VA2163-0MS32-0AA0 |  | circuit breaker 3VA2 IEC Frame 160 breaking capacity class E Icu=200 kA @ 415 V 3-pole, motor starter protection ETU310M, I, In=63 A short-circuit protection Ii=3...15 x In nut keeper kit | 14200 | 1 | ZN | 1
3VA2163-0MS36-0AA0 |  | circuit breaker 3VA2 IEC Frame 160 breaking capacity class E Icu=200 kA @ 415 V 3-pole, motor starter protection ETU310M, I, In=63 A short-circuit protection Ii=3...15 x In terminal connection | 15000 | 1 | ZN | 1
3VA2163-5HK32-0AA0 |  | circuit breaker 3VA2 IEC Frame 160 breaking capacity class M Icu=55 kA @ 415 V 3-pole, line protection ETU340, ELISA LI, In=63 A overload protection Ir=25 A...63 A short-circuit protection Ii=15 x In nut keeper kit | 13700 | 1 | ZN | 1
3VA2163-5HK36-0AA0 |  | circuit breaker 3VA2 IEC Frame 160 breaking capacity class M Icu=55 kA @ 415 V 3-pole, line protection ETU340, ELISA LI, In=63 A overload protection Ir=25 A...63 A short-circuit protection Ii=15 x In terminal connection | 14400 | 1 | ZN | 1
3VA2163-5HK42-0AA0 |  | circuit breaker 3VA2 IEC Frame 160 breaking capacity class M Icu=55 kA @ 415 V 4-pole, line protection ETU340, ELISA LI, In=63 A overload protection Ir=25 A...63 A short-circuit protection Ii=15 x In neutral conductor protection adjustable (OFF, 100%) nut keeper kit | 17400 | 1 | ZN | 1
3VA2163-5HK46-0AA0 |  | circuit breaker 3VA2 IEC Frame 160 breaking capacity class M Icu=55 kA @ 415 V 4-pole, line protection ETU340, ELISA LI, In=63 A overload protection Ir=25 A...63 A short-circuit protection Ii=15 x In neutral conductor protection adjustable (OFF, 100%) terminal connection | 18300 | 1 | ZN | 1
3VA2163-5HL32-0AA0 |  | circuit breaker 3VA2 IEC Frame 160 breaking capacity class M Icu=55 kA @ 415 V 3-pole, line protection ETU320, LI, In=63 A overload protection Ir=25 A...63 A short-circuit protection Ii=1.5...12 x In nut keeper kit | 13700 | 1 | ZN | 1
3VA2163-5HL32-0AB0 |  | circuit breaker 3VA2 IEC Frame 160 breaking capacity class M Icu=55 kA @ 415 V 3-pole, line protection ETU320, LI, In=63 A overload protection Ir=25 A...63 A short-circuit protection Ii=1.5...12 x In nut keeper kit 2 auxiliary switches HP | 15800 | 1 | ZN | 1
3VA2163-5HL36-0AA0 |  | circuit breaker 3VA2 IEC Frame 160 breaking capacity class M Icu=55 kA @ 415 V 3-pole, line protection ETU320, LI, In=63 A overload protection Ir=25 A...63 A short-circuit protection Ii=1.5...12 x In terminal connection | 14400 | 1 | ZN | 1
3VA2163-5HL36-0KH0 |  | circuit breaker 3VA2 IEC Frame 160 breaking capacity class M Icu=55 kA @ 415 V 3-pole, line protection ETU320, LI, In=63 A overload protection Ir=25 A...63 A short-circuit protection Ii=1.5...12 x In terminal connection shunt trip (STL) 220-250 V DC, 208-277 V AC 2 auxiliary switches HQ 1 trip alarm switch HQ | 18900 | 1 | ZN | 1
3VA2163-5HL42-0AA0 |  | circuit breaker 3VA2 IEC Frame 160 breaking capacity class M Icu=55 kA @ 415 V 4-pole, line protection ETU320, LI, In=63 A overload protection Ir=25 A...63 A short-circuit protection Ii=1.5...12 x In neutral conductor protection adjustable (OFF, 100%) nut keeper kit | 17400 | 1 | ZN | 1
3VA2163-5HL46-0AA0 |  | circuit breaker 3VA2 IEC Frame 160 breaking capacity class M Icu=55 kA @ 415 V 4-pole, line protection ETU320, LI, In=63 A overload protection Ir=25 A...63 A short-circuit protection Ii=1.5...12 x In neutral conductor protection adjustable (OFF, 100%) terminal connection | 18300 | 1 | ZN | 1
3VA2163-5HM32-0AA0 |  | circuit breaker 3VA2 IEC Frame 160 breaking capacity class M Icu=55 kA @ 415 V 3-pole, line protection ETU330, LIG, In=63 A overload protection Ir=25 A...63 A short-circuit protection Ii=1.5...12 x In ground-fault protection Ig=0.25... 1 x In, tg=0.1/0.3s nut keeper kit | 21200 | 1 | ZN | 1
3VA2163-5HM36-0AA0 |  | circuit breaker 3VA2 IEC Frame 160 breaking capacity class M Icu=55 kA @ 415 V 3-pole, line protection ETU330, LIG, In=63 A overload protection Ir=25 A...63 A short-circuit protection Ii=1.5...12 x In ground-fault protection Ig=0.25... 1 x In, tg=0.1/0.3s terminal connection | 21700 | 1 | ZN | 1
3VA2163-5HM42-0AA0 |  | circuit breaker 3VA2 IEC Frame 160 breaking capacity class M Icu=55 kA @ 415 V 4-pole, line protection ETU330, LIG, In=63 A overload protection Ir=25 A...63 A short-circuit protection Ii=1.5...12 x In neutral conductor protection adjustable (OFF, 100%) ground-fault protection Ig=0.25...1 x In= tg=0.1/0.3s nut keeper kit | 24800 | 1 | ZN | 1
3VA2163-5HM46-0AA0 |  | circuit breaker 3VA2 IEC Frame 160 breaking capacity class M Icu=55 kA @ 415 V 4-pole, line protection ETU330, LIG, In=63 A overload protection Ir=25 A...63 A short-circuit protection Ii=1.5...12 x In neutral conductor protection adjustable (OFF, 100%) ground-fault protection Ig=0.25...1 x In= tg=0.1/0.3s terminal connection | 25500 | 1 | ZN | 1
3VA2163-5HN32-0AA0 |  | circuit breaker 3VA2 IEC Frame 160 breaking capacity class M Icu=55 kA @ 415 V 3-pole, line protection ETU350, LSI, In=63 A overload protection Ir=25 A...63 A short-circuit protection Isd=1.5...10 x Ir, Ii=12 x In nut keeper kit | 15500 | 1 | ZN | 1
3VA2163-5HN32-0KA0 |  | circuit breaker 3VA2 IEC Frame 160 breaking capacity class M Icu=55 kA @ 415 V 3-pole, line protection ETU350, LSI, In=63 A overload protection Ir=25 A...63 A short-circuit protection Isd=1.5...10 x Ir, Ii=12 x In nut keeper kit shunt trip (STL) 220-250 V DC, 208-277 V AC | 17900 | 1 | ZN | 1
3VA2163-5HN36-0AA0 |  | circuit breaker 3VA2 IEC Frame 160 breaking capacity class M Icu=55 kA @ 415 V 3-pole, line protection ETU350, LSI, In=63 A overload protection Ir=25 A...63 A short-circuit protection Isd=1.5...10 x Ir, Ii=12 x In terminal connection | 16100 | 1 | ZN | 1
3VA2163-5HN42-0AA0 |  | circuit breaker 3VA2 IEC Frame 160 breaking capacity class M Icu=55 kA @ 415 V 4-pole, line protection ETU350, LSI, In=63 A overload protection Ir=25 A...63 A short-circuit protection Isd=1.5...10 x Ir, Ii=12 x In neutral conductor protection adjustable (OFF, 100%) nut keeper kit | 19100 | 1 | ZN | 1
3VA2163-5HN46-0AA0 |  | circuit breaker 3VA2 IEC Frame 160 breaking capacity class M Icu=55 kA @ 415 V 4-pole, line protection ETU350, LSI, In=63 A overload protection Ir=25 A...63 A short-circuit protection Isd=1.5...10 x Ir, Ii=12 x In neutral conductor protection adjustable (OFF, 100%) terminal connection | 20200 | 1 | ZN | 1
3VA2163-5JP32-0AA0 |  | circuit breaker 3VA2 IEC Frame 160 breaking capacity class M Icu=55 kA @ 415 V 3-pole, line protection ETU550, LSI, In=63 A overload protection Ir=25 A...63 A short-circuit protection Isd=0.6..10x In, Ii=1.5..12x In neutral conductor protection optionally with external current transformer, up to 160% nut keeper kit | 27400 | 1 | ZN | 1
3VA2163-5JP36-0AA0 |  | circuit breaker 3VA2 IEC Frame 160 breaking capacity class M Icu=55 kA @ 415 V 3-pole, line protection ETU550, LSI, In=63 A overload protection Ir=25 A...63 A short-circuit protection Isd=0.6..10x In, Ii=1.5..12x In neutral conductor protection optionally with external current transformer, up to 160% terminal connection | 28400 | 1 | ZN | 1
3VA2163-5JP42-0AA0 |  | circuit breaker 3VA2 IEC Frame 160 breaking capacity class M Icu=55 kA @ 415 V 4-pole, line protection ETU550, LSI, In=63 A overload protection Ir=25 A...63 A short-circuit protection Isd=0.6..10x In, Ii=1.5..12x In neutral conductor protection adjustable (OFF, up to 160%) nut keeper kit | 31400 | 1 | ZN | 1
3VA2163-5JP46-0AA0 |  | circuit breaker 3VA2 IEC Frame 160 breaking capacity class M Icu=55 kA @ 415 V 4-pole, line protection ETU550, LSI, In=63 A overload protection Ir=25 A...63 A short-circuit protection Isd=0.6..10x In, Ii=1.5..12x In neutral conductor protection adjustable (OFF, up to 160%) terminal connection | 31900 | 1 | ZN | 1
3VA2163-5JQ32-0AA0 |  | circuit breaker 3VA2 IEC Frame 160 breaking capacity class M Icu=55 kA @ 415 V 3-pole, line protection ETU560, LSIG, In=63 A overload protection Ir=25 A...63 A short-circuit protection Isd=0.6..10x In, Ii=1.5..12x In neutral conductor protection optionally with external current transformer, up to 160% ground-fault protection, can be switched off Ig=0.25...1 x In, tg=0.05-0.8s nut keeper kit | 34400 | 1 | ZN | 1
3VA2163-5JQ36-0AA0 |  | circuit breaker 3VA2 IEC Frame 160 breaking capacity class M Icu=55 kA @ 415 V 3-pole, line protection ETU560, LSIG, In=63 A overload protection Ir=25 A...63 A short-circuit protection Isd=0.6..10x In, Ii=1.5..12x In neutral conductor protection optionally with external current transformer, up to 160% ground-fault protection, can be switched off Ig=0.25...1 x In, tg=0.05-0.8s terminal connection | 35300 | 1 | ZN | 1
3VA2163-5JQ42-0AA0 |  | circuit breaker 3VA2 IEC Frame 160 breaking capacity class M Icu=55 kA @ 415 V 4-pole, line protection ETU560, LSIG, In=63 A overload protection Ir=25 A...63 A short-circuit protection Isd=0.6..10x In, Ii=1.5..12x In neutral conductor protection adjustable (OFF, up to 160%) ground-fault protection, can be switched off Ig=0.25...1 x In= tg=0.05-0.8s nut keeper kit | 38200 | 1 | ZN | 1
3VA2163-5JQ46-0AA0 |  | circuit breaker 3VA2 IEC Frame 160 breaking capacity class M Icu=55 kA @ 415 V 4-pole, line protection ETU560, LSIG, In=63 A overload protection Ir=25 A...63 A short-circuit protection Isd=0.6..10x In, Ii=1.5..12x In neutral conductor protection adjustable (OFF, up to 160%) ground-fault protection, can be switched off Ig=0.25...1 x In= tg=0.05-0.8s terminal connection | 38900 | 1 | ZN | 1
3VA2163-5KP32-0AA0 |  | circuit breaker 3VA2 IEC Frame 160 breaking capacity class M Icu=55 kA @ 415 V 3-pole, line protection ETU850, LSI, In=63 A overload protection Ir=25 A...63 A short-circuit protection Isd=0.6..10x In, Ii=1.5..12x In neutral conductor protection optionally with external current transformer, up to 160% nut keeper kit | 33300 | 1 | ZN | 1
3VA2163-5KP36-0AA0 |  | circuit breaker 3VA2 IEC Frame 160 breaking capacity class M Icu=55 kA @ 415 V 3-pole, line protection ETU850, LSI, In=63 A overload protection Ir=25 A...63 A short-circuit protection Isd=0.6..10x In, Ii=1.5..12x In neutral conductor protection optionally with external current transformer, up to 160% terminal connection | 33600 | 1 | ZN | 1
3VA2163-5KP42-0AA0 |  | circuit breaker 3VA2 IEC Frame 160 breaking capacity class M Icu=55 kA @ 415 V 4-pole, line protection ETU850, LSI, In=63 A overload protection Ir=25 A...63 A short-circuit protection Isd=0.6..10x In, Ii=1.5..12x In neutral conductor protection adjustable (OFF, up to 160%) nut keeper kit | 37200 | 1 | ZN | 1
3VA2163-5KP46-0AA0 |  | circuit breaker 3VA2 IEC Frame 160 breaking capacity class M Icu=55 kA @ 415 V 4-pole, line protection ETU850, LSI, In=63 A overload protection Ir=25 A...63 A short-circuit protection Isd=0.6..10x In, Ii=1.5..12x In neutral conductor protection adjustable (OFF, up to 160%) terminal connection | 38000 | 1 | ZN | 1
3VA2163-5KQ32-0AA0 |  | circuit breaker 3VA2 IEC Frame 160 breaking capacity class M Icu=55 kA @ 415 V 3-pole, line protection ETU860, LSIG, In=63 A overload protection Ir=25 A...63 A short-circuit protection Isd=0.6..10x In, Ii=1.5..12x In neutral conductor protection optionally with external current transformer, up to 160% ground-fault protection, can be switched off Ig=0.25...1 x In, tg=0.05-0.8s nut keeper kit | 37600 | 1 | ZN | 1
3VA2163-5KQ36-0AA0 |  | circuit breaker 3VA2 IEC Frame 160 breaking capacity class M Icu=55 kA @ 415 V 3-pole, line protection ETU860, LSIG, In=63 A overload protection Ir=25 A...63 A short-circuit protection Isd=0.6..10x In, Ii=1.5..12x In neutral conductor protection optionally with external current transformer, up to 160% ground-fault protection, can be switched off Ig=0.25...1 x In, tg=0.05-0.8s terminal connection | 38200 | 1 | ZN | 1
3VA2163-5KQ42-0AA0 |  | circuit breaker 3VA2 IEC Frame 160 breaking capacity class M Icu=55 kA @ 415 V 4-pole, line protection ETU860, LSIG, In=63 A overload protection Ir=25 A...63 A short-circuit protection Isd=0.6..10x In, Ii=1.5..12x In neutral conductor protection adjustable (OFF, up to 160%) ground-fault protection, can be switched off Ig=0.25...1 x In= tg=0.05-0.8s nut keeper kit | 41200 | 1 | ZN | 1
3VA2163-5KQ46-0AA0 |  | circuit breaker 3VA2 IEC Frame 160 breaking capacity class M Icu=55 kA @ 415 V 4-pole, line protection ETU860, LSIG, In=63 A overload protection Ir=25 A...63 A short-circuit protection Isd=0.6..10x In, Ii=1.5..12x In neutral conductor protection adjustable (OFF, up to 160%) ground-fault protection, can be switched off Ig=0.25...1 x In= tg=0.05-0.8s terminal connection | 42300 | 1 | ZN | 1
3VA2163-5MN32-0AA0 |  | circuit breaker 3VA2 IEC Frame 160 breaking capacity class M Icu=55 kA @ 415 V 3-pole, motor protection ETU350M, LSI, In=63 A overload protection Ir=25 A...63 A short-circuit protection Isd=3...15 x Ir, Ii=15 x In nut keeper kit | 15000 | 1 | ZN | 1
3VA2163-5MN32-0AB0 |  | circuit breaker 3VA2 IEC Frame 160 breaking capacity class M Icu=55 kA @ 415 V 3-pole, motor protection ETU350M, LSI, In=63 A overload protection Ir=25 A...63 A short-circuit protection Isd=3...15 x Ir, Ii=15 x In nut keeper kit 2 auxiliary switches HP | 17100 | 1 | ZN | 1
3VA2163-5MN36-0AA0 |  | circuit breaker 3VA2 IEC Frame 160 breaking capacity class M Icu=55 kA @ 415 V 3-pole, motor protection ETU350M, LSI, In=63 A overload protection Ir=25 A...63 A short-circuit protection Isd=3...15 x Ir, Ii=15 x In terminal connection | 15800 | 1 | ZN | 1
3VA2163-5MN36-0AJ0 |  | circuit breaker 3VA2 IEC Frame 160 breaking capacity class M Icu=55 kA @ 415 V 3-pole, motor protection ETU350M, LSI, In=63 A overload protection Ir=25 A...63 A short-circuit protection Isd=3...15 x Ir, Ii=15 x In terminal connection 2 auxiliary switches HP 1 trip alarm switch HP | 18900 | 1 | ZN | 1
3VA2163-5MP32-0AA0 |  | circuit breaker 3VA2 IEC Frame 160 breaking capacity class M Icu=55 kA @ 415 V 3-pole, motor protection ETU550M, LSI, In=63 A overload protection Ir=25 A ...63 A short-circuit protection Isd=1.2... 15x In,Ii=3..15x In nut keeper kit | 20800 | 1 | ZN | 1
3VA2163-5MQ32-0AA0 |  | circuit breaker 3VA2 IEC Frame 160 breaking capacity class M Icu=55 kA @ 415 V 3-pole, motor protection ETU860M, LSIG, In=63 A overload protection Ir=25 A...63 A short-circuit protection Isd=1.2..15x In, Ii=3..15x In ground-fault protection, can be switched off Ig=0.25...1 x In, tg=0.05-0.8s nut keeper kit | 29100 | 1 | ZN | 1
3VA2163-5MQ36-0AA0 |  | circuit breaker 3VA2 IEC Frame 160 breaking capacity class M Icu=55 kA @ 415 V 3-pole, motor protection ETU860M, LSIG, In=63 A overload protection Ir=25 A...63 A short-circuit protection Isd=1.2..15x In, Ii=3..15x In ground-fault protection, can be switched off Ig=0.25...1 x In, tg=0.05-0.8s terminal connection | 29500 | 1 | ZN | 1
3VA2163-6HK32-0AA0 |  | circuit breaker 3VA2 IEC Frame 160 breaking capacity class H Icu=85 kA @ 415 V 3-pole, line protection ETU340, ELISA LI, In=63 A overload protection Ir=25 A...63 A short-circuit protection Ii=15 x In nut keeper kit | 15300 | 1 | ZN | 1
3VA2163-6HK36-0AA0 |  | circuit breaker 3VA2 IEC Frame 160 breaking capacity class H Icu=85 kA @ 415 V 3-pole, line protection ETU340, ELISA LI, In=63 A overload protection Ir=25 A...63 A short-circuit protection Ii=15 x In terminal connection | 16000 | 1 | ZN | 1
3VA2163-6HK42-0AA0 |  | circuit breaker 3VA2 IEC Frame 160 breaking capacity class H Icu=85 kA @ 415 V 4-pole, line protection ETU340, ELISA LI, In=63 A overload protection Ir=25 A...63 A short-circuit protection Ii=15 x In neutral conductor protection adjustable (OFF, 100%) nut keeper kit | 19500 | 1 | ZN | 1
3VA2163-6HK46-0AA0 |  | circuit breaker 3VA2 IEC Frame 160 breaking capacity class H Icu=85 kA @ 415 V 4-pole, line protection ETU340, ELISA LI, In=63 A overload protection Ir=25 A...63 A short-circuit protection Ii=15 x In neutral conductor protection adjustable (OFF, 100%) terminal connection | 20600 | 1 | ZN | 1
3VA2163-6HL32-0AA0 |  | circuit breaker 3VA2 IEC Frame 160 breaking capacity class H Icu=85 kA @ 415 V 3-pole, line protection ETU320, LI, In=63 A overload protection Ir=25 A...63 A short-circuit protection Ii=1.5...12 x In nut keeper kit | 15300 | 1 | ZN | 1
3VA2163-6HL36-0AA0 |  | circuit breaker 3VA2 IEC Frame 160 breaking capacity class H Icu=85 kA @ 415 V 3-pole, line protection ETU320, LI, In=63 A overload protection Ir=25 A...63 A short-circuit protection Ii=1.5...12 x In terminal connection | 15900 | 1 | ZN | 1
3VA2163-6HL42-0AA0 |  | circuit breaker 3VA2 IEC Frame 160 breaking capacity class H Icu=85 kA @ 415 V 4-pole, line protection ETU320, LI, In=63 A overload protection Ir=25 A...63 A short-circuit protection Ii=1.5...12 x In neutral conductor protection adjustable (OFF, 100%) nut keeper kit | 19500 | 1 | ZN | 1
3VA2163-6HL46-0AA0 |  | circuit breaker 3VA2 IEC Frame 160 breaking capacity class H Icu=85 kA @ 415 V 4-pole, line protection ETU320, LI, In=63 A overload protection Ir=25 A...63 A short-circuit protection Ii=1.5...12 x In neutral conductor protection adjustable (OFF, 100%) terminal connection | 20600 | 1 | ZN | 1
3VA2163-6HM32-0AA0 |  | circuit breaker 3VA2 IEC Frame 160 breaking capacity class H Icu=85 kA @ 415 V 3-pole, line protection ETU330, LIG, In=63 A overload protection Ir=25 A...63 A short-circuit protection Ii=1.5...12 x In ground-fault protection Ig=0.25... 1 x In, tg=0.1/0.3s nut keeper kit | 22500 | 1 | ZN | 1
3VA2163-6HM36-0AA0 |  | circuit breaker 3VA2 IEC Frame 160 breaking capacity class H Icu=85 kA @ 415 V 3-pole, line protection ETU330, LIG, In=63 A overload protection Ir=25 A...63 A short-circuit protection Ii=1.5...12 x In ground-fault protection Ig=0.25... 1 x In, tg=0.1/0.3s terminal connection | 23100 | 1 | ZN | 1
3VA2163-6HM42-0AA0 |  | circuit breaker 3VA2 IEC Frame 160 breaking capacity class H Icu=85 kA @ 415 V 4-pole, line protection ETU330, LIG, In=63 A overload protection Ir=25 A...63 A short-circuit protection Ii=1.5...12 x In neutral conductor protection adjustable (OFF, 100%) ground-fault protection Ig=0.25...1 x In= tg=0.1/0.3s nut keeper kit | 26600 | 1 | ZN | 1
3VA2163-6HM46-0AA0 |  | circuit breaker 3VA2 IEC Frame 160 breaking capacity class H Icu=85 kA @ 415 V 4-pole, line protection ETU330, LIG, In=63 A overload protection Ir=25 A...63 A short-circuit protection Ii=1.5...12 x In neutral conductor protection adjustable (OFF, 100%) ground-fault protection Ig=0.25...1 x In= tg=0.1/0.3s terminal connection | 27400 | 1 | ZN | 1
3VA2163-6HN32-0AA0 |  | circuit breaker 3VA2 IEC Frame 160 breaking capacity class H Icu=85 kA @ 415 V 3-pole, line protection ETU350, LSI, In=63 A overload protection Ir=25 A...63 A short-circuit protection Isd=1.5...10 x Ir, Ii=12 x In nut keeper kit | 17000 | 1 | ZN | 1
3VA2163-6HN36-0AA0 |  | circuit breaker 3VA2 IEC Frame 160 breaking capacity class H Icu=85 kA @ 415 V 3-pole, line protection ETU350, LSI, In=63 A overload protection Ir=25 A...63 A short-circuit protection Isd=1.5...10 x Ir, Ii=12 x In terminal connection | 17700 | 1 | ZN | 1
3VA2163-6HN42-0AA0 |  | circuit breaker 3VA2 IEC Frame 160 breaking capacity class H Icu=85 kA @ 415 V 4-pole, line protection ETU350, LSI, In=63 A overload protection Ir=25 A...63 A short-circuit protection Isd=1.5...10 x Ir, Ii=12 x In neutral conductor protection adjustable (OFF, 100%) nut keeper kit | 21400 | 1 | ZN | 1
3VA2163-6HN46-0AA0 |  | circuit breaker 3VA2 IEC Frame 160 breaking capacity class H Icu=85 kA @ 415 V 4-pole, line protection ETU350, LSI, In=63 A overload protection Ir=25 A...63 A short-circuit protection Isd=1.5...10 x Ir, Ii=12 x In neutral conductor protection adjustable (OFF, 100%) terminal connection | 22100 | 1 | ZN | 1
3VA2163-6JP32-0AA0 |  | circuit breaker 3VA2 IEC Frame 160 breaking capacity class H Icu=85 kA @ 415 V 3-pole, line protection ETU550, LSI, In=63 A overload protection Ir=25 A...63 A short-circuit protection Isd=0.6..10x In, Ii=1.5..12x In neutral conductor protection optionally with external current transformer, up to 160% nut keeper kit | 29100 | 1 | ZN | 1
3VA2163-6JP36-0AA0 |  | circuit breaker 3VA2 IEC Frame 160 breaking capacity class H Icu=85 kA @ 415 V 3-pole, line protection ETU550, LSI, In=63 A overload protection Ir=25 A...63 A short-circuit protection Isd=0.6..10x In, Ii=1.5..12x In neutral conductor protection optionally with external current transformer, up to 160% terminal connection | 29700 | 1 | ZN | 1
3VA2163-6JP42-0AA0 |  | circuit breaker 3VA2 IEC Frame 160 breaking capacity class H Icu=85 kA @ 415 V 4-pole, line protection ETU550, LSI, In=63 A overload protection Ir=25 A...63 A short-circuit protection Isd=0.6..10x In, Ii=1.5..12x In neutral conductor protection adjustable (OFF, up to 160%) nut keeper kit | 33100 | 1 | ZN | 1
3VA2163-6JP46-0AA0 |  | circuit breaker 3VA2 IEC Frame 160 breaking capacity class H Icu=85 kA @ 415 V 4-pole, line protection ETU550, LSI, In=63 A overload protection Ir=25 A...63 A short-circuit protection Isd=0.6..10x In, Ii=1.5..12x In neutral conductor protection adjustable (OFF, up to 160%) terminal connection | 33600 | 1 | ZN | 1
3VA2163-6JQ32-0AA0 |  | circuit breaker 3VA2 IEC Frame 160 breaking capacity class H Icu=85 kA @ 415 V 3-pole, line protection ETU560, LSIG, In=63 A overload protection Ir=25 A...63 A short-circuit protection Isd=0.6..10x In, Ii=1.5..12x In neutral conductor protection optionally with external current transformer, up to 160% ground-fault protection, can be switched off Ig=0.25...1 x In, tg=0.05-0.8s nut keeper kit | 36700 | 1 | ZN | 1
3VA2163-6JQ36-0AA0 |  | circuit breaker 3VA2 IEC Frame 160 breaking capacity class H Icu=85 kA @ 415 V 3-pole, line protection ETU560, LSIG, In=63 A overload protection Ir=25 A...63 A short-circuit protection Isd=0.6..10x In, Ii=1.5..12x In neutral conductor protection optionally with external current transformer, up to 160% ground-fault protection, can be switched off Ig=0.25...1 x In, tg=0.05-0.8s terminal connection | 37000 | 1 | ZN | 1
3VA2163-6JQ42-0AA0 |  | circuit breaker 3VA2 IEC Frame 160 breaking capacity class H Icu=85 kA @ 415 V 4-pole, line protection ETU560, LSIG, In=63 A overload protection Ir=25 A...63 A short-circuit protection Isd=0.6..10x In, Ii=1.5..12x In neutral conductor protection adjustable (OFF, up to 160%) ground-fault protection, can be switched off Ig=0.25...1 x In= tg=0.05-0.8s nut keeper kit | 40400 | 1 | ZN | 1
3VA2163-6JQ46-0AA0 |  | circuit breaker 3VA2 IEC Frame 160 breaking capacity class H Icu=85 kA @ 415 V 4-pole, line protection ETU560, LSIG, In=63 A overload protection Ir=25 A...63 A short-circuit protection Isd=0.6..10x In, Ii=1.5..12x In neutral conductor protection adjustable (OFF, up to 160%) ground-fault protection, can be switched off Ig=0.25...1 x In= tg=0.05-0.8s terminal connection | 41400 | 1 | ZN | 1
3VA2163-6KP32-0AA0 |  | circuit breaker 3VA2 IEC Frame 160 breaking capacity class H Icu=85 kA @ 415 V 3-pole, line protection ETU850, LSI, In=63 A overload protection Ir=25 A...63 A short-circuit protection Isd=0.6..10x In, Ii=1.5..12x In neutral conductor protection optionally with external current transformer, up to 160% nut keeper kit | 34600 | 1 | ZN | 1
3VA2163-6KP36-0AA0 |  | circuit breaker 3VA2 IEC Frame 160 breaking capacity class H Icu=85 kA @ 415 V 3-pole, line protection ETU850, LSI, In=63 A overload protection Ir=25 A...63 A short-circuit protection Isd=0.6..10x In, Ii=1.5..12x In neutral conductor protection optionally with external current transformer, up to 160% terminal connection | 35900 | 1 | ZN | 1
3VA2163-6KP42-0AA0 |  | circuit breaker 3VA2 IEC Frame 160 breaking capacity class H Icu=85 kA @ 415 V 4-pole, line protection ETU850, LSI, In=63 A overload protection Ir=25 A...63 A short-circuit protection Isd=0.6..10x In, Ii=1.5..12x In neutral conductor protection adjustable (OFF, up to 160%) nut keeper kit | 38900 | 1 | ZN | 1
3VA2163-6KP46-0AA0 |  | circuit breaker 3VA2 IEC Frame 160 breaking capacity class H Icu=85 kA @ 415 V 4-pole, line protection ETU850, LSI, In=63 A overload protection Ir=25 A...63 A short-circuit protection Isd=0.6..10x In, Ii=1.5..12x In neutral conductor protection adjustable (OFF, up to 160%) terminal connection | 40300 | 1 | ZN | 1
3VA2163-6KQ32-0AA0 |  | circuit breaker 3VA2 IEC Frame 160 breaking capacity class H Icu=85 kA @ 415 V 3-pole, line protection ETU860, LSIG, In=63 A overload protection Ir=25 A...63 A short-circuit protection Isd=0.6..10x In, Ii=1.5..12x In neutral conductor protection optionally with external current transformer, up to 160% ground-fault protection, can be switched off Ig=0.25...1 x In, tg=0.05-0.8s nut keeper kit | 38900 | 1 | ZN | 1
3VA2163-6KQ36-0AA0 |  | circuit breaker 3VA2 IEC Frame 160 breaking capacity class H Icu=85 kA @ 415 V 3-pole, line protection ETU860, LSIG, In=63 A overload protection Ir=25 A...63 A short-circuit protection Isd=0.6..10x In, Ii=1.5..12x In neutral conductor protection optionally with external current transformer, up to 160% ground-fault protection, can be switched off Ig=0.25...1 x In, tg=0.05-0.8s terminal connection | 39900 | 1 | ZN | 1
3VA2163-6KQ42-0AA0 |  | circuit breaker 3VA2 IEC Frame 160 breaking capacity class H Icu=85 kA @ 415 V 4-pole, line protection ETU860, LSIG, In=63 A overload protection Ir=25 A...63 A short-circuit protection Isd=0.6..10x In, Ii=1.5..12x In neutral conductor protection adjustable (OFF, up to 160%) ground-fault protection, can be switched off Ig=0.25...1 x In= tg=0.05-0.8s nut keeper kit | 43100 | 1 | ZN | 1
3VA2163-6KQ46-0AA0 |  | circuit breaker 3VA2 IEC Frame 160 breaking capacity class H Icu=85 kA @ 415 V 4-pole, line protection ETU860, LSIG, In=63 A overload protection Ir=25 A...63 A short-circuit protection Isd=0.6..10x In, Ii=1.5..12x In neutral conductor protection adjustable (OFF, up to 160%) ground-fault protection, can be switched off Ig=0.25...1 x In= tg=0.05-0.8s terminal connection | 44200 | 1 | ZN | 1
3VA2163-7HK32-0AA0 |  | circuit breaker 3VA2 IEC Frame 160 breaking capacity class C Icu=110 kA @ 415 V 3-pole, line protection ETU340, ELISA LI, In=63 A overload protection Ir=25 A...63 A short-circuit protection Ii=15 x In nut keeper kit | 16300 | 1 | ZN | 1
3VA2163-7HK36-0AA0 |  | circuit breaker 3VA2 IEC Frame 160 breaking capacity class C Icu=110 kA @ 415 V 3-pole, line protection ETU340, ELISA LI, In=63 A overload protection Ir=25 A...63 A short-circuit protection Ii=15 x In terminal connection | 17000 | 1 | ZN | 1
3VA2163-7HK42-0AA0 |  | circuit breaker 3VA2 IEC Frame 160 breaking capacity class C Icu=110 kA @ 415 V 4-pole, line protection ETU340, ELISA LI, In=63 A overload protection Ir=25 A...63 A short-circuit protection Ii=15 x In neutral conductor protection adjustable (OFF, 100%) nut keeper kit | 21000 | 1 | ZN | 1
3VA2163-7HK46-0AA0 |  | circuit breaker 3VA2 IEC Frame 160 breaking capacity class C Icu=110 kA @ 415 V 4-pole, line protection ETU340, ELISA LI, In=63 A overload protection Ir=25 A...63 A short-circuit protection Ii=15 x In neutral conductor protection adjustable (OFF, 100%) terminal connection | 21700 | 1 | ZN | 1
3VA2163-7HL32-0AA0 |  | circuit breaker 3VA2 IEC Frame 160 breaking capacity class C Icu=110 kA @ 415 V 3-pole, line protection ETU320, LI, In=63 A overload protection Ir=25 A...63 A short-circuit protection Ii=1.5...12 x In nut keeper kit | 16300 | 1 | ZN | 1
3VA2163-7HL36-0AA0 |  | circuit breaker 3VA2 IEC Frame 160 breaking capacity class C Icu=110 kA @ 415 V 3-pole, line protection ETU320, LI, In=63 A overload protection Ir=25 A...63 A short-circuit protection Ii=1.5...12 x In terminal connection | 17000 | 1 | ZN | 1
3VA2163-7HL42-0AA0 |  | circuit breaker 3VA2 IEC Frame 160 breaking capacity class C Icu=110 kA @ 415 V 4-pole, line protection ETU320, LI, In=63 A overload protection Ir=25 A...63 A short-circuit protection Ii=1.5...12 x In neutral conductor protection adjustable (OFF, 100%) nut keeper kit | 21000 | 1 | ZN | 1
3VA2163-7HL46-0AA0 |  | circuit breaker 3VA2 IEC Frame 160 breaking capacity class C Icu=110 kA @ 415 V 4-pole, line protection ETU320, LI, In=63 A overload protection Ir=25 A...63 A short-circuit protection Ii=1.5...12 x In neutral conductor protection adjustable (OFF, 100%) terminal connection | 21900 | 1 | ZN | 1
3VA2163-7HM32-0AA0 |  | circuit breaker 3VA2 IEC Frame 160 breaking capacity class C Icu=110 kA @ 415 V 3-pole, line protection ETU330, LIG, In=63 A overload protection Ir=25 A...63 A short-circuit protection Ii=1.5...12 x In ground-fault protection Ig=0.25... 1 x In, tg=0.1/0.3s nut keeper kit | 23600 | 1 | ZN | 1
3VA2163-7HM36-0AA0 |  | circuit breaker 3VA2 IEC Frame 160 breaking capacity class C Icu=110 kA @ 415 V 3-pole, line protection ETU330, LIG, In=63 A overload protection Ir=25 A...63 A short-circuit protection Ii=1.5...12 x In ground-fault protection Ig=0.25... 1 x In, tg=0.1/0.3s terminal connection | 24200 | 1 | ZN | 1
3VA2163-7HM42-0AA0 |  | circuit breaker 3VA2 IEC Frame 160 breaking capacity class C Icu=110 kA @ 415 V 4-pole, line protection ETU330, LIG, In=63 A overload protection Ir=25 A...63 A short-circuit protection Ii=1.5...12 x In neutral conductor protection adjustable (OFF, 100%) ground-fault protection Ig=0.25...1 x In= tg=0.1/0.3s nut keeper kit | 28000 | 1 | ZN | 1
3VA2163-7HM46-0AA0 |  | circuit breaker 3VA2 IEC Frame 160 breaking capacity class C Icu=110 kA @ 415 V 4-pole, line protection ETU330, LIG, In=63 A overload protection Ir=25 A...63 A short-circuit protection Ii=1.5...12 x In neutral conductor protection adjustable (OFF, 100%) ground-fault protection Ig=0.25...1 x In= tg=0.1/0.3s terminal connection | 29100 | 1 | ZN | 1
3VA2163-7HN32-0AA0 |  | circuit breaker 3VA2 IEC Frame 160 breaking capacity class C Icu=110 kA @ 415 V 3-pole, line protection ETU350, LSI, In=63 A overload protection Ir=25 A...63 A short-circuit protection Isd=1.5...10 x Ir, Ii=12 x In nut keeper kit | 18000 | 1 | ZN | 1
3VA2163-7HN32-0AB0 |  | circuit breaker 3VA2 IEC Frame 160 breaking capacity class C Icu=110 kA @ 415 V 3-pole, line protection ETU350, LSI, In=63 A overload protection Ir=25 A...63 A short-circuit protection Isd=1.5...10 x Ir, Ii=12 x In nut keeper kit 2 auxiliary switches HP | 20200 | 1 | ZN | 1
3VA2163-7HN32-0DH0 |  | circuit breaker 3VA2 IEC Frame 160 breaking capacity class C Icu=110 kA @ 415 V 3-pole, line protection ETU350, LSI, In=63 A overload protection Ir=25 A...63 A short-circuit protection Isd=1.5...10 x Ir, Ii=12 x In nut keeper kit undervoltage release (UVR) 208-230 V AC 50/60 Hz 2 auxiliary switches HQ 1 trip alarm switch HQ | 23400 | 1 | ZN | 1
3VA2163-7HN36-0AA0 |  | circuit breaker 3VA2 IEC Frame 160 breaking capacity class C Icu=110 kA @ 415 V 3-pole, line protection ETU350, LSI, In=63 A overload protection Ir=25 A...63 A short-circuit protection Isd=1.5...10 x Ir, Ii=12 x In terminal connection | 18800 | 1 | ZN | 1
3VA2163-7HN42-0AA0 |  | circuit breaker 3VA2 IEC Frame 160 breaking capacity class C Icu=110 kA @ 415 V 4-pole, line protection ETU350, LSI, In=63 A overload protection Ir=25 A...63 A short-circuit protection Isd=1.5...10 x Ir, Ii=12 x In neutral conductor protection adjustable (OFF, 100%) nut keeper kit | 22500 | 1 | ZN | 1
3VA2163-7HN46-0AA0 |  | circuit breaker 3VA2 IEC Frame 160 breaking capacity class C Icu=110 kA @ 415 V 4-pole, line protection ETU350, LSI, In=63 A overload protection Ir=25 A...63 A short-circuit protection Isd=1.5...10 x Ir, Ii=12 x In neutral conductor protection adjustable (OFF, 100%) terminal connection | 23600 | 1 | ZN | 1
3VA2163-7JP32-0AA0 |  | circuit breaker 3VA2 IEC Frame 160 breaking capacity class C Icu=110 kA @ 415 V 3-pole, line protection ETU550, LSI, In=63 A overload protection Ir=25 A...63 A short-circuit protection Isd=0.6..10x In, Ii=1.5..12x In neutral conductor protection optionally with external current transformer, up to 160% nut keeper kit | 30100 | 1 | ZN | 1
3VA2163-7JP36-0AA0 |  | circuit breaker 3VA2 IEC Frame 160 breaking capacity class C Icu=110 kA @ 415 V 3-pole, line protection ETU550, LSI, In=63 A overload protection Ir=25 A...63 A short-circuit protection Isd=0.6..10x In, Ii=1.5..12x In neutral conductor protection optionally with external current transformer, up to 160% terminal connection | 31000 | 1 | ZN | 1
3VA2163-7JP42-0AA0 |  | circuit breaker 3VA2 IEC Frame 160 breaking capacity class C Icu=110 kA @ 415 V 4-pole, line protection ETU550, LSI, In=63 A overload protection Ir=25 A...63 A short-circuit protection Isd=0.6..10x In, Ii=1.5..12x In neutral conductor protection adjustable (OFF, up to 160%) nut keeper kit | 34000 | 1 | ZN | 1
3VA2163-7JP46-0AA0 |  | circuit breaker 3VA2 IEC Frame 160 breaking capacity class C Icu=110 kA @ 415 V 4-pole, line protection ETU550, LSI, In=63 A overload protection Ir=25 A...63 A short-circuit protection Isd=0.6..10x In, Ii=1.5..12x In neutral conductor protection adjustable (OFF, up to 160%) terminal connection | 35300 | 1 | ZN | 1
3VA2163-7JQ32-0AA0 |  | circuit breaker 3VA2 IEC Frame 160 breaking capacity class C Icu=110 kA @ 415 V 3-pole, line protection ETU560, LSIG, In=63 A overload protection Ir=25 A...63 A short-circuit protection Isd=0.6..10x In, Ii=1.5..12x In neutral conductor protection optionally with external current transformer, up to 160% ground-fault protection, can be switched off Ig=0.25...1 x In, tg=0.05-0.8s nut keeper kit | 37200 | 1 | ZN | 1
3VA2163-7JQ36-0AA0 |  | circuit breaker 3VA2 IEC Frame 160 breaking capacity class C Icu=110 kA @ 415 V 3-pole, line protection ETU560, LSIG, In=63 A overload protection Ir=25 A...63 A short-circuit protection Isd=0.6..10x In, Ii=1.5..12x In neutral conductor protection optionally with external current transformer, up to 160% ground-fault protection, can be switched off Ig=0.25...1 x In, tg=0.05-0.8s terminal connection | 38000 | 1 | ZN | 1
3VA2163-7JQ42-0AA0 |  | circuit breaker 3VA2 IEC Frame 160 breaking capacity class C Icu=110 kA @ 415 V 4-pole, line protection ETU560, LSIG, In=63 A overload protection Ir=25 A...63 A short-circuit protection Isd=0.6..10x In, Ii=1.5..12x In neutral conductor protection adjustable (OFF, up to 160%) ground-fault protection, can be switched off Ig=0.25...1 x In= tg=0.05-0.8s nut keeper kit | 41600 | 1 | ZN | 1
3VA2163-7JQ46-0AA0 |  | circuit breaker 3VA2 IEC Frame 160 breaking capacity class C Icu=110 kA @ 415 V 4-pole, line protection ETU560, LSIG, In=63 A overload protection Ir=25 A...63 A short-circuit protection Isd=0.6..10x In, Ii=1.5..12x In neutral conductor protection adjustable (OFF, up to 160%) ground-fault protection, can be switched off Ig=0.25...1 x In= tg=0.05-0.8s terminal connection | 42700 | 1 | ZN | 1
3VA2163-7KP32-0AA0 |  | circuit breaker 3VA2 IEC Frame 160 breaking capacity class C Icu=110 kA @ 415 V 3-pole, line protection ETU850, LSI, In=63 A overload protection Ir=25 A...63 A short-circuit protection Isd=0.6..10x In, Ii=1.5..12x In neutral conductor protection optionally with external current transformer, up to 160% nut keeper kit | 36300 | 1 | ZN | 1
3VA2163-7KP36-0AA0 |  | circuit breaker 3VA2 IEC Frame 160 breaking capacity class C Icu=110 kA @ 415 V 3-pole, line protection ETU850, LSI, In=63 A overload protection Ir=25 A...63 A short-circuit protection Isd=0.6..10x In, Ii=1.5..12x In neutral conductor protection optionally with external current transformer, up to 160% terminal connection | 37000 | 1 | ZN | 1
3VA2163-7KP42-0AA0 |  | circuit breaker 3VA2 IEC Frame 160 breaking capacity class C Icu=110 kA @ 415 V 4-pole, line protection ETU850, LSI, In=63 A overload protection Ir=25 A...63 A short-circuit protection Isd=0.6..10x In, Ii=1.5..12x In neutral conductor protection adjustable (OFF, up to 160%) nut keeper kit | 40400 | 1 | ZN | 1
3VA2163-7KP46-0AA0 |  | circuit breaker 3VA2 IEC Frame 160 breaking capacity class C Icu=110 kA @ 415 V 4-pole, line protection ETU850, LSI, In=63 A overload protection Ir=25 A...63 A short-circuit protection Isd=0.6..10x In, Ii=1.5..12x In neutral conductor protection adjustable (OFF, up to 160%) terminal connection | 41400 | 1 | ZN | 1
3VA2163-7KQ32-0AA0 |  | circuit breaker 3VA2 IEC Frame 160 breaking capacity class C Icu=110 kA @ 415 V 3-pole, line protection ETU860, LSIG, In=63 A overload protection Ir=25 A...63 A short-circuit protection Isd=0.6..10x In, Ii=1.5..12x In neutral conductor protection optionally with external current transformer, up to 160% ground-fault protection, can be switched off Ig=0.25...1 x In, tg=0.05-0.8s nut keeper kit | 40300 | 1 | ZN | 1
3VA2163-7KQ36-0AA0 |  | circuit breaker 3VA2 IEC Frame 160 breaking capacity class C Icu=110 kA @ 415 V 3-pole, line protection ETU860, LSIG, In=63 A overload protection Ir=25 A...63 A short-circuit protection Isd=0.6..10x In, Ii=1.5..12x In neutral conductor protection optionally with external current transformer, up to 160% ground-fault protection, can be switched off Ig=0.25...1 x In, tg=0.05-0.8s terminal connection | 40800 | 1 | ZN | 1
3VA2163-7KQ42-0AA0 |  | circuit breaker 3VA2 IEC Frame 160 breaking capacity class C Icu=110 kA @ 415 V 4-pole, line protection ETU860, LSIG, In=63 A overload protection Ir=25 A...63 A short-circuit protection Isd=0.6..10x In, Ii=1.5..12x In neutral conductor protection adjustable (OFF, up to 160%) ground-fault protection, can be switched off Ig=0.25...1 x In= tg=0.05-0.8s nut keeper kit | 44600 | 1 | ZN | 1
3VA2163-7KQ46-0AA0 |  | circuit breaker 3VA2 IEC Frame 160 breaking capacity class C Icu=110 kA @ 415 V 4-pole, line protection ETU860, LSIG, In=63 A overload protection Ir=25 A...63 A short-circuit protection Isd=0.6..10x In, Ii=1.5..12x In neutral conductor protection adjustable (OFF, up to 160%) ground-fault protection, can be switched off Ig=0.25...1 x In= tg=0.05-0.8s terminal connection | 45500 | 1 | ZN | 1
3VA2163-7MN32-0AA0 |  | circuit breaker 3VA2 IEC Frame 160 breaking capacity class C Icu=110 kA @ 415 V 3-pole, motor protection ETU350M, LSI, In=63 A overload protection Ir=25 A...63 A short-circuit protection Isd=3...15 x Ir, Ii=15 x In nut keeper kit | 17500 | 1 | ZN | 1
3VA2163-7MN32-0AD0 |  | circuit breaker 3VA2 IEC Frame 160 breaking capacity class C Icu=110 kA @ 415 V 3-pole, motor protection ETU350M, LSI, In=63 A overload protection Ir=25 A...63 A short-circuit protection Isd=3...15 x Ir, Ii=15 x In nut keeper kit 3 auxiliary switches HQ | 19700 | 1 | ZN | 1
3VA2163-7MN36-0AA0 |  | circuit breaker 3VA2 IEC Frame 160 breaking capacity class C Icu=110 kA @ 415 V 3-pole, motor protection ETU350M, LSI, In=63 A overload protection Ir=25 A...63 A short-circuit protection Isd=3...15 x Ir, Ii=15 x In terminal connection | 18200 | 1 | ZN | 1
3VA2163-7MP32-0AA0 |  | circuit breaker 3VA2 IEC Frame 160 breaking capacity class C Icu=110 kA @ 415 V 3-pole, motor protection ETU550M, LSI, In=63 A overload protection Ir=25 A ...63 A short-circuit protection Isd=1.2... 15x In,Ii=3..15x In nut keeper kit | 23100 | 1 | ZN | 1
3VA2163-7MQ32-0AA0 |  | circuit breaker 3VA2 IEC Frame 160 breaking capacity class C Icu=110 kA @ 415 V 3-pole, motor protection ETU860M, LSIG, In=63 A overload protection Ir=25 A...63 A short-circuit protection Isd=1.2..15x In, Ii=3..15x In ground-fault protection, can be switched off Ig=0.25...1 x In, tg=0.05-0.8s nut keeper kit | 31400 | 1 | ZN | 1
3VA2163-7MQ36-0AA0 |  | circuit breaker 3VA2 IEC Frame 160 breaking capacity class C Icu=110 kA @ 415 V 3-pole, motor protection ETU860M, LSIG, In=63 A overload protection Ir=25 A...63 A short-circuit protection Isd=1.2..15x In, Ii=3..15x In ground-fault protection, can be switched off Ig=0.25...1 x In, tg=0.05-0.8s terminal connection | 31900 | 1 | ZN | 1
3VA2163-7MS32-0AA0 |  | circuit breaker 3VA2 IEC Frame 160 breaking capacity class C Icu=110 kA @ 415 V 3-pole, starter protection ETU310M, I, In=63 A without overload protection short-circuit protection Ii=3...15 x In nut keeper kit | 12400 | 1 | ZN | 1
3VA2163-7MS36-0AA0 |  | circuit breaker 3VA2 IEC Frame 160 breaking capacity class C Icu=110 kA @ 415 V 3-pole, starter protection ETU310M, I, In=63 A without overload protection short-circuit protection Ii=3...15 x In terminal connection | 13100 | 1 | ZN | 1
3VA2163-8HK32-0AA0 |  | circuit breaker 3VA2 IEC Frame 160 breaking capacity class L Icu=150 kA @ 415 V 3-pole, line protection ETU340, ELISA LI, In=63 A overload protection Ir=25 A...63 A short-circuit protection Ii=15 x In nut keeper kit | 18300 | 1 | ZN | 1
3VA2163-8HK36-0AA0 |  | circuit breaker 3VA2 IEC Frame 160 breaking capacity class L Icu=150 kA @ 415 V 3-pole, line protection ETU340, ELISA LI, In=63 A overload protection Ir=25 A...63 A short-circuit protection Ii=15 x In terminal connection | 19100 | 1 | ZN | 1
3VA2163-8HK42-0AA0 |  | circuit breaker 3VA2 IEC Frame 160 breaking capacity class L Icu=150 kA @ 415 V 4-pole, line protection ETU340, ELISA LI, In=63 A overload protection Ir=25 A...63 A short-circuit protection Ii=15 x In neutral conductor protection adjustable (OFF, 100%) nut keeper kit | 23600 | 1 | ZN | 1
3VA2163-8HK46-0AA0 |  | circuit breaker 3VA2 IEC Frame 160 breaking capacity class L Icu=150 kA @ 415 V 4-pole, line protection ETU340, ELISA LI, In=63 A overload protection Ir=25 A...63 A short-circuit protection Ii=15 x In neutral conductor protection adjustable (OFF, 100%) terminal connection | 24800 | 1 | ZN | 1
3VA2163-8HL32-0AA0 |  | circuit breaker 3VA2 IEC Frame 160 breaking capacity class L Icu=150 kA @ 415 V 3-pole, line protection ETU320, LI, In=63 A overload protection Ir=25 A...63 A short-circuit protection Ii=1.5...12 x In nut keeper kit | 18300 | 1 | ZN | 1
3VA2163-8HL36-0AA0 |  | circuit breaker 3VA2 IEC Frame 160 breaking capacity class L Icu=150 kA @ 415 V 3-pole, line protection ETU320, LI, In=63 A overload protection Ir=25 A...63 A short-circuit protection Ii=1.5...12 x In terminal connection | 19100 | 1 | ZN | 1
3VA2163-8HL42-0AA0 |  | circuit breaker 3VA2 IEC Frame 160 breaking capacity class L Icu=150 kA @ 415 V 4-pole, line protection ETU320, LI, In=63 A overload protection Ir=25 A...63 A short-circuit protection Ii=1.5...12 x In neutral conductor protection adjustable (OFF, 100%) nut keeper kit | 23600 | 1 | ZN | 1
3VA2163-8HL46-0AA0 |  | circuit breaker 3VA2 IEC Frame 160 breaking capacity class L Icu=150 kA @ 415 V 4-pole, line protection ETU320, LI, In=63 A overload protection Ir=25 A...63 A short-circuit protection Ii=1.5...12 x In neutral conductor protection adjustable (OFF, 100%) terminal connection | 24800 | 1 | ZN | 1
3VA2163-8HM32-0AA0 |  | circuit breaker 3VA2 IEC Frame 160 breaking capacity class L Icu=150 kA @ 415 V 3-pole, line protection ETU330, LIG, In=63 A overload protection Ir=25 A...63 A short-circuit protection Ii=1.5...12 x In ground-fault protection Ig=0.25... 1 x In, tg=0.1/0.3s nut keeper kit | 25500 | 1 | ZN | 1
3VA2163-8HM36-0AA0 |  | circuit breaker 3VA2 IEC Frame 160 breaking capacity class L Icu=150 kA @ 415 V 3-pole, line protection ETU330, LIG, In=63 A overload protection Ir=25 A...63 A short-circuit protection Ii=1.5...12 x In ground-fault protection Ig=0.25... 1 x In, tg=0.1/0.3s terminal connection | 26100 | 1 | ZN | 1
3VA2163-8HM42-0AA0 |  | circuit breaker 3VA2 IEC Frame 160 breaking capacity class L Icu=150 kA @ 415 V 4-pole, line protection ETU330, LIG, In=63 A overload protection Ir=25 A...63 A short-circuit protection Ii=1.5...12 x In neutral conductor protection adjustable (OFF, 100%) ground-fault protection Ig=0.25...1 x In= tg=0.1/0.3s nut keeper kit | 31000 | 1 | ZN | 1
3VA2163-8HM46-0AA0 |  | circuit breaker 3VA2 IEC Frame 160 breaking capacity class L Icu=150 kA @ 415 V 4-pole, line protection ETU330, LIG, In=63 A overload protection Ir=25 A...63 A short-circuit protection Ii=1.5...12 x In neutral conductor protection adjustable (OFF, 100%) ground-fault protection Ig=0.25...1 x In= tg=0.1/0.3s terminal connection | 31800 | 1 | ZN | 1
3VA2163-8HN32-0AA0 |  | circuit breaker 3VA2 IEC Frame 160 breaking capacity class L Icu=150 kA @ 415 V 3-pole, line protection ETU350, LSI, In=63 A overload protection Ir=25 A...63 A short-circuit protection Isd=1.5...10 x Ir, Ii=12 x In nut keeper kit | 20200 | 1 | ZN | 1
3VA2163-8HN36-0AA0 |  | circuit breaker 3VA2 IEC Frame 160 breaking capacity class L Icu=150 kA @ 415 V 3-pole, line protection ETU350, LSI, In=63 A overload protection Ir=25 A...63 A short-circuit protection Isd=1.5...10 x Ir, Ii=12 x In terminal connection | 21000 | 1 | ZN | 1
3VA2163-8HN42-0AA0 |  | circuit breaker 3VA2 IEC Frame 160 breaking capacity class L Icu=150 kA @ 415 V 4-pole, line protection ETU350, LSI, In=63 A overload protection Ir=25 A...63 A short-circuit protection Isd=1.5...10 x Ir, Ii=12 x In neutral conductor protection adjustable (OFF, 100%) nut keeper kit | 25300 | 1 | ZN | 1
3VA2163-8HN46-0AA0 |  | circuit breaker 3VA2 IEC Frame 160 breaking capacity class L Icu=150 kA @ 415 V 4-pole, line protection ETU350, LSI, In=63 A overload protection Ir=25 A...63 A short-circuit protection Isd=1.5...10 x Ir, Ii=12 x In neutral conductor protection adjustable (OFF, 100%) terminal connection | 26100 | 1 | ZN | 1
3VA2163-8JP32-0AA0 |  | circuit breaker 3VA2 IEC Frame 160 breaking capacity class L Icu=150 kA @ 415 V 3-pole, line protection ETU550, LSI, In=63 A overload protection Ir=25 A...63 A short-circuit protection Isd=0.6..10x In, Ii=1.5..12x In neutral conductor protection optionally with external current transformer, up to 160% nut keeper kit | 31900 | 1 | ZN | 1
3VA2163-8JP36-0AA0 |  | circuit breaker 3VA2 IEC Frame 160 breaking capacity class L Icu=150 kA @ 415 V 3-pole, line protection ETU550, LSI, In=63 A overload protection Ir=25 A...63 A short-circuit protection Isd=0.6..10x In, Ii=1.5..12x In neutral conductor protection optionally with external current transformer, up to 160% terminal connection | 32700 | 1 | ZN | 1
3VA2163-8JP42-0AA0 |  | circuit breaker 3VA2 IEC Frame 160 breaking capacity class L Icu=150 kA @ 415 V 4-pole, line protection ETU550, LSI, In=63 A overload protection Ir=25 A...63 A short-circuit protection Isd=0.6..10x In, Ii=1.5..12x In neutral conductor protection adjustable (OFF, up to 160%) nut keeper kit | 37600 | 1 | ZN | 1
3VA2163-8JP46-0AA0 |  | circuit breaker 3VA2 IEC Frame 160 breaking capacity class L Icu=150 kA @ 415 V 4-pole, line protection ETU550, LSI, In=63 A overload protection Ir=25 A...63 A short-circuit protection Isd=0.6..10x In, Ii=1.5..12x In neutral conductor protection adjustable (OFF, up to 160%) terminal connection | 38200 | 1 | ZN | 1
3VA2163-8JQ32-0AA0 |  | circuit breaker 3VA2 IEC Frame 160 breaking capacity class L Icu=150 kA @ 415 V 3-pole, line protection ETU560, LSIG, In=63 A overload protection Ir=25 A...63 A short-circuit protection Isd=0.6..10x In, Ii=1.5..12x In neutral conductor protection optionally with external current transformer, up to 160% ground-fault protection, can be switched off Ig=0.25...1 x In, tg=0.05-0.8s nut keeper kit | 38900 | 1 | ZN | 1
3VA2163-8JQ36-0AA0 |  | circuit breaker 3VA2 IEC Frame 160 breaking capacity class L Icu=150 kA @ 415 V 3-pole, line protection ETU560, LSIG, In=63 A overload protection Ir=25 A...63 A short-circuit protection Isd=0.6..10x In, Ii=1.5..12x In neutral conductor protection optionally with external current transformer, up to 160% ground-fault protection, can be switched off Ig=0.25...1 x In, tg=0.05-0.8s terminal connection | 40300 | 1 | ZN | 1
3VA2163-8JQ42-0AA0 |  | circuit breaker 3VA2 IEC Frame 160 breaking capacity class L Icu=150 kA @ 415 V 4-pole, line protection ETU560, LSIG, In=63 A overload protection Ir=25 A...63 A short-circuit protection Isd=0.6..10x In, Ii=1.5..12x In neutral conductor protection adjustable (OFF, up to 160%) ground-fault protection, can be switched off Ig=0.25...1 x In= tg=0.05-0.8s nut keeper kit | 44600 | 1 | ZN | 1
3VA2163-8JQ46-0AA0 |  | circuit breaker 3VA2 IEC Frame 160 breaking capacity class L Icu=150 kA @ 415 V 4-pole, line protection ETU560, LSIG, In=63 A overload protection Ir=25 A...63 A short-circuit protection Isd=0.6..10x In, Ii=1.5..12x In neutral conductor protection adjustable (OFF, up to 160%) ground-fault protection, can be switched off Ig=0.25...1 x In= tg=0.05-0.8s terminal connection | 45500 | 1 | ZN | 1
3VA2163-8KP32-0AA0 |  | circuit breaker 3VA2 IEC Frame 160 breaking capacity class L Icu=150 kA @ 415 V 3-pole, line protection ETU850, LSI, In=63 A overload protection Ir=25 A...63 A short-circuit protection Isd=0.6..10x In, Ii=1.5..12x In neutral conductor protection optionally with external current transformer, up to 160% nut keeper kit | 38000 | 1 | ZN | 1
3VA2163-8KP36-0AA0 |  | circuit breaker 3VA2 IEC Frame 160 breaking capacity class L Icu=150 kA @ 415 V 3-pole, line protection ETU850, LSI, In=63 A overload protection Ir=25 A...63 A short-circuit protection Isd=0.6..10x In, Ii=1.5..12x In neutral conductor protection optionally with external current transformer, up to 160% terminal connection | 38400 | 1 | ZN | 1
3VA2163-8KP42-0AA0 |  | circuit breaker 3VA2 IEC Frame 160 breaking capacity class L Icu=150 kA @ 415 V 4-pole, line protection ETU850, LSI, In=63 A overload protection Ir=25 A...63 A short-circuit protection Isd=0.6..10x In, Ii=1.5..12x In neutral conductor protection adjustable (OFF, up to 160%) nut keeper kit | 43300 | 1 | ZN | 1
3VA2163-8KP46-0AA0 |  | circuit breaker 3VA2 IEC Frame 160 breaking capacity class L Icu=150 kA @ 415 V 4-pole, line protection ETU850, LSI, In=63 A overload protection Ir=25 A...63 A short-circuit protection Isd=0.6..10x In, Ii=1.5..12x In neutral conductor protection adjustable (OFF, up to 160%) terminal connection | 44400 | 1 | ZN | 1
3VA2163-8KQ32-0AA0 |  | circuit breaker 3VA2 IEC Frame 160 breaking capacity class L Icu=150 kA @ 415 V 3-pole, line protection ETU860, LSIG, In=63 A overload protection Ir=25 A...63 A short-circuit protection Isd=0.6..10x In, Ii=1.5..12x In neutral conductor protection optionally with external current transformer, up to 160% ground-fault protection, can be switched off Ig=0.25...1 x In, tg=0.05-0.8s nut keeper kit | 42300 | 1 | ZN | 1
3VA2163-8KQ36-0AA0 |  | circuit breaker 3VA2 IEC Frame 160 breaking capacity class L Icu=150 kA @ 415 V 3-pole, line protection ETU860, LSIG, In=63 A overload protection Ir=25 A...63 A short-circuit protection Isd=0.6..10x In, Ii=1.5..12x In neutral conductor protection optionally with external current transformer, up to 160% ground-fault protection, can be switched off Ig=0.25...1 x In, tg=0.05-0.8s terminal connection | 42900 | 1 | ZN | 1
3VA2163-8KQ42-0AA0 |  | circuit breaker 3VA2 IEC Frame 160 breaking capacity class L Icu=150 kA @ 415 V 4-pole, line protection ETU860, LSIG, In=63 A overload protection Ir=25 A...63 A short-circuit protection Isd=0.6..10x In, Ii=1.5..12x In neutral conductor protection adjustable (OFF, up to 160%) ground-fault protection, can be switched off Ig=0.25...1 x In= tg=0.05-0.8s nut keeper kit | 47100 | 1 | ZN | 1
3VA2163-8KQ46-0AA0 |  | circuit breaker 3VA2 IEC Frame 160 breaking capacity class L Icu=150 kA @ 415 V 4-pole, line protection ETU860, LSIG, In=63 A overload protection Ir=25 A...63 A short-circuit protection Isd=0.6..10x In, Ii=1.5..12x In neutral conductor protection adjustable (OFF, up to 160%) ground-fault protection, can be switched off Ig=0.25...1 x In= tg=0.05-0.8s terminal connection | 48200 | 1 | ZN | 1
3VA2216-0MN32-0AA0 |  | circuit breaker 3VA2 IEC Frame 250 breaking capacity class E Icu=200 kA @ 415 V 3-pole, motor protection ETU350M, LSI, In=160 A overload protection Ir=64 A ... 160 A short-circuit protection Isd=3...15xIr, Ii=15xIn nut keeper kit | 33300 | 1 | ZN | 1
3VA2216-0MQ32-0AA0 |  | circuit breaker 3VA2 IEC Frame 250 breaking capacity class E Icu=200 kA @ 415 V 3-pole, motor protection ETU860M, LSIG, In=160 A overload protection Ir=64 A ... 160 A short-circuit protection Isd=1.2...15xIn, Ii=3...15xIn nut keeper kit | 48400 | 1 | ZN | 1
3VA2216-0MS32-0AA0 |  | circuit breaker 3VA2 IEC Frame 250 breaking capacity class E Icu=200 kA @ 415 V 3-pole, motor starter protection ETU310M, I, In=160 A short-circuit protection Ii=3...15 x In nut keeper kit | 28900 | 1 | ZN | 1
3VA2216-5HK32-0AA0 |  | circuit breaker 3VA2 IEC Frame 250 breaking capacity class M Icu=55 kA @ 415 V 3-pole, line protection ETU340, ELISA LI, In=160 A overload protection Ir=63 A...160 A short-circuit protection Ii=15 x In nut keeper kit | 29300 | 1 | ZN | 1
3VA2216-5HK42-0AA0 |  | circuit breaker 3VA2 IEC Frame 250 breaking capacity class M Icu=55 kA @ 415 V 4-pole, line protection ETU340, ELISA LI, In=160 A overload protection Ir=63 A...160 A short-circuit protection Ii=15 x In neutral conductor protection adjustable (OFF, 50%, 100%) nut keeper kit | 38000 | 1 | ZN | 1
3VA2216-5HL32-0AA0 |  | circuit breaker 3VA2 IEC Frame 250 breaking capacity class M Icu=55 kA @ 415 V 3-pole, line protection ETU320, LI, In=160 A overload protection Ir=63 A...160 A short-circuit protection Ii=1.5...12 x In nut keeper kit | 29300 | 1 | ZN | 1
3VA2216-5HL42-0AA0 |  | circuit breaker 3VA2 IEC Frame 250 breaking capacity class M Icu=55 kA @ 415 V 4-pole, line protection ETU320, LI, In=160 A overload protection Ir=63 A...160 A short-circuit protection Ii=1.5...12 x In neutral conductor protection adjustable (OFF, 50%, 100%) nut keeper kit | 38200 | 1 | ZN | 1
3VA2216-5HM32-0AA0 |  | circuit breaker 3VA2 IEC Frame 250 breaking capacity class M Icu=55 kA @ 415 V 3-pole, line protection ETU330, LIG, In=160 A overload protection Ir=63 A...160 A short-circuit protection Ii=1.5...12 x In ground-fault protection Ig=0.2...1 x In, tg=0.1/0.3s nut keeper kit | 36700 | 1 | ZN | 1
3VA2216-5HM42-0AA0 |  | circuit breaker 3VA2 IEC Frame 250 breaking capacity class M Icu=55 kA @ 415 V 4-pole, line protection ETU330, LIG, In=160 A overload protection Ir=63 A...160 A short-circuit protection Ii=1.5...12 x In neutral conductor protection adjustable (OFF, 50%, 100%) ground-fault protection Ig=0.2...1 x In= tg=0.1/0.3s nut keeper kit | 45500 | 1 | ZN | 1
3VA2216-5HN32-0AA0 |  | circuit breaker 3VA2 IEC Frame 250 breaking capacity class M Icu=55 kA @ 415 V 3-pole, line protection ETU350, LSI, In=160 A overload protection Ir=63 A...160 A short-circuit protection Isd=1.5...10 x Ir, Ii=12 x In nut keeper kit | 31000 | 1 | ZN | 1
3VA2216-5HN42-0AA0 |  | circuit breaker 3VA2 IEC Frame 250 breaking capacity class M Icu=55 kA @ 415 V 4-pole, line protection ETU350, LSI, In=160 A overload protection Ir=63 A...160 A short-circuit protection Isd=1.5...10 x Ir, Ii=12 x In neutral conductor protection adjustable (OFF, 50%, 100%) nut keeper kit | 39900 | 1 | ZN | 1
3VA2216-5JP32-0AA0 |  | circuit breaker 3VA2 IEC Frame 250 breaking capacity class M Icu=55 kA @ 415 V 3-pole, line protection ETU550, LSI, In=160 A overload protection Ir=63 A...160 A short-circuit protection Isd=0.6..10x In, Ii=1.5..12x In neutral conductor protection optionally with external current transformer, up to 160% nut keeper kit | 42900 | 1 | ZN | 1
3VA2216-5JP42-0AA0 |  | circuit breaker 3VA2 IEC Frame 250 breaking capacity class M Icu=55 kA @ 415 V 4-pole, line protection ETU550, LSI, In=160 A overload protection Ir=63 A...160 A short-circuit protection Isd=0.6..10x In, Ii=1.5..12x In neutral conductor protection adjustable (OFF, up to 160%) nut keeper kit | 52500 | 1 | ZN | 1
3VA2216-5JQ32-0AA0 |  | circuit breaker 3VA2 IEC Frame 250 breaking capacity class M Icu=55 kA @ 415 V 3-pole, line protection ETU560, LSIG, In=160 A overload protection Ir=63 A...160 A short-circuit protection Isd=0.6..10x In, Ii=1.5..12x In neutral conductor protection optionally with external current transformer, up to 160% ground-fault protection, can be switched off Ig=0.2...1 x In, tg=0.05-0.8s nut keeper kit | 49700 | 1 | ZN | 1
3VA2216-5JQ42-0AA0 |  | circuit breaker 3VA2 IEC Frame 250 breaking capacity class M Icu=55 kA @ 415 V 4-pole, line protection ETU560, LSIG, In=160 A overload protection Ir=63 A...160 A short-circuit protection Isd=0.6..10x In, Ii=1.5..12x In neutral conductor protection adjustable (OFF, up to 160%) ground-fault protection, can be switched off Ig=0.2...1 x In= tg=0.05-0.8s nut keeper kit | 59200 | 1 | ZN | 1
3VA2216-5KP32-0AA0 |  | circuit breaker 3VA2 IEC Frame 250 breaking capacity class M Icu=55 kA @ 415 V 3-pole, line protection ETU850, LSI, In=160 A overload protection Ir=63 A...160 A short-circuit protection Isd=0.6..10x In, Ii=1.5..12x In neutral conductor protection optionally with external current transformer, up to 160% nut keeper kit | 48600 | 1 | ZN | 1
3VA2216-5KP42-0AA0 |  | circuit breaker 3VA2 IEC Frame 250 breaking capacity class M Icu=55 kA @ 415 V 4-pole, line protection ETU850, LSI, In=160 A overload protection Ir=63 A...160 A short-circuit protection Isd=0.6..10x In, Ii=1.5..12x In neutral conductor protection adjustable (OFF, up to 160%) nut keeper kit | 57800 | 1 | ZN | 1
3VA2216-5KQ32-0AA0 |  | circuit breaker 3VA2 IEC Frame 250 breaking capacity class M Icu=55 kA @ 415 V 3-pole, line protection ETU860, LSIG, In=160 A overload protection Ir=63 A...160 A short-circuit protection Isd=0.6..10x In, Ii=1.5..12x In neutral conductor protection optionally with external current transformer, up to 160% ground-fault protection, can be switched off Ig=0.2...1 x In, tg=0.05-0.8s nut keeper kit | 53300 | 1 | ZN | 1
3VA2216-5KQ42-0AA0 |  | circuit breaker 3VA2 IEC Frame 250 breaking capacity class M Icu=55 kA @ 415 V 4-pole, line protection ETU860, LSIG, In=160 A overload protection Ir=63 A...160 A short-circuit protection Isd=0.6..10x In, Ii=1.5..12x In neutral conductor protection adjustable (OFF, up to 160%) ground-fault protection, can be switched off Ig=0.2...1 x In= tg=0.05-0.8s nut keeper kit | 61600 | 1 | ZN | 1
3VA2216-5MN32-0AA0 |  | circuit breaker 3VA2 IEC Frame 250 breaking capacity class M Icu=55 kA @ 415 V 3-pole, motor protection ETU350M, LSI, In=160 A overload protection Ir=63 A...160 A short-circuit protection Isd=3...15 x Ir, Ii=15 x In nut keeper kit | 25700 | 1 | ZN | 1
3VA2216-5MN32-0AB0 |  | circuit breaker 3VA2 IEC Frame 250 breaking capacity class M Icu=55 kA @ 415 V 3-pole, motor protection ETU350M, LSI, In=160 A overload protection Ir=63 A...160 A short-circuit protection Isd=3...15 x Ir, Ii=15 x In nut keeper kit 2 auxiliary switches HP | 28000 | 1 | ZN | 1
3VA2216-5MN32-0AD0 |  | circuit breaker 3VA2 IEC Frame 250 breaking capacity class M Icu=55 kA @ 415 V 3-pole, motor protection ETU350M, LSI, In=160 A overload protection Ir=63 A...160 A short-circuit protection Isd=3...15 x Ir, Ii=15 x In nut keeper kit 3 auxiliary switches HQ | 28000 | 1 | ZN | 1
3VA2216-5MN32-0AH0 |  | circuit breaker 3VA2 IEC Frame 250 breaking capacity class M Icu=55 kA @ 415 V 3-pole, motor protection ETU350M, LSI, In=160 A overload protection Ir=63 A...160 A short-circuit protection Isd=3...15 x Ir, Ii=15 x In nut keeper kit 2 auxiliary switches HQ 1 trip alarm switch HQ | 28000 | 1 | ZN | 1
3VA2216-5MN32-0HA0 |  | circuit breaker 3VA2 IEC Frame 250 breaking capacity class M Icu=55 kA @ 415 V 3-pole, motor protection ETU350M, LSI, In=160 A overload protection Ir=63 A...160 A short-circuit protection Isd=3...15 x Ir, Ii=15 x In nut keeper kit shunt trip (STL) 12-30 V DC, 24 V AC 50/60 Hz | 28400 | 1 | ZN | 1
3VA2216-5MP32-0AA0 |  | circuit breaker 3VA2 IEC Frame 250 breaking capacity class M Icu=55 kA @ 415 V 3-pole, motor protection ETU550M, LSI, In=160 A overload protection Ir=63 A ...160 A short-circuit protection Isd=1.2... 15x In,Ii=3..15x In nut keeper kit | 31000 | 1 | ZN | 1
3VA2216-5MQ32-0AA0 |  | circuit breaker 3VA2 IEC Frame 250 breaking capacity class M Icu=55 kA @ 415 V 3-pole, motor protection ETU860M, LSIG, In=160 A overload protection Ir=63 A...160 A short-circuit protection Isd=1.2..15x In, Ii=3..15x In ground-fault protection, can be switched off Ig=0.2...1 x In, tg=0.05-0.8s nut keeper kit | 38400 | 1 | ZN | 1
3VA2216-5MQ32-0AC0 |  | circuit breaker 3VA2 IEC Frame 250 breaking capacity class M Icu=55 kA @ 415 V 3-pole, motor protection ETU860M, LSIG, In=160 A overload protection Ir=63 A...160 A short-circuit protection Isd=1.2...15 x In, Ii=15 x In ground-fault protection, can be switched off Ig=0.2...1 x In, tg=0.05-0.8s nut keeper kit 2 auxiliary switches HQ | 40300 | 1 | ZN | 1
3VA2216-6HK32-0AA0 |  | circuit breaker 3VA2 IEC Frame 250 breaking capacity class H Icu=85 kA @ 415 V 3-pole, line protection ETU340, ELISA LI, In=160 A overload protection Ir=63 A...160 A short-circuit protection Ii=15 x In nut keeper kit | 33100 | 1 | ZN | 1
3VA2216-6HK42-0AA0 |  | circuit breaker 3VA2 IEC Frame 250 breaking capacity class H Icu=85 kA @ 415 V 4-pole, line protection ETU340, ELISA LI, In=160 A overload protection Ir=63 A...160 A short-circuit protection Ii=15 x In neutral conductor protection adjustable (OFF, 50%, 100%) nut keeper kit | 43300 | 1 | ZN | 1
3VA2216-6HL32-0AA0 |  | circuit breaker 3VA2 IEC Frame 250 breaking capacity class H Icu=85 kA @ 415 V 3-pole, line protection ETU320, LI, In=160 A overload protection Ir=63 A...160 A short-circuit protection Ii=1.5...12 x In nut keeper kit | 32900 | 1 | ZN | 1
3VA2216-6HL42-0AA0 |  | circuit breaker 3VA2 IEC Frame 250 breaking capacity class H Icu=85 kA @ 415 V 4-pole, line protection ETU320, LI, In=160 A overload protection Ir=63 A...160 A short-circuit protection Ii=1.5...12 x In neutral conductor protection adjustable (OFF, 50%, 100%) nut keeper kit | 43300 | 1 | ZN | 1
3VA2216-6HM32-0AA0 |  | circuit breaker 3VA2 IEC Frame 250 breaking capacity class H Icu=85 kA @ 415 V 3-pole, line protection ETU330, LIG, In=160 A overload protection Ir=63 A...160 A short-circuit protection Ii=1.5...12 x In ground-fault protection Ig=0.2...1 x In, tg=0.1/0.3s nut keeper kit | 40300 | 1 | ZN | 1
3VA2216-6HM42-0AA0 |  | circuit breaker 3VA2 IEC Frame 250 breaking capacity class H Icu=85 kA @ 415 V 4-pole, line protection ETU330, LIG, In=160 A overload protection Ir=63 A...160 A short-circuit protection Ii=1.5...12 x In neutral conductor protection adjustable (OFF, 50%, 100%) ground-fault protection Ig=0.2...1 x In= tg=0.1/0.3s nut keeper kit | 50100 | 1 | ZN | 1
3VA2216-6HN32-0AA0 |  | circuit breaker 3VA2 IEC Frame 250 breaking capacity class H Icu=85 kA @ 415 V 3-pole, line protection ETU350, LSI, In=160 A overload protection Ir=63 A...160 A short-circuit protection Isd=1.5...10 x Ir, Ii=12 x In nut keeper kit | 34400 | 1 | ZN | 1
3VA2216-6HN42-0AA0 |  | circuit breaker 3VA2 IEC Frame 250 breaking capacity class H Icu=85 kA @ 415 V 4-pole, line protection ETU350, LSI, In=160 A overload protection Ir=63 A...160 A short-circuit protection Isd=1.5...10 x Ir, Ii=12 x In neutral conductor protection adjustable (OFF, 50%, 100%) nut keeper kit | 45200 | 1 | ZN | 1
3VA2216-6JP32-0AA0 |  | circuit breaker 3VA2 IEC Frame 250 breaking capacity class H Icu=85 kA @ 415 V 3-pole, line protection ETU550, LSI, In=160 A overload protection Ir=63 A...160 A short-circuit protection Isd=0.6..10x In, Ii=1.5..12x In neutral conductor protection optionally with external current transformer, up to 160% nut keeper kit | 46700 | 1 | ZN | 1
3VA2216-6JP42-0AA0 |  | circuit breaker 3VA2 IEC Frame 250 breaking capacity class H Icu=85 kA @ 415 V 4-pole, line protection ETU550, LSI, In=160 A overload protection Ir=63 A...160 A short-circuit protection Isd=0.6..10x In, Ii=1.5..12x In neutral conductor protection adjustable (OFF, up to 160%) nut keeper kit | 57300 | 1 | ZN | 1
3VA2216-6JQ32-0AA0 |  | circuit breaker 3VA2 IEC Frame 250 breaking capacity class H Icu=85 kA @ 415 V 3-pole, line protection ETU560, LSIG, In=160 A overload protection Ir=63 A...160 A short-circuit protection Isd=0.6..10x In, Ii=1.5..12x In neutral conductor protection optionally with external current transformer, up to 160% ground-fault protection, can be switched off Ig=0.2...1 x In, tg=0.05-0.8s nut keeper kit | 53900 | 1 | ZN | 1
3VA2216-6JQ42-0AA0 |  | circuit breaker 3VA2 IEC Frame 250 breaking capacity class H Icu=85 kA @ 415 V 4-pole, line protection ETU560, LSIG, In=160 A overload protection Ir=63 A...160 A short-circuit protection Isd=0.6..10x In, Ii=1.5..12x In neutral conductor protection adjustable (OFF, up to 160%) ground-fault protection, can be switched off Ig=0.2...1 x In= tg=0.05-0.8s nut keeper kit | 64100 | 1 | ZN | 1
3VA2216-6KP32-0AA0 |  | circuit breaker 3VA2 IEC Frame 250 breaking capacity class H Icu=85 kA @ 415 V 3-pole, line protection ETU850, LSI, In=160 A overload protection Ir=63 A...160 A short-circuit protection Isd=0.6..10x In, Ii=1.5..12x In neutral conductor protection optionally with external current transformer, up to 160% nut keeper kit | 53100 | 1 | ZN | 1
3VA2216-6KP42-0AA0 |  | circuit breaker 3VA2 IEC Frame 250 breaking capacity class H Icu=85 kA @ 415 V 4-pole, line protection ETU850, LSI, In=160 A overload protection Ir=63 A...160 A short-circuit protection Isd=0.6..10x In, Ii=1.5..12x In neutral conductor protection adjustable (OFF, up to 160%) nut keeper kit | 63300 | 1 | ZN | 1
3VA2216-6KQ32-0AA0 |  | circuit breaker 3VA2 IEC Frame 250 breaking capacity class H Icu=85 kA @ 415 V 3-pole, line protection ETU860, LSIG, In=160 A overload protection Ir=63 A...160 A short-circuit protection Isd=0.6..10x In, Ii=1.5..12x In neutral conductor protection optionally with external current transformer, up to 160% ground-fault protection, can be switched off Ig=0.2...1 x In, tg=0.05-0.8s nut keeper kit | 56700 | 1 | ZN | 1
3VA2216-6KQ42-0AA0 |  | circuit breaker 3VA2 IEC Frame 250 breaking capacity class H Icu=85 kA @ 415 V 4-pole, line protection ETU860, LSIG, In=160 A overload protection Ir=63 A...160 A short-circuit protection Isd=0.6..10x In, Ii=1.5..12x In neutral conductor protection adjustable (OFF, up to 160%) ground-fault protection, can be switched off Ig=0.2...1 x In= tg=0.05-0.8s nut keeper kit | 67300 | 1 | ZN | 1
3VA2216-7HK32-0AA0 |  | circuit breaker 3VA2 IEC Frame 250 breaking capacity class C Icu=110 kA @ 415 V 3-pole, line protection ETU340, ELISA LI, In=160 A overload protection Ir=63 A...160 A short-circuit protection Ii=15 x In nut keeper kit | 35900 | 1 | ZN | 1
3VA2216-7HK42-0AA0 |  | circuit breaker 3VA2 IEC Frame 250 breaking capacity class C Icu=110 kA @ 415 V 4-pole, line protection ETU340, ELISA LI, In=160 A overload protection Ir=63 A...160 A short-circuit protection Ii=15 x In neutral conductor protection adjustable (OFF, 50%, 100%) nut keeper kit | 46700 | 1 | ZN | 1
3VA2216-7HL32-0AA0 |  | circuit breaker 3VA2 IEC Frame 250 breaking capacity class C Icu=110 kA @ 415 V 3-pole, line protection ETU320, LI, In=160 A overload protection Ir=63 A...160 A short-circuit protection Ii=1.5...12 x In nut keeper kit | 35900 | 1 | ZN | 1
3VA2216-7HL42-0AA0 |  | circuit breaker 3VA2 IEC Frame 250 breaking capacity class C Icu=110 kA @ 415 V 4-pole, line protection ETU320, LI, In=160 A overload protection Ir=63 A...160 A short-circuit protection Ii=1.5...12 x In neutral conductor protection adjustable (OFF, 50%, 100%) nut keeper kit | 46900 | 1 | ZN | 1
3VA2216-7HM32-0AA0 |  | circuit breaker 3VA2 IEC Frame 250 breaking capacity class C Icu=110 kA @ 415 V 3-pole, line protection ETU330, LIG, In=160 A overload protection Ir=63 A...160 A short-circuit protection Ii=1.5...12 x In ground-fault protection Ig=0.2...1 x In, tg=0.1/0.3s nut keeper kit | 42900 | 1 | ZN | 1
3VA2216-7HM42-0AA0 |  | circuit breaker 3VA2 IEC Frame 250 breaking capacity class C Icu=110 kA @ 415 V 4-pole, line protection ETU330, LIG, In=160 A overload protection Ir=63 A...160 A short-circuit protection Ii=1.5...12 x In neutral conductor protection adjustable (OFF, 50%, 100%) ground-fault protection Ig=0.2...1 x In= tg=0.1/0.3s nut keeper kit | 54100 | 1 | ZN | 1
3VA2216-7HN32-0AA0 |  | circuit breaker 3VA2 IEC Frame 250 breaking capacity class C Icu=110 kA @ 415 V 3-pole, line protection ETU350, LSI, In=160 A overload protection Ir=63 A...160 A short-circuit protection Isd=1.5...10 x Ir, Ii=12 x In nut keeper kit | 37600 | 1 | ZN | 1
3VA2216-7HN42-0AA0 |  | circuit breaker 3VA2 IEC Frame 250 breaking capacity class C Icu=110 kA @ 415 V 4-pole, line protection ETU350, LSI, In=160 A overload protection Ir=63 A...160 A short-circuit protection Isd=1.5...10 x Ir, Ii=12 x In neutral conductor protection adjustable (OFF, 50%, 100%) nut keeper kit | 48400 | 1 | ZN | 1
3VA2216-7JP32-0AA0 |  | circuit breaker 3VA2 IEC Frame 250 breaking capacity class C Icu=110 kA @ 415 V 3-pole, line protection ETU550, LSI, In=160 A overload protection Ir=63 A...160 A short-circuit protection Isd=0.6..10x In, Ii=1.5..12x In neutral conductor protection optionally with external current transformer, up to 160% nut keeper kit | 49100 | 1 | ZN | 1
3VA2216-7JP42-0AA0 |  | circuit breaker 3VA2 IEC Frame 250 breaking capacity class C Icu=110 kA @ 415 V 4-pole, line protection ETU550, LSI, In=160 A overload protection Ir=63 A...160 A short-circuit protection Isd=0.6..10x In, Ii=1.5..12x In neutral conductor protection adjustable (OFF, up to 160%) nut keeper kit | 60700 | 1 | ZN | 1
3VA2216-7JQ32-0AA0 |  | circuit breaker 3VA2 IEC Frame 250 breaking capacity class C Icu=110 kA @ 415 V 3-pole, line protection ETU560, LSIG, In=160 A overload protection Ir=63 A...160 A short-circuit protection Isd=0.6..10x In, Ii=1.5..12x In neutral conductor protection optionally with external current transformer, up to 160% ground-fault protection, can be switched off Ig=0.2...1 x In, tg=0.05-0.8s nut keeper kit | 56300 | 1 | ZN | 1
3VA2216-7JQ42-0AA0 |  | circuit breaker 3VA2 IEC Frame 250 breaking capacity class C Icu=110 kA @ 415 V 4-pole, line protection ETU560, LSIG, In=160 A overload protection Ir=63 A...160 A short-circuit protection Isd=0.6..10x In, Ii=1.5..12x In neutral conductor protection adjustable (OFF, up to 160%) ground-fault protection, can be switched off Ig=0.2...1 x In= tg=0.05-0.8s nut keeper kit | 68200 | 1 | ZN | 1
3VA2216-7KP32-0AA0 |  | circuit breaker 3VA2 IEC Frame 250 breaking capacity class C Icu=110 kA @ 415 V 3-pole, line protection ETU850, LSI, In=160 A overload protection Ir=63 A...160 A short-circuit protection Isd=0.6..10x In, Ii=1.5..12x In neutral conductor protection optionally with external current transformer, up to 160% nut keeper kit | 55200 | 1 | ZN | 1
3VA2216-7KP42-0AA0 |  | circuit breaker 3VA2 IEC Frame 250 breaking capacity class C Icu=110 kA @ 415 V 4-pole, line protection ETU850, LSI, In=160 A overload protection Ir=63 A...160 A short-circuit protection Isd=0.6..10x In, Ii=1.5..12x In neutral conductor protection adjustable (OFF, up to 160%) nut keeper kit | 66500 | 1 | ZN | 1
3VA2216-7KQ32-0AA0 |  | circuit breaker 3VA2 IEC Frame 250 breaking capacity class C Icu=110 kA @ 415 V 3-pole, line protection ETU860, LSIG, In=160 A overload protection Ir=63 A...160 A short-circuit protection Isd=0.6..10x In, Ii=1.5..12x In neutral conductor protection optionally with external current transformer, up to 160% ground-fault protection, can be switched off Ig=0.2...1 x In, tg=0.05-0.8s nut keeper kit | 59700 | 1 | ZN | 1
3VA2216-7KQ42-0AA0 |  | circuit breaker 3VA2 IEC Frame 250 breaking capacity class C Icu=110 kA @ 415 V 4-pole, line protection ETU860, LSIG, In=160 A overload protection Ir=63 A...160 A short-circuit protection Isd=0.6..10x In, Ii=1.5..12x In neutral conductor protection adjustable (OFF, up to 160%) ground-fault protection, can be switched off Ig=0.2...1 x In= tg=0.05-0.8s nut keeper kit | 70700 | 1 | ZN | 1
3VA2216-7MN32-0AA0 |  | circuit breaker 3VA2 IEC Frame 250 breaking capacity class C Icu=110 kA @ 415 V 3-pole, motor protection ETU350M, LSI, In=160 A overload protection Ir=63 A...160 A short-circuit protection Isd=3...15 x Ir, Ii=15 x In nut keeper kit | 31000 | 1 | ZN | 1
3VA2216-7MN32-0AB0 |  | circuit breaker 3VA2 IEC Frame 250 breaking capacity class C Icu=110 kA @ 415 V 3-pole, motor protection ETU350M, LSI, In=160 A overload protection Ir=63 A...160 A short-circuit protection Isd=3...15 x Ir, Ii=15 x In nut keeper kit 2 auxiliary switches HP | 32900 | 1 | ZN | 1
3VA2216-7MN32-0AC0 |  | circuit breaker 3VA2 IEC Frame 250 breaking capacity class C Icu=110 kA @ 415 V 3-pole, motor protection ETU350M, LSI, In=160 A overload protection Ir=63 A...160 A short-circuit protection Isd=3...15 x Ir, Ii=15 x In nut keeper kit 2 auxiliary switches HQ | 32300 | 1 | ZN | 1
3VA2216-7MN32-0AD0 |  | circuit breaker 3VA2 IEC Frame 250 breaking capacity class C Icu=110 kA @ 415 V 3-pole, motor protection ETU350M, LSI, In=160 A overload protection Ir=63 A...160 A short-circuit protection Isd=3...15 x Ir, Ii=15 x In nut keeper kit 3 auxiliary switches HQ | 32900 | 1 | ZN | 1
3VA2216-7MP32-0AA0 |  | circuit breaker 3VA2 IEC Frame 250 breaking capacity class C Icu=110 kA @ 415 V 3-pole, motor protection ETU550M, LSI, In=160 A overload protection Ir=63 A ...160 A short-circuit protection Isd=1.2... 15x In,Ii=3..15x In nut keeper kit | 36500 | 1 | ZN | 1
3VA2216-7MQ32-0AA0 |  | circuit breaker 3VA2 IEC Frame 250 breaking capacity class C Icu=110 kA @ 415 V 3-pole, motor protection ETU860M, LSIG, In=160 A overload protection Ir=63 A...160 A short-circuit protection Isd=1.2..15x In, Ii=3..15x In ground-fault protection, can be switched off Ig=0.2...1 x In, tg=0.05-0.8s nut keeper kit | 44200 | 1 | ZN | 1
3VA2216-7MS32-0AA0 |  | circuit breaker 3VA2 IEC Frame 250 breaking capacity class C Icu=110 kA @ 415 V 3-pole, starter protection ETU310M, I, In=160 A without overload protection short-circuit protection Ii=3...15 x In nut keeper kit | 24900 | 1 | ZN | 1
3VA2216-8HK32-0AA0 |  | circuit breaker 3VA2 IEC Frame 250 breaking capacity class L Icu=150 kA @ 415 V 3-pole, line protection ETU340, ELISA LI, In=160 A overload protection Ir=63 A...160 A short-circuit protection Ii=15 x In nut keeper kit | 40800 | 1 | ZN | 1
3VA2216-8HK42-0AA0 |  | circuit breaker 3VA2 IEC Frame 250 breaking capacity class L Icu=150 kA @ 415 V 4-pole, line protection ETU340, ELISA LI, In=160 A overload protection Ir=63 A...160 A short-circuit protection Ii=15 x In neutral conductor protection adjustable (OFF, 50%, 100%) nut keeper kit | 53900 | 1 | ZN | 1
3VA2216-8HL32-0AA0 |  | circuit breaker 3VA2 IEC Frame 250 breaking capacity class L Icu=150 kA @ 415 V 3-pole, line protection ETU320, LI, In=160 A overload protection Ir=63 A...160 A short-circuit protection Ii=1.5...12 x In nut keeper kit | 40800 | 1 | ZN | 1
3VA2216-8HL42-0AA0 |  | circuit breaker 3VA2 IEC Frame 250 breaking capacity class L Icu=150 kA @ 415 V 4-pole, line protection ETU320, LI, In=160 A overload protection Ir=63 A...160 A short-circuit protection Ii=1.5...12 x In neutral conductor protection adjustable (OFF, 50%, 100%) nut keeper kit | 53900 | 1 | ZN | 1
3VA2216-8HM32-0AA0 |  | circuit breaker 3VA2 IEC Frame 250 breaking capacity class L Icu=150 kA @ 415 V 3-pole, line protection ETU330, LIG, In=160 A overload protection Ir=63 A...160 A short-circuit protection Ii=1.5...12 x In ground-fault protection Ig=0.2...1 x In, tg=0.1/0.3s nut keeper kit | 47800 | 1 | ZN | 1
3VA2216-8HM42-0AA0 |  | circuit breaker 3VA2 IEC Frame 250 breaking capacity class L Icu=150 kA @ 415 V 4-pole, line protection ETU330, LIG, In=160 A overload protection Ir=63 A...160 A short-circuit protection Ii=1.5...12 x In neutral conductor protection adjustable (OFF, 50%, 100%) ground-fault protection Ig=0.2...1 x In= tg=0.1/0.3s nut keeper kit | 61000 | 1 | ZN | 1
3VA2216-8HN32-0AA0 |  | circuit breaker 3VA2 IEC Frame 250 breaking capacity class L Icu=150 kA @ 415 V 3-pole, line protection ETU350, LSI, In=160 A overload protection Ir=63 A...160 A short-circuit protection Isd=1.5...10 x Ir, Ii=12 x In nut keeper kit | 42700 | 1 | ZN | 1
3VA2216-8HN42-0AA0 |  | circuit breaker 3VA2 IEC Frame 250 breaking capacity class L Icu=150 kA @ 415 V 4-pole, line protection ETU350, LSI, In=160 A overload protection Ir=63 A...160 A short-circuit protection Isd=1.5...10 x Ir, Ii=12 x In neutral conductor protection adjustable (OFF, 50%, 100%) nut keeper kit | 55200 | 1 | ZN | 1
3VA2216-8JP32-0AA0 |  | circuit breaker 3VA2 IEC Frame 250 breaking capacity class L Icu=150 kA @ 415 V 3-pole, line protection ETU550, LSI, In=160 A overload protection Ir=63 A...160 A short-circuit protection Isd=0.6..10x In, Ii=1.5..12x In neutral conductor protection optionally with external current transformer, up to 160% nut keeper kit | 54200 | 1 | ZN | 1
3VA2216-8JP42-0AA0 |  | circuit breaker 3VA2 IEC Frame 250 breaking capacity class L Icu=150 kA @ 415 V 4-pole, line protection ETU550, LSI, In=160 A overload protection Ir=63 A...160 A short-circuit protection Isd=0.6..10x In, Ii=1.5..12x In neutral conductor protection adjustable (OFF, up to 160%) nut keeper kit | 68200 | 1 | ZN | 1
3VA2216-8JQ32-0AA0 |  | circuit breaker 3VA2 IEC Frame 250 breaking capacity class L Icu=150 kA @ 415 V 3-pole, line protection ETU560, LSIG, In=160 A overload protection Ir=63 A...160 A short-circuit protection Isd=0.6..10x In, Ii=1.5..12x In neutral conductor protection optionally with external current transformer, up to 160% ground-fault protection, can be switched off Ig=0.2...1 x In, tg=0.05-0.8s nut keeper kit | 61400 | 1 | ZN | 1
3VA2216-8JQ42-0AA0 |  | circuit breaker 3VA2 IEC Frame 250 breaking capacity class L Icu=150 kA @ 415 V 4-pole, line protection ETU560, LSIG, In=160 A overload protection Ir=63 A...160 A short-circuit protection Isd=0.6..10x In, Ii=1.5..12x In neutral conductor protection adjustable (OFF, up to 160%) ground-fault protection, can be switched off Ig=0.2...1 x In= tg=0.05-0.8s nut keeper kit | 74800 | 1 | ZN | 1
3VA2216-8KP32-0AA0 |  | circuit breaker 3VA2 IEC Frame 250 breaking capacity class L Icu=150 kA @ 415 V 3-pole, line protection ETU850, LSI, In=160 A overload protection Ir=63 A...160 A short-circuit protection Isd=0.6..10x In, Ii=1.5..12x In neutral conductor protection optionally with external current transformer, up to 160% nut keeper kit | 60700 | 1 | ZN | 1
3VA2216-8KP42-0AA0 |  | circuit breaker 3VA2 IEC Frame 250 breaking capacity class L Icu=150 kA @ 415 V 4-pole, line protection ETU850, LSI, In=160 A overload protection Ir=63 A...160 A short-circuit protection Isd=0.6..10x In, Ii=1.5..12x In neutral conductor protection adjustable (OFF, up to 160%) nut keeper kit | 74100 | 1 | ZN | 1
3VA2216-8KQ32-0AA0 |  | circuit breaker 3VA2 IEC Frame 250 breaking capacity class L Icu=150 kA @ 415 V 3-pole, line protection ETU860, LSIG, In=160 A overload protection Ir=63 A...160 A short-circuit protection Isd=0.6..10x In, Ii=1.5..12x In neutral conductor protection optionally with external current transformer, up to 160% ground-fault protection, can be switched off Ig=0.2...1 x In, tg=0.05-0.8s nut keeper kit | 64300 | 1 | ZN | 1
3VA2216-8KQ42-0AA0 |  | circuit breaker 3VA2 IEC Frame 250 breaking capacity class L Icu=150 kA @ 415 V 4-pole, line protection ETU860, LSIG, In=160 A overload protection Ir=63 A...160 A short-circuit protection Isd=0.6..10x In, Ii=1.5..12x In neutral conductor protection adjustable (OFF, up to 160%) ground-fault protection, can be switched off Ig=0.2...1 x In= tg=0.05-0.8s nut keeper kit | 77900 | 1 | ZN | 1
3VA2220-0MN32-0AA0 |  | circuit breaker 3VA2 IEC Frame 250 breaking capacity class E Icu=200 kA @ 415 V 3-pole, motor protection ETU350M, LSI, In=200 A overload protection Ir=64 A ... 200 A short-circuit protection Isd=3...12xIr, Ii=12xIn nut keeper kit | 39900 | 1 | ZN | 1
3VA2220-0MQ32-0AA0 |  | circuit breaker 3VA2 IEC Frame 250 breaking capacity class E Icu=200 kA @ 415 V 3-pole, motor protection ETU860M, LSIG, In=200 A overload protection Ir=64 A ... 200 A short-circuit protection Isd=1.2...12xIn, Ii=3...12xIn nut keeper kit | 54200 | 1 | ZN | 1
3VA2220-0MS32-0AA0 |  | circuit breaker 3VA2 IEC Frame 250 breaking capacity class E Icu=200 kA @ 415 V 3-pole, motor starter protection ETU310M, I, In=200 A short-circuit protection Ii=3...12 x In nut keeper kit | 34000 | 1 | ZN | 1
3VA2220-5MN32-0AA0 |  | circuit breaker 3VA2 IEC Frame 250 breaking capacity class M Icu=55 kA @ 415 V 3-pole, motor protection ETU350M, LSI, In=200 A overload protection Ir=80 A...200 A short-circuit protection Isd=3...15 x Ir, Ii=15 x In nut keeper kit | 30100 | 1 | ZN | 1
3VA2220-5MN32-0AD0 |  | circuit breaker 3VA2 IEC Frame 250 breaking capacity class M Icu=55 kA @ 415 V 3-pole, motor protection ETU350M, LSI, In=200 A overload protection Ir=80 A...200 A short-circuit protection Isd=3...15 x Ir, Ii=15 x In nut keeper kit 3 auxiliary switches HQ | 31900 | 1 | ZN | 1
3VA2220-5MN32-0HA0 |  | circuit breaker 3VA2 IEC Frame 250 breaking capacity class M Icu=55 kA @ 415 V 3-pole, motor protection ETU350M, LSI, In=200 A overload protection Ir=80 A...200 A short-circuit protection Isd=3...15 x Ir, Ii=15 x In nut keeper kit shunt trip (STL) 12-30 V DC, 24 V AC 50/60 Hz | 32700 | 1 | ZN | 1
3VA2220-5MP32-0AA0 |  | circuit breaker 3VA2 IEC Frame 250 breaking capacity class M Icu=55 kA @ 415 V 3-pole, motor protection ETU550M, LSI, In=200 A overload protection Ir=80 A ...200 A short-circuit protection Isd=1.2... 15x In,Ii=3..15x In nut keeper kit | 35300 | 1 | ZN | 1
3VA2220-5MQ32-0AA0 |  | circuit breaker 3VA2 IEC Frame 250 breaking capacity class M Icu=55 kA @ 415 V 3-pole, motor protection ETU860M, LSIG, In=200 A overload protection Ir=80 A...200 A short-circuit protection Isd=1.2..15x In, Ii=3..15x In ground-fault protection, can be switched off Ig=0.2...1 x In, tg=0.05-0.8s nut keeper kit | 43100 | 1 | ZN | 1
3VA2220-7MN32-0AA0 |  | circuit breaker 3VA2 IEC Frame 250 breaking capacity class C Icu=110 kA @ 415 V 3-pole, motor protection ETU350M, LSI, In=200 A overload protection Ir=80 A...200 A short-circuit protection Isd=3...15 x Ir, Ii=15 x In nut keeper kit | 36300 | 1 | ZN | 1
3VA2220-7MN32-0AB0 |  | circuit breaker 3VA2 IEC Frame 250 breaking capacity class C Icu=110 kA @ 415 V 3-pole, motor protection ETU350M, LSI, In=200 A overload protection Ir=80 A...200 A short-circuit protection Isd=3...15 x Ir, Ii=15 x In nut keeper kit 2 auxiliary switches HP | 37800 | 1 | ZN | 1
3VA2220-7MP32-0AA0 |  | circuit breaker 3VA2 IEC Frame 250 breaking capacity class C Icu=110 kA @ 415 V 3-pole, motor protection ETU550M, LSI, In=200 A overload protection Ir=80 A ...200 A short-circuit protection Isd=1.2... 15x In,Ii=3..15x In nut keeper kit | 41200 | 1 | ZN | 1
3VA2220-7MQ32-0AA0 |  | circuit breaker 3VA2 IEC Frame 250 breaking capacity class C Icu=110 kA @ 415 V 3-pole, motor protection ETU860M, LSIG, In=200 A overload protection Ir=80 A...200 A short-circuit protection Isd=1.2..15x In, Ii=3..15x In ground-fault protection, can be switched off Ig=0.2...1 x In, tg=0.05-0.8s nut keeper kit | 48600 | 1 | ZN | 1
3VA2220-7MS32-0AA0 |  | circuit breaker 3VA2 IEC Frame 250 breaking capacity class C Icu=110 kA @ 415 V 3-pole, starter protection ETU310M, I, In=200 A without overload protection short-circuit protection Ii=3...15 x In nut keeper kit | 30100 | 1 | ZN | 1
3VA2225-0HL32-0AA0 |  | circuit breaker 3VA2 IEC Frame 250 breaking capacity class E Icu=200 kA @ 415 V 3-pole, line protection ETU320, LI, In=250 A overload protection Ir=100 A ... 250 A short-circuit protection Ii=1.5... 10 x In nut keeper kit | 44000 | 1 | ZN | 1
3VA2225-0HL42-0AA0 |  | circuit breaker 3VA2 IEC Frame 250 breaking capacity class E Icu=200 kA @ 415 V 4-pole, line protection ETU320, LI, In=250 A overload protection Ir=100 A ... 250 A short-circuit protection Ii=1.5... 10 x In neutral conductor protection adjustable (OFF, 50%, 100%) nut keeper kit | 59700 | 1 | ZN | 1
3VA2225-0HM32-0AA0 |  | circuit breaker 3VA2 IEC Frame 250 breaking capacity class E Icu=200 kA @ 415 V 3-pole, line protection ETU330, LIG, In=250 A overload protection Ir=100 A ... 250 A short-circuit protection Ii=1.5... 10 x In ground-fault protection Ig=0.2... 1 x In, tg=0.1/0.3s nut keeper kit | 51200 | 1 | ZN | 1
3VA2225-0HM42-0AA0 |  | circuit breaker 3VA2 IEC Frame 250 breaking capacity class E Icu=200 kA @ 415 V 4-pole, line protection ETU330, LIG, In=250 A overload protection Ir=100 A ... 250 A short-circuit protection Ii=1.5... 10 x In neutral conductor protection adjustable (OFF, 50%, 100%) ground-fault protection Ig=0.2... 1 x In, tg=0.1/0.3s nut keeper kit | 66000 | 1 | ZN | 1
3VA2225-0HN32-0AA0 |  | circuit breaker 3VA2 IEC Frame 250 breaking capacity class E Icu=200 kA @ 415 V 3-pole, line protection ETU350, LSI, In=250 A overload protection Ir=100 A ... 250 A short-circuit protection Isd=1.5...10xIr, Ii=10xIn nut keeper kit | 45500 | 1 | ZN | 1
3VA2225-0HN42-0AA0 |  | circuit breaker 3VA2 IEC Frame 250 breaking capacity class E Icu=200 kA @ 415 V 4-pole, line protection ETU350, LSI, In=250 A overload protection Ir=100 A ... 250 A short-circuit protection Isd=1.5...10xIr, Ii=10xIn neutral conductor protection adjustable (OFF, 50%, 100%) nut keeper kit | 60900 | 1 | ZN | 1
3VA2225-0KP32-0AA0 |  | circuit breaker 3VA2 IEC Frame 250 breaking capacity class E Icu=200 kA @ 415 V 3-pole, line protection ETU850, LSI, In=250 A overload protection Ir=100 A ... 250 A short-circuit protection Isd=0.6...10xIn, Ii=1.5...10xIn nut keeper kit | 63500 | 1 | ZN | 1
3VA2225-0KP42-0AA0 |  | circuit breaker 3VA2 IEC Frame 250 breaking capacity class E Icu=200 kA @ 415 V 4-pole, line protection ETU850, LSI, In=250 A overload protection Ir=100 A ... 250 A short-circuit protection Isd=0.6...10xIn, Ii=1.5...10xIn neutral conductor protection adjustable (OFF, up to 100%) nut keeper kit | 79000 | 1 | ZN | 1
3VA2225-0KQ32-0AA0 |  | circuit breaker 3VA2 IEC Frame 250 breaking capacity class E Icu=200 kA @ 415 V 3-pole, line protection ETU860, LSIG, In=250 A overload protection Ir=100 A ... 250 A short-circuit protection Isd=0.6...10xIn, Ii=1.5...10xIn nut keeper kit | 68200 | 1 | ZN | 1
3VA2225-0KQ42-0AA0 |  | circuit breaker 3VA2 IEC Frame 250 breaking capacity class E Icu=200 kA @ 415 V 4-pole, line protection ETU860, LSIG, In=250 A overload protection Ir=100 A ... 250 A short-circuit protection Isd=0.6...10xIn, Ii=1.5...10xIn neutral conductor protection adjustable (OFF, up to 100%) nut keeper kit | 82800 | 1 | ZN | 1
3VA2225-5HL32-0AA0 |  | circuit breaker 3VA2 IEC Frame 250 breaking capacity class M Icu=55 kA @ 415 V 3-pole, line protection ETU320, LI, In=250 A overload protection Ir=100 A...250 A short-circuit protection Ii=1.5...10 x In nut keeper kit | 29300 | 1 | ZN | 1
3VA2225-5HL32-0AB0 |  | circuit breaker 3VA2 IEC Frame 250 breaking capacity class M Icu=55 kA @ 415 V 3-pole, line protection ETU320, LI, In=250 A overload protection Ir=100 A...250 A short-circuit protection Ii=1.5...10 x In nut keeper kit 2 auxiliary switches HP | 31400 | 1 | ZN | 1
3VA2225-5HL32-0AC0 |  | circuit breaker 3VA2 IEC Frame 250 breaking capacity class M Icu=55 kA @ 415 V 3-pole, line protection ETU320, LI, In=250 A overload protection Ir=100 A...250 A short-circuit protection Ii=1.5...10 x In nut keeper kit 2 auxiliary switches HQ | 30800 | 1 | ZN | 1
3VA2225-5HL32-0AD0 |  | circuit breaker 3VA2 IEC Frame 250 breaking capacity class M Icu=55 kA @ 415 V 3-pole, line protection ETU320, LI, In=250 A overload protection Ir=100 A...250 A short-circuit protection Ii=1.5...10 x In nut keeper kit 3 auxiliary switches HQ | 31400 | 1 | ZN | 1
3VA2225-5HL32-0AH0 |  | circuit breaker 3VA2 IEC Frame 250 breaking capacity class M Icu=55 kA @ 415 V 3-pole, line protection ETU320, LI, In=250 A overload protection Ir=100 A...250 A short-circuit protection Ii=1.5...10 x In nut keeper kit 2 auxiliary switches HQ 1 trip alarm switch HQ | 31400 | 1 | ZN | 1
3VA2225-5HL32-0BA0 |  | circuit breaker 3VA2 IEC Frame 250 breaking capacity class M Icu=55 kA @ 415 V 3-pole, line protection ETU320, LI, In=250 A overload protection Ir=100 A...250 A short-circuit protection Ii=1.5...10 x In nut keeper kit undervoltage release (UVR) 24 V DC | 32300 | 1 | ZN | 1
3VA2225-5HL32-0KC0 |  | circuit breaker 3VA2 IEC Frame 250 breaking capacity class M Icu=55 kA @ 415 V 3-pole, line protection ETU320, LI, In=250 A overload protection Ir=100 A...250 A short-circuit protection Ii=1.5...10 x In nut keeper kit shunt trip (STL) 220-250 V DC, 208-277 V AC 2 auxiliary switches HQ | 32900 | 1 | ZN | 1
3VA2225-5HL42-0AA0 |  | circuit breaker 3VA2 IEC Frame 250 breaking capacity class M Icu=55 kA @ 415 V 4-pole, line protection ETU320, LI, In=250 A overload protection Ir=100 A...250 A short-circuit protection Ii=1.5...10 x In neutral conductor protection adjustable (OFF, 50%, 100%) nut keeper kit | 38200 | 1 | ZN | 1
3VA2225-5HL42-0BC0 |  | circuit breaker 3VA2 IEC Frame 250 breaking capacity class M Icu=55 kA @ 415 V 4-pole, line protection ETU320, LI, In=250 A overload protection Ir=100 A...250 A short-circuit protection Ii=1.5...10 x In neutral conductor protection adjustable (OFF, 50%, 100%) nut keeper kit undervoltage release (UVR) 24 V DC 2 auxiliary switches HQ | 43100 | 1 | ZN | 1
3VA2225-5HM32-0AA0 |  | circuit breaker 3VA2 IEC Frame 250 breaking capacity class M Icu=55 kA @ 415 V 3-pole, line protection ETU330, LIG, In=250 A overload protection Ir=100 A...250 A short-circuit protection Ii=1.5...10 x In ground-fault protection Ig=0.2...1 x In, tg=0.1/0.3s nut keeper kit | 36700 | 1 | ZN | 1
3VA2225-5HM42-0AA0 |  | circuit breaker 3VA2 IEC Frame 250 breaking capacity class M Icu=55 kA @ 415 V 4-pole, line protection ETU330, LIG, In=250 A overload protection Ir=100 A...250 A short-circuit protection Ii=1.5...10 x In neutral conductor protection adjustable (OFF, 50%, 100%) ground-fault protection Ig=0.2...1 x In= tg=0.1/0.3s nut keeper kit | 45500 | 1 | ZN | 1
3VA2225-5HN32-0AA0 |  | circuit breaker 3VA2 IEC Frame 250 breaking capacity class M Icu=55 kA @ 415 V 3-pole, line protection ETU350, LSI, In=250 A overload protection Ir=100 A...250 A short-circuit protection Isd=1.5...10 x Ir, Ii=10 x In nut keeper kit | 31000 | 1 | ZN | 1
3VA2225-5HN32-0AB0 |  | circuit breaker 3VA2 IEC Frame 250 breaking capacity class M Icu=55 kA @ 415 V 3-pole, line protection ETU350, LSI, In=250 A overload protection Ir=100 A...250 A short-circuit protection Isd=1.5...10 x Ir, Ii=10 x In nut keeper kit 2 auxiliary switches HP | 32900 | 1 | ZN | 1
3VA2225-5HN32-0AD0 |  | circuit breaker 3VA2 IEC Frame 250 breaking capacity class M Icu=55 kA @ 415 V 3-pole, line protection ETU350, LSI, In=250 A overload protection Ir=100 A...250 A short-circuit protection Isd=1.5...10 x Ir, Ii=10 x In nut keeper kit 3 auxiliary switches HQ | 32900 | 1 | ZN | 1
3VA2225-5HN32-0AG0 |  | circuit breaker 3VA2 IEC Frame 250 breaking capacity class M Icu=55 kA @ 415 V 3-pole, line protection ETU350, LSI, In=250 A overload protection Ir=100 A...250 A short-circuit protection Isd=1.5...10 x Ir, Ii=10 x In nut keeper kit 1 auxiliary switch HP 1 trip alarm switch HP | 32900 | 1 | ZN | 1
3VA2225-5HN32-0AJ0 |  | circuit breaker 3VA2 IEC Frame 250 breaking capacity class M Icu=55 kA @ 415 V 3-pole, line protection ETU350, LSI, In=250 A overload protection Ir=100 A...250 A short-circuit protection Isd=1.5...10 x Ir, Ii=10 x In nut keeper kit 2 auxiliary switches HP 1 trip alarm switch HP | 33600 | 1 | ZN | 1
3VA2225-5HN32-0DA0 |  | circuit breaker 3VA2 IEC Frame 250 breaking capacity class M Icu=55 kA @ 415 V 3-pole, line protection ETU350, LSI, In=250 A overload protection Ir=100 A...250 A short-circuit protection Isd=1.5...10 x Ir, Ii=10 x In nut keeper kit undervoltage release (UVR) 208-230 V AC 50/60 Hz | 33600 | 1 | ZN | 1
3VA2225-5HN32-0HA0 |  | circuit breaker 3VA2 IEC Frame 250 breaking capacity class M Icu=55 kA @ 415 V 3-pole, line protection ETU350, LSI, In=250 A overload protection Ir=100 A...250 A short-circuit protection Isd=1.5...10 x Ir, Ii=10 x In nut keeper kit shunt trip (STL) 12-30 V DC, 24 V AC 50/60 Hz | 33100 | 1 | ZN | 1
3VA2225-5HN42-0AA0 |  | circuit breaker 3VA2 IEC Frame 250 breaking capacity class M Icu=55 kA @ 415 V 4-pole, line protection ETU350, LSI, In=250 A overload protection Ir=100 A...250 A short-circuit protection Isd=1.5...10 x Ir, Ii=10 x In neutral conductor protection adjustable (OFF, 50%, 100%) nut keeper kit | 39900 | 1 | ZN | 1
3VA2225-5HN42-0AB0 |  | circuit breaker 3VA2 IEC Frame 250 breaking capacity class M Icu=55 kA @ 415 V 4-pole, line protection ETU350, LSI, In=250 A overload protection Ir=100 A...250 A short-circuit protection Isd=1.5...10 x Ir, Ii=10 x In neutral conductor protection adjustable (OFF, 50%, 100%) nut keeper kit 2 auxiliary switches HP | 42000 | 1 | ZN | 1
3VA2225-5HN42-0AF0 |  | circuit breaker 3VA2 IEC Frame 250 breaking capacity class M Icu=55 kA @ 415 V 4-pole, line protection ETU350, LSI, In=250 A overload protection Ir=100 A...250 A short-circuit protection Isd=1.5...10 x Ir, Ii=10 x In neutral conductor protection adjustable (OFF, 50%, 100%) nut keeper kit 1 auxiliary switch HQ 1 trip alarm switch HQ | 41400 | 1 | ZN | 1
3VA2225-5HN42-0AG0 |  | circuit breaker 3VA2 IEC Frame 250 breaking capacity class M Icu=55 kA @ 415 V 4-pole, line protection ETU350, LSI, In=250 A overload protection Ir=100 A...250 A short-circuit protection Isd=1.5...10 x Ir, Ii=10 x In neutral conductor protection adjustable (OFF, 50%, 100%) nut keeper kit 1 auxiliary switch HP 1 trip alarm switch HP | 42000 | 1 | ZN | 1
3VA2225-5JP32-0AA0 |  | circuit breaker 3VA2 IEC Frame 250 breaking capacity class M Icu=55 kA @ 415 V 3-pole, line protection ETU550, LSI, In=250 A overload protection Ir=100 A...250 A short-circuit protection Isd=0.6..10x In, Ii=1.5..10x In neutral conductor protection optionally with external current transformer, up to 160% nut keeper kit | 42900 | 1 | ZN | 1
3VA2225-5JP42-0AA0 |  | circuit breaker 3VA2 IEC Frame 250 breaking capacity class M Icu=55 kA @ 415 V 4-pole, line protection ETU550, LSI, In=250 A overload protection Ir=100 A...250 A short-circuit protection Isd=0.6..10x In, Ii=1.5..10x In neutral conductor protection adjustable (OFF, up to 100%) nut keeper kit | 52500 | 1 | ZN | 1
3VA2225-5JQ32-0AA0 |  | circuit breaker 3VA2 IEC Frame 250 breaking capacity class M Icu=55 kA @ 415 V 3-pole, line protection ETU560, LSIG, In=250 A overload protection Ir=100 A...250 A short-circuit protection Isd=0.6..10x In, Ii=1.5..10x In neutral conductor protection optionally with external current transformer, up to 160% ground-fault protection, can be switched off Ig=0.2...1 x In, tg=0.05-0.8s nut keeper kit | 49700 | 1 | ZN | 1
3VA2225-5JQ42-0AA0 |  | circuit breaker 3VA2 IEC Frame 250 breaking capacity class M Icu=55 kA @ 415 V 4-pole, line protection ETU560, LSIG, In=250 A overload protection Ir=100 A...250 A short-circuit protection Isd=0.6..10x In, Ii=1.5..10x In neutral conductor protection adjustable (OFF, up to 100%) ground-fault protection, can be switched off Ig=0.2...1 x In= tg=0.05-0.8s nut keeper kit | 59200 | 1 | ZN | 1
3VA2225-5KP32-0AA0 |  | circuit breaker 3VA2 IEC Frame 250 breaking capacity class M Icu=55 kA @ 415 V 3-pole, line protection ETU850, LSI, In=250 A overload protection Ir=100 A...250 A short-circuit protection Isd=0.6..10x In, Ii=1.5..10x In neutral conductor protection optionally with external current transformer, up to 160% nut keeper kit | 48600 | 1 | ZN | 1
3VA2225-5KP32-0AB0 |  | circuit breaker 3VA2 IEC Frame 250 breaking capacity class M Icu=55 kA @ 415 V 3-pole, line protection ETU850, LSI, In=250 A overload protection Ir=100 A...250 A short-circuit protection Isd=0.6..10x In, Ii=1.5..10x In neutral conductor protection optionally with external current transformer nut keeper kit 2 auxiliary switches HP | 51200 | 1 | ZN | 1
3VA2225-5KP32-0AH0 |  | circuit breaker 3VA2 IEC Frame 250 breaking capacity class M Icu=55 kA @ 415 V 3-pole, line protection ETU850, LSI, In=250 A overload protection Ir=100 A...250 A short-circuit protection Isd=0.6..10x In, Ii=1.5..10x In neutral conductor protection optionally with external current transformer nut keeper kit 2 auxiliary switches HQ 1 trip alarm switch HQ | 51200 | 1 | ZN | 1
3VA2225-5KP32-0CA0 |  | circuit breaker 3VA2 IEC Frame 250 breaking capacity class M Icu=55 kA @ 415 V 3-pole, line protection ETU850, LSI, In=250 A overload protection Ir=100 A...250 A short-circuit protection Isd=0.6..10x In, Ii=1.5..10x In neutral conductor protection optionally with external current transformer nut keeper kit undervoltage release (UVR) 120-127 V AC 50/60 Hz | 52700 | 1 | ZN | 1
3VA2225-5KP42-0AA0 |  | circuit breaker 3VA2 IEC Frame 250 breaking capacity class M Icu=55 kA @ 415 V 4-pole, line protection ETU850, LSI, In=250 A overload protection Ir=100 A...250 A short-circuit protection Isd=0.6..10x In, Ii=1.5..10x In neutral conductor protection adjustable (OFF, up to 100%) nut keeper kit | 57800 | 1 | ZN | 1
3VA2225-5KQ32-0AA0 |  | circuit breaker 3VA2 IEC Frame 250 breaking capacity class M Icu=55 kA @ 415 V 3-pole, line protection ETU860, LSIG, In=250 A overload protection Ir=100 A...250 A short-circuit protection Isd=0.6..10x In, Ii=1.5..10x In neutral conductor protection optionally with external current transformer, up to 160% ground-fault protection, can be switched off Ig=0.2...1 x In, tg=0.05-0.8s nut keeper kit | 53300 | 1 | ZN | 1
3VA2225-5KQ42-0AA0 |  | circuit breaker 3VA2 IEC Frame 250 breaking capacity class M Icu=55 kA @ 415 V 4-pole, line protection ETU860, LSIG, In=250 A overload protection Ir=100 A...250 A short-circuit protection Isd=0.6..10x In, Ii=1.5..10x In neutral conductor protection adjustable (OFF, up to 100%) ground-fault protection, can be switched off Ig=0.2...1 x In= tg=0.05-0.8s nut keeper kit | 61600 | 1 | ZN | 1
3VA2225-6HL32-0AA0 |  | circuit breaker 3VA2 IEC Frame 250 breaking capacity class H Icu=85 kA @ 415 V 3-pole, line protection ETU320, LI, In=250 A overload protection Ir=100 A...250 A short-circuit protection Ii=1.5...10 x In nut keeper kit | 32900 | 1 | ZN | 1
3VA2225-6HL42-0AA0 |  | circuit breaker 3VA2 IEC Frame 250 breaking capacity class H Icu=85 kA @ 415 V 4-pole, line protection ETU320, LI, In=250 A overload protection Ir=100 A...250 A short-circuit protection Ii=1.5...10 x In neutral conductor protection adjustable (OFF, 50%, 100%) nut keeper kit | 43300 | 1 | ZN | 1
3VA2225-6HM32-0AA0 |  | circuit breaker 3VA2 IEC Frame 250 breaking capacity class H Icu=85 kA @ 415 V 3-pole, line protection ETU330, LIG, In=250 A overload protection Ir=100 A...250 A short-circuit protection Ii=1.5...10 x In ground-fault protection Ig=0.2...1 x In, tg=0.1/0.3s nut keeper kit | 40300 | 1 | ZN | 1
3VA2225-6HM42-0AA0 |  | circuit breaker 3VA2 IEC Frame 250 breaking capacity class H Icu=85 kA @ 415 V 4-pole, line protection ETU330, LIG, In=250 A overload protection Ir=100 A...250 A short-circuit protection Ii=1.5...10 x In neutral conductor protection adjustable (OFF, 50%, 100%) ground-fault protection Ig=0.2...1 x In= tg=0.1/0.3s nut keeper kit | 50100 | 1 | ZN | 1
3VA2225-6HN32-0AA0 |  | circuit breaker 3VA2 IEC Frame 250 breaking capacity class H Icu=85 kA @ 415 V 3-pole, line protection ETU350, LSI, In=250 A overload protection Ir=100 A...250 A short-circuit protection Isd=1.5...10 x Ir, Ii=10 x In nut keeper kit | 34400 | 1 | ZN | 1
3VA2225-6HN32-0AE0 |  | circuit breaker 3VA2 IEC Frame 250 breaking capacity class H Icu=85 kA @ 415 V 3-pole, line protection ETU350, LSI, In=250 A overload protection Ir=100 A...250 A short-circuit protection Isd=1.5...10 x Ir, Ii=10 x In nut keeper kit 4 auxiliary switches HQ | 37200 | 1 | ZN | 1
3VA2225-6HN32-0DH0 |  | circuit breaker 3VA2 IEC Frame 250 breaking capacity class H Icu=85 kA @ 415 V 3-pole, line protection ETU350, LSI, In=250 A overload protection Ir=100 A...250 A short-circuit protection Isd=1.5...10 x Ir, Ii=10 x In nut keeper kit undervoltage release (UVR) 208-230 V AC 50/60 Hz 2 auxiliary switches HQ 1 trip alarm switch HQ | 39900 | 1 | ZN | 1
3VA2225-6HN32-0KA0 |  | circuit breaker 3VA2 IEC Frame 250 breaking capacity class H Icu=85 kA @ 415 V 3-pole, line protection ETU350, LSI, In=250 A overload protection Ir=100 A...250 A short-circuit protection Isd=1.5...10 x Ir, Ii=10 x In nut keeper kit shunt trip (STL) 220-250 V DC, 208-277 V AC | 37000 | 1 | ZN | 1
3VA2225-6HN42-0AA0 |  | circuit breaker 3VA2 IEC Frame 250 breaking capacity class H Icu=85 kA @ 415 V 4-pole, line protection ETU350, LSI, In=250 A overload protection Ir=100 A...250 A short-circuit protection Isd=1.5...10 x Ir, Ii=10 x In neutral conductor protection adjustable (OFF, 50%, 100%) nut keeper kit | 45200 | 1 | ZN | 1
3VA2225-6JP32-0AA0 |  | circuit breaker 3VA2 IEC Frame 250 breaking capacity class H Icu=85 kA @ 415 V 3-pole, line protection ETU550, LSI, In=250 A overload protection Ir=100 A...250 A short-circuit protection Isd=0.6..10x In, Ii=1.5..10x In neutral conductor protection optionally with external current transformer, up to 160% nut keeper kit | 46700 | 1 | ZN | 1
3VA2225-6JP42-0AA0 |  | circuit breaker 3VA2 IEC Frame 250 breaking capacity class H Icu=85 kA @ 415 V 4-pole, line protection ETU550, LSI, In=250 A overload protection Ir=100 A...250 A short-circuit protection Isd=0.6..10x In, Ii=1.5..10x In neutral conductor protection adjustable (OFF, up to 100%) nut keeper kit | 57300 | 1 | ZN | 1
3VA2225-6JQ32-0AA0 |  | circuit breaker 3VA2 IEC Frame 250 breaking capacity class H Icu=85 kA @ 415 V 3-pole, line protection ETU560, LSIG, In=250 A overload protection Ir=100 A...250 A short-circuit protection Isd=0.6..10x In, Ii=1.5..10x In neutral conductor protection optionally with external current transformer, up to 160% ground-fault protection, can be switched off Ig=0.2...1 x In, tg=0.05-0.8s nut keeper kit | 53900 | 1 | ZN | 1
3VA2225-6JQ42-0AA0 |  | circuit breaker 3VA2 IEC Frame 250 breaking capacity class H Icu=85 kA @ 415 V 4-pole, line protection ETU560, LSIG, In=250 A overload protection Ir=100 A...250 A short-circuit protection Isd=0.6..10x In, Ii=1.5..10x In neutral conductor protection adjustable (OFF, up to 100%) ground-fault protection, can be switched off Ig=0.2...1 x In= tg=0.05-0.8s nut keeper kit | 64100 | 1 | ZN | 1
3VA2225-6KP32-0AA0 |  | circuit breaker 3VA2 IEC Frame 250 breaking capacity class H Icu=85 kA @ 415 V 3-pole, line protection ETU850, LSI, In=250 A overload protection Ir=100 A...250 A short-circuit protection Isd=0.6..10x In, Ii=1.5..10x In neutral conductor protection optionally with external current transformer, up to 160% nut keeper kit | 53100 | 1 | ZN | 1
3VA2225-6KP42-0AA0 |  | circuit breaker 3VA2 IEC Frame 250 breaking capacity class H Icu=85 kA @ 415 V 4-pole, line protection ETU850, LSI, In=250 A overload protection Ir=100 A...250 A short-circuit protection Isd=0.6..10x In, Ii=1.5..10x In neutral conductor protection adjustable (OFF, up to 100%) nut keeper kit | 63300 | 1 | ZN | 1
3VA2225-6KQ32-0AA0 |  | circuit breaker 3VA2 IEC Frame 250 breaking capacity class H Icu=85 kA @ 415 V 3-pole, line protection ETU860, LSIG, In=250 A overload protection Ir=100 A...250 A short-circuit protection Isd=0.6..10x In, Ii=1.5..10x In neutral conductor protection optionally with external current transformer, up to 160% ground-fault protection, can be switched off Ig=0.2...1 x In, tg=0.05-0.8s nut keeper kit | 56700 | 1 | ZN | 1
3VA2225-6KQ42-0AA0 |  | circuit breaker 3VA2 IEC Frame 250 breaking capacity class H Icu=85 kA @ 415 V 4-pole, line protection ETU860, LSIG, In=250 A overload protection Ir=100 A...250 A short-circuit protection Isd=0.6..10x In, Ii=1.5..10x In neutral conductor protection adjustable (OFF, up to 100%) ground-fault protection, can be switched off Ig=0.2...1 x In= tg=0.05-0.8s nut keeper kit | 67300 | 1 | ZN | 1
3VA2225-7HL32-0AA0 |  | circuit breaker 3VA2 IEC Frame 250 breaking capacity class C Icu=110 kA @ 415 V 3-pole, line protection ETU320, LI, In=250 A overload protection Ir=100 A...250 A short-circuit protection Ii=1.5...10 x In nut keeper kit | 35900 | 1 | ZN | 1
3VA2225-7HL32-0JA0 |  | circuit breaker 3VA2 IEC Frame 250 breaking capacity class C Icu=110 kA @ 415 V 3-pole, line protection ETU320, LI, In=250 A overload protection Ir=100 A...250 A short-circuit protection Ii=1.5...10 x In nut keeper kit shunt trip (STL) 110-127 V DC, AC 50/60 Hz | 37800 | 1 | ZN | 1
3VA2225-7HL32-0KL0 |  | circuit breaker 3VA2 IEC Frame 250 breaking capacity class C Icu=110 kA @ 415 V 3-pole, line protection ETU320, LI, In=250 A overload protection Ir=100 A...250 A short-circuit protection Ii=1.5...10 x In nut keeper kit shunt trip (STL) 220-250 V DC, 208-277 V AC 2 auxiliary switches HQ 1 trip alarm switch HQ 1 electrical alarm switch | 41200 | 1 | ZN | 1
3VA2225-7HL42-0AA0 |  | circuit breaker 3VA2 IEC Frame 250 breaking capacity class C Icu=110 kA @ 415 V 4-pole, line protection ETU320, LI, In=250 A overload protection Ir=100 A...250 A short-circuit protection Ii=1.5...10 x In neutral conductor protection adjustable (OFF, 50%, 100%) nut keeper kit | 46900 | 1 | ZN | 1
3VA2225-7HM32-0AA0 |  | circuit breaker 3VA2 IEC Frame 250 breaking capacity class C Icu=110 kA @ 415 V 3-pole, line protection ETU330, LIG, In=250 A overload protection Ir=100 A...250 A short-circuit protection Ii=1.5...10 x In ground-fault protection Ig=0.2...1 x In, tg=0.1/0.3s nut keeper kit | 42900 | 1 | ZN | 1
3VA2225-7HM42-0AA0 |  | circuit breaker 3VA2 IEC Frame 250 breaking capacity class C Icu=110 kA @ 415 V 4-pole, line protection ETU330, LIG, In=250 A overload protection Ir=100 A...250 A short-circuit protection Ii=1.5...10 x In neutral conductor protection adjustable (OFF, 50%, 100%) ground-fault protection Ig=0.2...1 x In= tg=0.1/0.3s nut keeper kit | 54100 | 1 | ZN | 1
3VA2225-7HN32-0AA0 |  | circuit breaker 3VA2 IEC Frame 250 breaking capacity class C Icu=110 kA @ 415 V 3-pole, line protection ETU350, LSI, In=250 A overload protection Ir=100 A...250 A short-circuit protection Isd=1.5...10 x Ir, Ii=10 x In nut keeper kit | 37600 | 1 | ZN | 1
3VA2225-7HN32-0CA0 |  | circuit breaker 3VA2 IEC Frame 250 breaking capacity class C Icu=110 kA @ 415 V 3-pole, line protection ETU350, LSI, In=250 A overload protection Ir=100 A...250 A short-circuit protection Isd=1.5...10 x Ir, Ii=10 x In nut keeper kit undervoltage release (UVR) 120-127 V AC 50/60 Hz | 40800 | 1 | ZN | 1
3VA2225-7HN42-0AA0 |  | circuit breaker 3VA2 IEC Frame 250 breaking capacity class C Icu=110 kA @ 415 V 4-pole, line protection ETU350, LSI, In=250 A overload protection Ir=100 A...250 A short-circuit protection Isd=1.5...10 x Ir, Ii=10 x In neutral conductor protection adjustable (OFF, 50%, 100%) nut keeper kit | 48400 | 1 | ZN | 1
3VA2225-7JP32-0AA0 |  | circuit breaker 3VA2 IEC Frame 250 breaking capacity class C Icu=110 kA @ 415 V 3-pole, line protection ETU550, LSI, In=250 A overload protection Ir=100 A...250 A short-circuit protection Isd=0.6..10x In, Ii=1.5..10x In neutral conductor protection optionally with external current transformer, up to 160% nut keeper kit | 49100 | 1 | ZN | 1
3VA2225-7JP42-0AA0 |  | circuit breaker 3VA2 IEC Frame 250 breaking capacity class C Icu=110 kA @ 415 V 4-pole, line protection ETU550, LSI, In=250 A overload protection Ir=100 A...250 A short-circuit protection Isd=0.6..10x In, Ii=1.5..10x In neutral conductor protection adjustable (OFF, up to 100%) nut keeper kit | 60700 | 1 | ZN | 1
3VA2225-7JQ32-0AA0 |  | circuit breaker 3VA2 IEC Frame 250 breaking capacity class C Icu=110 kA @ 415 V 3-pole, line protection ETU560, LSIG, In=250 A overload protection Ir=100 A...250 A short-circuit protection Isd=0.6..10x In, Ii=1.5..10x In neutral conductor protection optionally with external current transformer, up to 160% ground-fault protection, can be switched off Ig=0.2...1 x In, tg=0.05-0.8s nut keeper kit | 56300 | 1 | ZN | 1
3VA2225-7JQ42-0AA0 |  | circuit breaker 3VA2 IEC Frame 250 breaking capacity class C Icu=110 kA @ 415 V 4-pole, line protection ETU560, LSIG, In=250 A overload protection Ir=100 A...250 A short-circuit protection Isd=0.6..10x In, Ii=1.5..10x In neutral conductor protection adjustable (OFF, up to 100%) ground-fault protection, can be switched off Ig=0.2...1 x In= tg=0.05-0.8s nut keeper kit | 68200 | 1 | ZN | 1
3VA2225-7KP32-0AA0 |  | circuit breaker 3VA2 IEC Frame 250 breaking capacity class C Icu=110 kA @ 415 V 3-pole, line protection ETU850, LSI, In=250 A overload protection Ir=100 A...250 A short-circuit protection Isd=0.6..10x In, Ii=1.5..10x In neutral conductor protection optionally with external current transformer, up to 160% nut keeper kit | 55200 | 1 | ZN | 1
3VA2225-7KP32-0CH0 |  | circuit breaker 3VA2 IEC Frame 250 breaking capacity class C Icu=110 kA @ 415 V 3-pole, line protection ETU850, LSI, In=250 A overload protection Ir=100 A...250 A short-circuit protection Isd=0.6..10x In, Ii=1.5..10x In neutral conductor protection optionally with external current transformer nut keeper kit undervoltage release (UVR) 120-127 V AC 50/60 Hz 2 auxiliary switches HQ 1 trip alarm switch HQ | 60700 | 1 | ZN | 1
3VA2225-7KP42-0AA0 |  | circuit breaker 3VA2 IEC Frame 250 breaking capacity class C Icu=110 kA @ 415 V 4-pole, line protection ETU850, LSI, In=250 A overload protection Ir=100 A...250 A short-circuit protection Isd=0.6..10x In, Ii=1.5..10x In neutral conductor protection adjustable (OFF, up to 100%) nut keeper kit | 66500 | 1 | ZN | 1
3VA2225-7KQ32-0AA0 |  | circuit breaker 3VA2 IEC Frame 250 breaking capacity class C Icu=110 kA @ 415 V 3-pole, line protection ETU860, LSIG, In=250 A overload protection Ir=100 A...250 A short-circuit protection Isd=0.6..10x In, Ii=1.5..10x In neutral conductor protection optionally with external current transformer, up to 160% ground-fault protection, can be switched off Ig=0.2...1 x In, tg=0.05-0.8s nut keeper kit | 59700 | 1 | ZN | 1
3VA2225-7KQ42-0AA0 |  | circuit breaker 3VA2 IEC Frame 250 breaking capacity class C Icu=110 kA @ 415 V 4-pole, line protection ETU860, LSIG, In=250 A overload protection Ir=100 A...250 A short-circuit protection Isd=0.6..10x In, Ii=1.5..10x In neutral conductor protection adjustable (OFF, up to 100%) ground-fault protection, can be switched off Ig=0.2...1 x In= tg=0.05-0.8s nut keeper kit | 70700 | 1 | ZN | 1
3VA2225-8HL32-0AA0 |  | circuit breaker 3VA2 IEC Frame 250 breaking capacity class L Icu=150 kA @ 415 V 3-pole, line protection ETU320, LI, In=250 A overload protection Ir=100 A...250 A short-circuit protection Ii=1.5...10 x In nut keeper kit | 40800 | 1 | ZN | 1
3VA2225-8HL42-0AA0 |  | circuit breaker 3VA2 IEC Frame 250 breaking capacity class L Icu=150 kA @ 415 V 4-pole, line protection ETU320, LI, In=250 A overload protection Ir=100 A...250 A short-circuit protection Ii=1.5...10 x In neutral conductor protection adjustable (OFF, 50%, 100%) nut keeper kit | 53900 | 1 | ZN | 1
3VA2225-8HM32-0AA0 |  | circuit breaker 3VA2 IEC Frame 250 breaking capacity class L Icu=150 kA @ 415 V 3-pole, line protection ETU330, LIG, In=250 A overload protection Ir=100 A...250 A short-circuit protection Ii=1.5...10 x In ground-fault protection Ig=0.2...1 x In, tg=0.1/0.3s nut keeper kit | 47800 | 1 | ZN | 1
3VA2225-8HM42-0AA0 |  | circuit breaker 3VA2 IEC Frame 250 breaking capacity class L Icu=150 kA @ 415 V 4-pole, line protection ETU330, LIG, In=250 A overload protection Ir=100 A...250 A short-circuit protection Ii=1.5...10 x In neutral conductor protection adjustable (OFF, 50%, 100%) ground-fault protection Ig=0.2...1 x In= tg=0.1/0.3s nut keeper kit | 61000 | 1 | ZN | 1
3VA2225-8HN32-0AA0 |  | circuit breaker 3VA2 IEC Frame 250 breaking capacity class L Icu=150 kA @ 415 V 3-pole, line protection ETU350, LSI, In=250 A overload protection Ir=100 A...250 A short-circuit protection Isd=1.5...10 x Ir, Ii=10 x In nut keeper kit | 42700 | 1 | ZN | 1
3VA2225-8HN42-0AA0 |  | circuit breaker 3VA2 IEC Frame 250 breaking capacity class L Icu=150 kA @ 415 V 4-pole, line protection ETU350, LSI, In=250 A overload protection Ir=100 A...250 A short-circuit protection Isd=1.5...10 x Ir, Ii=10 x In neutral conductor protection adjustable (OFF, 50%, 100%) nut keeper kit | 55200 | 1 | ZN | 1
3VA2225-8JP32-0AA0 |  | circuit breaker 3VA2 IEC Frame 250 breaking capacity class L Icu=150 kA @ 415 V 3-pole, line protection ETU550, LSI, In=250 A overload protection Ir=100 A...250 A short-circuit protection Isd=0.6..10x In, Ii=1.5..10x In neutral conductor protection optionally with external current transformer, up to 160% nut keeper kit | 54200 | 1 | ZN | 1
3VA2225-8JP42-0AA0 |  | circuit breaker 3VA2 IEC Frame 250 breaking capacity class L Icu=150 kA @ 415 V 4-pole, line protection ETU550, LSI, In=250 A overload protection Ir=100 A...250 A short-circuit protection Isd=0.6..10x In, Ii=1.5..10x In neutral conductor protection adjustable (OFF, up to 100%) nut keeper kit | 68200 | 1 | ZN | 1
3VA2225-8JQ32-0AA0 |  | circuit breaker 3VA2 IEC Frame 250 breaking capacity class L Icu=150 kA @ 415 V 3-pole, line protection ETU560, LSIG, In=250 A overload protection Ir=100 A...250 A short-circuit protection Isd=0.6..10x In, Ii=1.5..10x In neutral conductor protection optionally with external current transformer, up to 160% ground-fault protection, can be switched off Ig=0.2...1 x In, tg=0.05-0.8s nut keeper kit | 61400 | 1 | ZN | 1
3VA2225-8JQ42-0AA0 |  | circuit breaker 3VA2 IEC Frame 250 breaking capacity class L Icu=150 kA @ 415 V 4-pole, line protection ETU560, LSIG, In=250 A overload protection Ir=100 A...250 A short-circuit protection Isd=0.6..10x In, Ii=1.5..10x In neutral conductor protection adjustable (OFF, up to 100%) ground-fault protection, can be switched off Ig=0.2...1 x In= tg=0.05-0.8s nut keeper kit | 74800 | 1 | ZN | 1
3VA2225-8KP32-0AA0 |  | circuit breaker 3VA2 IEC Frame 250 breaking capacity class L Icu=150 kA @ 415 V 3-pole, line protection ETU850, LSI, In=250 A overload protection Ir=100 A...250 A short-circuit protection Isd=0.6..10x In, Ii=1.5..10x In neutral conductor protection optionally with external current transformer, up to 160% nut keeper kit | 60700 | 1 | ZN | 1
3VA2225-8KP42-0AA0 |  | circuit breaker 3VA2 IEC Frame 250 breaking capacity class L Icu=150 kA @ 415 V 4-pole, line protection ETU850, LSI, In=250 A overload protection Ir=100 A...250 A short-circuit protection Isd=0.6..10x In, Ii=1.5..10x In neutral conductor protection adjustable (OFF, up to 100%) nut keeper kit | 74100 | 1 | ZN | 1
3VA2225-8KQ32-0AA0 |  | circuit breaker 3VA2 IEC Frame 250 breaking capacity class L Icu=150 kA @ 415 V 3-pole, line protection ETU860, LSIG, In=250 A overload protection Ir=100 A...250 A short-circuit protection Isd=0.6..10x In, Ii=1.5..10x In neutral conductor protection optionally with external current transformer, up to 160% ground-fault protection, can be switched off Ig=0.2...1 x In, tg=0.05-0.8s nut keeper kit | 64300 | 1 | ZN | 1
3VA2225-8KQ42-0AA0 |  | circuit breaker 3VA2 IEC Frame 250 breaking capacity class L Icu=150 kA @ 415 V 4-pole, line protection ETU860, LSIG, In=250 A overload protection Ir=100 A...250 A short-circuit protection Isd=0.6..10x In, Ii=1.5..10x In neutral conductor protection adjustable (OFF, up to 100%) ground-fault protection, can be switched off Ig=0.2...1 x In= tg=0.05-0.8s nut keeper kit | 77900 | 1 | ZN | 1
3VA2325-0HL32-0AA0 |  | circuit breaker 3VA2 IEC Frame 400 breaking capacity class E Icu=200 kA @ 415 V 3-pole, line protection ETU320, LI, In=250 A overload protection Ir=100 A ... 250 A short-circuit protection Ii=1.5...12 x In nut keeper kit | 57300 | 1 | ZN | 1
3VA2325-0HL42-0AA0 |  | circuit breaker 3VA2 IEC Frame 400 breaking capacity class E Icu=200 kA @ 415 V 4-pole, line protection ETU320, LI, In=250 A overload protection Ir=100 A ... 250 A short-circuit protection Ii=1.5...12 x In neutral conductor protection adjustable (OFF, 50%, 100%) nut keeper kit | 77900 | 1 | ZN | 1
3VA2325-0HM32-0AA0 |  | circuit breaker 3VA2 IEC Frame 400 breaking capacity class E Icu=200 kA @ 415 V 3-pole, line protection ETU330, LIG, In=250 A overload protection Ir=100 A ... 250 A short-circuit protection Ii=1.5...12 x In ground-fault protection Ig=0.2... 1 x In, tg=0.1/0.3s nut keeper kit | 64300 | 1 | ZN | 1
3VA2325-0HM42-0AA0 |  | circuit breaker 3VA2 IEC Frame 400 breaking capacity class E Icu=200 kA @ 415 V 4-pole, line protection ETU330, LIG, In=250 A overload protection Ir=100 A ... 250 A short-circuit protection Ii=1.5...12 x In neutral conductor protection adjustable (OFF, 50%, 100%) ground-fault protection Ig=0.2... 1 x In, tg=0.1/0.3s nut keeper kit | 84900 | 1 | ZN | 1
3VA2325-0HN32-0AA0 |  | circuit breaker 3VA2 IEC Frame 400 breaking capacity class E Icu=200 kA @ 415 V 3-pole, line protection ETU350, LSI, In=250 A overload protection Ir=100 A ... 250 A short-circuit protection Isd=1.5...10xIr, Ii=12xIn nut keeper kit | 60700 | 1 | ZN | 1
3VA2325-0HN42-0AA0 |  | circuit breaker 3VA2 IEC Frame 400 breaking capacity class E Icu=200 kA @ 415 V 4-pole, line protection ETU350, LSI, In=250 A overload protection Ir=100 A ... 250 A short-circuit protection Isd=1.5...10xIr, Ii=12xIn neutral conductor protection adjustable (OFF, 50%, 100%) nut keeper kit | 80500 | 1 | ZN | 1
3VA2325-0KP32-0AA0 |  | circuit breaker 3VA2 IEC Frame 400 breaking capacity class E Icu=200 kA @ 415 V 3-pole, line protection ETU850, LSI, In=250 A overload protection Ir=100 A ... 250 A short-circuit protection Isd=0.6...10xIn, Ii=1.5...12xIn nut keeper kit | 78200 | 1 | ZN | 1
3VA2325-0KP42-0AA0 |  | circuit breaker 3VA2 IEC Frame 400 breaking capacity class E Icu=200 kA @ 415 V 4-pole, line protection ETU850, LSI, In=250 A overload protection Ir=100 A ... 250 A short-circuit protection Isd=0.6...10xIn, Ii=1.5...12xIn neutral conductor protection adjustable (OFF, up to 100%) nut keeper kit | 98500 | 1 | ZN | 1
3VA2325-0KQ32-0AA0 |  | circuit breaker 3VA2 IEC Frame 400 breaking capacity class E Icu=200 kA @ 415 V 3-pole, line protection ETU860, LSIG, In=250 A overload protection Ir=100 A ... 250 A short-circuit protection Isd=0.6...10xIn, Ii=1.5...12xIn nut keeper kit | 82400 | 1 | ZN | 1
3VA2325-0KQ42-0AA0 |  | circuit breaker 3VA2 IEC Frame 400 breaking capacity class E Icu=200 kA @ 415 V 4-pole, line protection ETU860, LSIG, In=250 A overload protection Ir=100 A ... 250 A short-circuit protection Isd=0.6...10xIn, Ii=1.5...12xIn neutral conductor protection adjustable (OFF, up to 100%) nut keeper kit | 103000 | 1 | ZN | 1
3VA2325-0MN32-0AA0 |  | circuit breaker 3VA2 IEC Frame 400 breaking capacity class E Icu=200 kA @ 415 V 3-pole, motor protection ETU350M, LSI, In=250 A overload protection Ir=100 A ... 250 A short-circuit protection Isd=3...15xIr, Ii=15xIn nut keeper kit | 55600 | 1 | ZN | 1
3VA2325-0MQ32-0AA0 |  | circuit breaker 3VA2 IEC Frame 400 breaking capacity class E Icu=200 kA @ 415 V 3-pole, motor protection ETU860M, LSIG, In=250 A overload protection Ir=100 A ... 250 A short-circuit protection Isd=1.2...15xIn, Ii=3...15xIn nut keeper kit | 69900 | 1 | ZN | 1
3VA2325-0MS32-0AA0 |  | circuit breaker 3VA2 IEC Frame 400 breaking capacity class E Icu=200 kA @ 415 V 3-pole, motor starter protection ETU310M, I, In=250 A short-circuit protection Ii=3...15 x In nut keeper kit | 46700 | 1 | ZN | 1
3VA2325-5HK32-0AA0 |  | circuit breaker 3VA2 IEC Frame 400 breaking capacity class M Icu=55 kA @ 415 V 3-pole, line protection ETU340, ELISA LI, In=250 A overload protection Ir=100 A...250 A short-circuit protection Ii=15 x In nut keeper kit | 38200 | 1 | ZN | 1
3VA2325-5HK42-0AA0 |  | circuit breaker 3VA2 IEC Frame 400 breaking capacity class M Icu=55 kA @ 415 V 4-pole, line protection ETU340, ELISA LI, In=250 A overload protection Ir=100 A...250 A short-circuit protection Ii=15 x In neutral conductor protection adjustable (OFF, 50%, 100%) nut keeper kit | 49900 | 1 | ZN | 1
3VA2325-5HL32-0AA0 |  | circuit breaker 3VA2 IEC Frame 400 breaking capacity class M Icu=55 kA @ 415 V 3-pole, line protection ETU320, LI, In=250 A overload protection Ir=100 A...250 A short-circuit protection Ii=1.5...12 x In nut keeper kit | 38200 | 1 | ZN | 1
3VA2325-5HL32-0AB0 |  | circuit breaker 3VA2 IEC Frame 400 breaking capacity class M Icu=55 kA @ 415 V 3-pole, line protection ETU320, LI, In=250 A overload protection Ir=100 A...250 A short-circuit protection Ii=1.5...12 x In nut keeper kit 2 auxiliary switches HP | 40400 | 1 | ZN | 1
3VA2325-5HL42-0AA0 |  | circuit breaker 3VA2 IEC Frame 400 breaking capacity class M Icu=55 kA @ 415 V 4-pole, line protection ETU320, LI, In=250 A overload protection Ir=100 A...250 A short-circuit protection Ii=1.5...12 x In neutral conductor protection adjustable (OFF, 50%, 100%) nut keeper kit | 49900 | 1 | ZN | 1
3VA2325-5HM32-0AA0 |  | circuit breaker 3VA2 IEC Frame 400 breaking capacity class M Icu=55 kA @ 415 V 3-pole, line protection ETU330, LIG, In=250 A overload protection Ir=100 A...250 A short-circuit protection Ii=1.5...12 x In ground-fault protection Ig=0.2...1 x In, tg=0.1/0.3s nut keeper kit | 45700 | 1 | ZN | 1
3VA2325-5HM42-0AA0 |  | circuit breaker 3VA2 IEC Frame 400 breaking capacity class M Icu=55 kA @ 415 V 4-pole, line protection ETU330, LIG, In=250 A overload protection Ir=100 A...250 A short-circuit protection Ii=1.5...12 x In neutral conductor protection adjustable (OFF, 50%, 100%) ground-fault protection Ig=0.2...1 x In= tg=0.1/0.3s nut keeper kit | 57500 | 1 | ZN | 1
3VA2325-5HN32-0AA0 |  | circuit breaker 3VA2 IEC Frame 400 breaking capacity class M Icu=55 kA @ 415 V 3-pole, line protection ETU350, LSI, In=250 A overload protection Ir=100 A...250 A short-circuit protection Isd=1.5...10 x Ir, Ii=12 x In nut keeper kit | 41400 | 1 | ZN | 1
3VA2325-5HN42-0AA0 |  | circuit breaker 3VA2 IEC Frame 400 breaking capacity class M Icu=55 kA @ 415 V 4-pole, line protection ETU350, LSI, In=250 A overload protection Ir=100 A...250 A short-circuit protection Isd=1.5...10 x Ir, Ii=12 x In neutral conductor protection adjustable (OFF, 50%, 100%) nut keeper kit | 53500 | 1 | ZN | 1
3VA2325-5JP32-0AA0 |  | circuit breaker 3VA2 IEC Frame 400 breaking capacity class M Icu=55 kA @ 415 V 3-pole, line protection ETU550, LSI, In=250 A overload protection Ir=100 A...250 A short-circuit protection Isd=0.6..10x In, Ii=1.5..12x In neutral conductor protection optionally with external current transformer, up to 160% nut keeper kit | 53500 | 1 | ZN | 1
3VA2325-5JP42-0AA0 |  | circuit breaker 3VA2 IEC Frame 400 breaking capacity class M Icu=55 kA @ 415 V 4-pole, line protection ETU550, LSI, In=250 A overload protection Ir=100 A...250 A short-circuit protection Isd=0.6..10x In, Ii=1.5..12x In neutral conductor protection adjustable (OFF, up to 160%) nut keeper kit | 65000 | 1 | ZN | 1
3VA2325-5JQ32-0AA0 |  | circuit breaker 3VA2 IEC Frame 400 breaking capacity class M Icu=55 kA @ 415 V 3-pole, line protection ETU560, LSIG, In=250 A overload protection Ir=100 A...250 A short-circuit protection Isd=0.6..10x In, Ii=1.5..12x In neutral conductor protection optionally with external current transformer, up to 160% ground-fault protection, can be switched off Ig=0.2...1 x In, tg=0.05-0.8s nut keeper kit | 60700 | 1 | ZN | 1
3VA2325-5JQ42-0AA0 |  | circuit breaker 3VA2 IEC Frame 400 breaking capacity class M Icu=55 kA @ 415 V 4-pole, line protection ETU560, LSIG, In=250 A overload protection Ir=100 A...250 A short-circuit protection Isd=0.6..10x In, Ii=1.5..12x In neutral conductor protection adjustable (OFF, up to 160%) ground-fault protection, can be switched off Ig=0.2...1 x In= tg=0.05-0.8s nut keeper kit | 71800 | 1 | ZN | 1
3VA2325-5KP32-0AA0 |  | circuit breaker 3VA2 IEC Frame 400 breaking capacity class M Icu=55 kA @ 415 V 3-pole, line protection ETU850, LSI, In=250 A overload protection Ir=100 A...250 A short-circuit protection Isd=0.6..10x In, Ii=1.5..12x In neutral conductor protection optionally with external current transformer, up to 160% nut keeper kit | 59200 | 1 | ZN | 1
3VA2325-5KP42-0AA0 |  | circuit breaker 3VA2 IEC Frame 400 breaking capacity class M Icu=55 kA @ 415 V 4-pole, line protection ETU850, LSI, In=250 A overload protection Ir=100 A...250 A short-circuit protection Isd=0.6..10x In, Ii=1.5..12x In neutral conductor protection adjustable (OFF, up to 160%) nut keeper kit | 71100 | 1 | ZN | 1
3VA2325-5KQ32-0AA0 |  | circuit breaker 3VA2 IEC Frame 400 breaking capacity class M Icu=55 kA @ 415 V 3-pole, line protection ETU860, LSIG, In=250 A overload protection Ir=100 A...250 A short-circuit protection Isd=0.6..10x In, Ii=1.5..12x In neutral conductor protection optionally with external current transformer, up to 160% ground-fault protection, can be switched off Ig=0.2...1 x In, tg=0.05-0.8s nut keeper kit | 63500 | 1 | ZN | 1
3VA2325-5KQ42-0AA0 |  | circuit breaker 3VA2 IEC Frame 400 breaking capacity class M Icu=55 kA @ 415 V 4-pole, line protection ETU860, LSIG, In=250 A overload protection Ir=100 A...250 A short-circuit protection Isd=0.6..10x In, Ii=1.5..12x In neutral conductor protection adjustable (OFF, up to 160%) ground-fault protection, can be switched off Ig=0.2...1 x In= tg=0.05-0.8s nut keeper kit | 76000 | 1 | ZN | 1
3VA2325-5MN32-0AA0 |  | circuit breaker 3VA2 IEC Frame 400 breaking capacity class M Icu=55 kA @ 415 V 3-pole, motor protection ETU350M, LSI, In=250 A overload protection Ir=100 A...250 A short-circuit protection Isd=3...15 x Ir, Ii=15 x In nut keeper kit | 42700 | 1 | ZN | 1
3VA2325-5MN32-0AB0 |  | circuit breaker 3VA2 IEC Frame 400 breaking capacity class M Icu=55 kA @ 415 V 3-pole, motor protection ETU350M, LSI, In=250 A overload protection Ir=100 A...250 A short-circuit protection Isd=3...15 x Ir, Ii=15 x In nut keeper kit 2 auxiliary switches HP | 44600 | 1 | ZN | 1
3VA2325-5MN32-0AC0 |  | circuit breaker 3VA2 IEC Frame 400 breaking capacity class M Icu=55 kA @ 415 V 3-pole, motor protection ETU350M, LSI, In=250 A overload protection Ir=100 A...250 A short-circuit protection Isd=3...15 x Ir, Ii=15 x In nut keeper kit 2 auxiliary switches HQ | 44200 | 1 | ZN | 1
3VA2325-5MN32-0AD0 |  | circuit breaker 3VA2 IEC Frame 400 breaking capacity class M Icu=55 kA @ 415 V 3-pole, motor protection ETU350M, LSI, In=250 A overload protection Ir=100 A...250 A short-circuit protection Isd=3...15 x Ir, Ii=15 x In nut keeper kit 3 auxiliary switches HQ | 44600 | 1 | ZN | 1
3VA2325-5MN32-0DH0 |  | circuit breaker 3VA2 IEC Frame 400 breaking capacity class M Icu=55 kA @ 415 V 3-pole, motor protection ETU350M, LSI, In=250 A overload protection Ir=100 A...250 A short-circuit protection Isd=3...15 x Ir, Ii=15 x In nut keeper kit undervoltage release (UVR) 208-230 V AC 50/60 Hz 2 auxiliary switches HQ 1 trip alarm switch HQ | 47600 | 1 | ZN | 1
3VA2325-5MP32-0AA0 |  | circuit breaker 3VA2 IEC Frame 400 breaking capacity class M Icu=55 kA @ 415 V 3-pole, motor protection ETU550M, LSI, In=250 A overload protection Ir=100 A ...250 A short-circuit protection Isd=1.2... 15x In,Ii=3..15x In nut keeper kit | 47800 | 1 | ZN | 1
3VA2325-5MQ32-0AA0 |  | circuit breaker 3VA2 IEC Frame 400 breaking capacity class M Icu=55 kA @ 415 V 3-pole, motor protection ETU860M, LSIG, In=250 A overload protection Ir=100 A...250 A short-circuit protection Isd=1.2..15x In, Ii=3..15x In ground-fault protection, can be switched off Ig=0.2...1 x In, tg=0.05-0.8s nut keeper kit | 56300 | 1 | ZN | 1
3VA2325-5MQ32-0AC0 |  | circuit breaker 3VA2 IEC Frame 400 breaking capacity class M Icu=55 kA @ 415 V 3-pole, motor protection ETU860M, LSIG, In=250 A overload protection Ir=100 A...250 A short-circuit protection Isd=1.2...15 x In, Ii=15 x In ground-fault protection, can be switched off Ig=0.2...1 x In, tg=0.05-0.8s nut keeper kit 2 auxiliary switches HQ | 57800 | 1 | ZN | 1
3VA2325-6HK32-0AA0 |  | circuit breaker 3VA2 IEC Frame 400 breaking capacity class H Icu=85 kA @ 415 V 3-pole, line protection ETU340, ELISA LI, In=250 A overload protection Ir=100 A...250 A short-circuit protection Ii=15 x In nut keeper kit | 44000 | 1 | ZN | 1
3VA2325-6HK42-0AA0 |  | circuit breaker 3VA2 IEC Frame 400 breaking capacity class H Icu=85 kA @ 415 V 4-pole, line protection ETU340, ELISA LI, In=250 A overload protection Ir=100 A...250 A short-circuit protection Ii=15 x In neutral conductor protection adjustable (OFF, 50%, 100%) nut keeper kit | 57300 | 1 | ZN | 1
3VA2325-6HL32-0AA0 |  | circuit breaker 3VA2 IEC Frame 400 breaking capacity class H Icu=85 kA @ 415 V 3-pole, line protection ETU320, LI, In=250 A overload protection Ir=100 A...250 A short-circuit protection Ii=1.5...12 x In nut keeper kit | 44000 | 1 | ZN | 1
3VA2325-6HL42-0AA0 |  | circuit breaker 3VA2 IEC Frame 400 breaking capacity class H Icu=85 kA @ 415 V 4-pole, line protection ETU320, LI, In=250 A overload protection Ir=100 A...250 A short-circuit protection Ii=1.5...12 x In neutral conductor protection adjustable (OFF, 50%, 100%) nut keeper kit | 57300 | 1 | ZN | 1
3VA2325-6HM32-0AA0 |  | circuit breaker 3VA2 IEC Frame 400 breaking capacity class H Icu=85 kA @ 415 V 3-pole, line protection ETU330, LIG, In=250 A overload protection Ir=100 A...250 A short-circuit protection Ii=1.5...12 x In ground-fault protection Ig=0.2...1 x In, tg=0.1/0.3s nut keeper kit | 51200 | 1 | ZN | 1
3VA2325-6HM42-0AA0 |  | circuit breaker 3VA2 IEC Frame 400 breaking capacity class H Icu=85 kA @ 415 V 4-pole, line protection ETU330, LIG, In=250 A overload protection Ir=100 A...250 A short-circuit protection Ii=1.5...12 x In neutral conductor protection adjustable (OFF, 50%, 100%) ground-fault protection Ig=0.2...1 x In= tg=0.1/0.3s nut keeper kit | 64300 | 1 | ZN | 1
3VA2325-6HN32-0AA0 |  | circuit breaker 3VA2 IEC Frame 400 breaking capacity class H Icu=85 kA @ 415 V 3-pole, line protection ETU350, LSI, In=250 A overload protection Ir=100 A...250 A short-circuit protection Isd=1.5...10 x Ir, Ii=12 x In nut keeper kit | 46300 | 1 | ZN | 1
3VA2325-6HN42-0AA0 |  | circuit breaker 3VA2 IEC Frame 400 breaking capacity class H Icu=85 kA @ 415 V 4-pole, line protection ETU350, LSI, In=250 A overload protection Ir=100 A...250 A short-circuit protection Isd=1.5...10 x Ir, Ii=12 x In neutral conductor protection adjustable (OFF, 50%, 100%) nut keeper kit | 60500 | 1 | ZN | 1
3VA2325-6JP32-0AA0 |  | circuit breaker 3VA2 IEC Frame 400 breaking capacity class H Icu=85 kA @ 415 V 3-pole, line protection ETU550, LSI, In=250 A overload protection Ir=100 A...250 A short-circuit protection Isd=0.6..10x In, Ii=1.5..12x In neutral conductor protection optionally with external current transformer, up to 160% nut keeper kit | 58200 | 1 | ZN | 1
3VA2325-6JP42-0AA0 |  | circuit breaker 3VA2 IEC Frame 400 breaking capacity class H Icu=85 kA @ 415 V 4-pole, line protection ETU550, LSI, In=250 A overload protection Ir=100 A...250 A short-circuit protection Isd=0.6..10x In, Ii=1.5..12x In neutral conductor protection adjustable (OFF, up to 160%) nut keeper kit | 71600 | 1 | ZN | 1
3VA2325-6JQ32-0AA0 |  | circuit breaker 3VA2 IEC Frame 400 breaking capacity class H Icu=85 kA @ 415 V 3-pole, line protection ETU560, LSIG, In=250 A overload protection Ir=100 A...250 A short-circuit protection Isd=0.6..10x In, Ii=1.5..12x In neutral conductor protection optionally with external current transformer, up to 160% ground-fault protection, can be switched off Ig=0.2...1 x In, tg=0.05-0.8s nut keeper kit | 65400 | 1 | ZN | 1
3VA2325-6JQ42-0AA0 |  | circuit breaker 3VA2 IEC Frame 400 breaking capacity class H Icu=85 kA @ 415 V 4-pole, line protection ETU560, LSIG, In=250 A overload protection Ir=100 A...250 A short-circuit protection Isd=0.6..10x In, Ii=1.5..12x In neutral conductor protection adjustable (OFF, up to 160%) ground-fault protection, can be switched off Ig=0.2...1 x In= tg=0.05-0.8s nut keeper kit | 79400 | 1 | ZN | 1
3VA2325-6KP32-0AA0 |  | circuit breaker 3VA2 IEC Frame 400 breaking capacity class H Icu=85 kA @ 415 V 3-pole, line protection ETU850, LSI, In=250 A overload protection Ir=100 A...250 A short-circuit protection Isd=0.6..10x In, Ii=1.5..12x In neutral conductor protection optionally with external current transformer, up to 160% nut keeper kit | 64100 | 1 | ZN | 1
3VA2325-6KP42-0AA0 |  | circuit breaker 3VA2 IEC Frame 400 breaking capacity class H Icu=85 kA @ 415 V 4-pole, line protection ETU850, LSI, In=250 A overload protection Ir=100 A...250 A short-circuit protection Isd=0.6..10x In, Ii=1.5..12x In neutral conductor protection adjustable (OFF, up to 160%) nut keeper kit | 78100 | 1 | ZN | 1
3VA2325-6KQ32-0AA0 |  | circuit breaker 3VA2 IEC Frame 400 breaking capacity class H Icu=85 kA @ 415 V 3-pole, line protection ETU860, LSIG, In=250 A overload protection Ir=100 A...250 A short-circuit protection Isd=0.6..10x In, Ii=1.5..12x In neutral conductor protection optionally with external current transformer, up to 160% ground-fault protection, can be switched off Ig=0.2...1 x In, tg=0.05-0.8s nut keeper kit | 68600 | 1 | ZN | 1
3VA2325-6KQ42-0AA0 |  | circuit breaker 3VA2 IEC Frame 400 breaking capacity class H Icu=85 kA @ 415 V 4-pole, line protection ETU860, LSIG, In=250 A overload protection Ir=100 A...250 A short-circuit protection Isd=0.6..10x In, Ii=1.5..12x In neutral conductor protection adjustable (OFF, up to 160%) ground-fault protection, can be switched off Ig=0.2...1 x In= tg=0.05-0.8s nut keeper kit | 82200 | 1 | ZN | 1
3VA2325-7HK32-0AA0 |  | circuit breaker 3VA2 IEC Frame 400 breaking capacity class C Icu=110 kA @ 415 V 3-pole, line protection ETU340, ELISA LI, In=250 A overload protection Ir=100 A...250 A short-circuit protection Ii=15 x In nut keeper kit | 46700 | 1 | ZN | 1
3VA2325-7HK42-0AA0 |  | circuit breaker 3VA2 IEC Frame 400 breaking capacity class C Icu=110 kA @ 415 V 4-pole, line protection ETU340, ELISA LI, In=250 A overload protection Ir=100 A...250 A short-circuit protection Ii=15 x In neutral conductor protection adjustable (OFF, 50%, 100%) nut keeper kit | 61600 | 1 | ZN | 1
3VA2325-7HL32-0AA0 |  | circuit breaker 3VA2 IEC Frame 400 breaking capacity class C Icu=110 kA @ 415 V 3-pole, line protection ETU320, LI, In=250 A overload protection Ir=100 A...250 A short-circuit protection Ii=1.5...12 x In nut keeper kit | 46900 | 1 | ZN | 1
3VA2325-7HL42-0AA0 |  | circuit breaker 3VA2 IEC Frame 400 breaking capacity class C Icu=110 kA @ 415 V 4-pole, line protection ETU320, LI, In=250 A overload protection Ir=100 A...250 A short-circuit protection Ii=1.5...12 x In neutral conductor protection adjustable (OFF, 50%, 100%) nut keeper kit | 61600 | 1 | ZN | 1
3VA2325-7HM32-0AA0 |  | circuit breaker 3VA2 IEC Frame 400 breaking capacity class C Icu=110 kA @ 415 V 3-pole, line protection ETU330, LIG, In=250 A overload protection Ir=100 A...250 A short-circuit protection Ii=1.5...12 x In ground-fault protection Ig=0.2...1 x In, tg=0.1/0.3s nut keeper kit | 54100 | 1 | ZN | 1
3VA2325-7HM42-0AA0 |  | circuit breaker 3VA2 IEC Frame 400 breaking capacity class C Icu=110 kA @ 415 V 4-pole, line protection ETU330, LIG, In=250 A overload protection Ir=100 A...250 A short-circuit protection Ii=1.5...12 x In neutral conductor protection adjustable (OFF, 50%, 100%) ground-fault protection Ig=0.2...1 x In= tg=0.1/0.3s nut keeper kit | 69200 | 1 | ZN | 1
3VA2325-7HN32-0AA0 |  | circuit breaker 3VA2 IEC Frame 400 breaking capacity class C Icu=110 kA @ 415 V 3-pole, line protection ETU350, LSI, In=250 A overload protection Ir=100 A...250 A short-circuit protection Isd=1.5...10 x Ir, Ii=12 x In nut keeper kit | 49500 | 1 | ZN | 1
3VA2325-7HN42-0AA0 |  | circuit breaker 3VA2 IEC Frame 400 breaking capacity class C Icu=110 kA @ 415 V 4-pole, line protection ETU350, LSI, In=250 A overload protection Ir=100 A...250 A short-circuit protection Isd=1.5...10 x Ir, Ii=12 x In neutral conductor protection adjustable (OFF, 50%, 100%) nut keeper kit | 64800 | 1 | ZN | 1
3VA2325-7JP32-0AA0 |  | circuit breaker 3VA2 IEC Frame 400 breaking capacity class C Icu=110 kA @ 415 V 3-pole, line protection ETU550, LSI, In=250 A overload protection Ir=100 A...250 A short-circuit protection Isd=0.6..10x In, Ii=1.5..12x In neutral conductor protection optionally with external current transformer, up to 160% nut keeper kit | 61400 | 1 | ZN | 1
3VA2325-7JP42-0AA0 |  | circuit breaker 3VA2 IEC Frame 400 breaking capacity class C Icu=110 kA @ 415 V 4-pole, line protection ETU550, LSI, In=250 A overload protection Ir=100 A...250 A short-circuit protection Isd=0.6..10x In, Ii=1.5..12x In neutral conductor protection adjustable (OFF, up to 160%) nut keeper kit | 77100 | 1 | ZN | 1
3VA2325-7JQ32-0AA0 |  | circuit breaker 3VA2 IEC Frame 400 breaking capacity class C Icu=110 kA @ 415 V 3-pole, line protection ETU560, LSIG, In=250 A overload protection Ir=100 A...250 A short-circuit protection Isd=0.6..10x In, Ii=1.5..12x In neutral conductor protection optionally with external current transformer, up to 160% ground-fault protection, can be switched off Ig=0.2...1 x In, tg=0.05-0.8s nut keeper kit | 69000 | 1 | ZN | 1
3VA2325-7JQ42-0AA0 |  | circuit breaker 3VA2 IEC Frame 400 breaking capacity class C Icu=110 kA @ 415 V 4-pole, line protection ETU560, LSIG, In=250 A overload protection Ir=100 A...250 A short-circuit protection Isd=0.6..10x In, Ii=1.5..12x In neutral conductor protection adjustable (OFF, up to 160%) ground-fault protection, can be switched off Ig=0.2...1 x In= tg=0.05-0.8s nut keeper kit | 83700 | 1 | ZN | 1
3VA2325-7KP32-0AA0 |  | circuit breaker 3VA2 IEC Frame 400 breaking capacity class C Icu=110 kA @ 415 V 3-pole, line protection ETU850, LSI, In=250 A overload protection Ir=100 A...250 A short-circuit protection Isd=0.6..10x In, Ii=1.5..12x In neutral conductor protection optionally with external current transformer, up to 160% nut keeper kit | 68200 | 1 | ZN | 1
3VA2325-7KP42-0AA0 |  | circuit breaker 3VA2 IEC Frame 400 breaking capacity class C Icu=110 kA @ 415 V 4-pole, line protection ETU850, LSI, In=250 A overload protection Ir=100 A...250 A short-circuit protection Isd=0.6..10x In, Ii=1.5..12x In neutral conductor protection adjustable (OFF, up to 160%) nut keeper kit | 82400 | 1 | ZN | 1
3VA2325-7KQ32-0AA0 |  | circuit breaker 3VA2 IEC Frame 400 breaking capacity class C Icu=110 kA @ 415 V 3-pole, line protection ETU860, LSIG, In=250 A overload protection Ir=100 A...250 A short-circuit protection Isd=0.6..10x In, Ii=1.5..12x In neutral conductor protection optionally with external current transformer, up to 160% ground-fault protection, can be switched off Ig=0.2...1 x In, tg=0.05-0.8s nut keeper kit | 71400 | 1 | ZN | 1
3VA2325-7KQ42-0AA0 |  | circuit breaker 3VA2 IEC Frame 400 breaking capacity class C Icu=110 kA @ 415 V 4-pole, line protection ETU860, LSIG, In=250 A overload protection Ir=100 A...250 A short-circuit protection Isd=0.6..10x In, Ii=1.5..12x In neutral conductor protection adjustable (OFF, up to 160%) ground-fault protection, can be switched off Ig=0.2...1 x In= tg=0.05-0.8s nut keeper kit | 86900 | 1 | ZN | 1
3VA2325-7MN32-0AA0 |  | circuit breaker 3VA2 IEC Frame 400 breaking capacity class C Icu=110 kA @ 415 V 3-pole, motor protection ETU350M, LSI, In=250 A overload protection Ir=100 A...250 A short-circuit protection Isd=3...15 x Ir, Ii=15 x In nut keeper kit | 50700 | 1 | ZN | 1
3VA2325-7MN32-0DC0 |  | circuit breaker 3VA2 IEC Frame 400 breaking capacity class C Icu=110 kA @ 415 V 3-pole, motor protection ETU350M, LSI, In=250 A overload protection Ir=100 A...250 A short-circuit protection Isd=3...15 x Ir, Ii=15 x In nut keeper kit undervoltage release (UVR) 208-230 V AC 50/60 Hz 2 auxiliary switches HQ | 55200 | 1 | ZN | 1
3VA2325-7MN32-0KA0 |  | circuit breaker 3VA2 IEC Frame 400 breaking capacity class C Icu=110 kA @ 415 V 3-pole, motor protection ETU350M, LSI, In=250 A overload protection Ir=100 A...250 A short-circuit protection Isd=3...15 x Ir, Ii=15 x In nut keeper kit shunt trip (STL) 220-250 V DC, 208-277 V AC | 53500 | 1 | ZN | 1
3VA2325-7MP32-0AA0 |  | circuit breaker 3VA2 IEC Frame 400 breaking capacity class C Icu=110 kA @ 415 V 3-pole, motor protection ETU550M, LSI, In=250 A overload protection Ir=100 A ...250 A short-circuit protection Isd=1.2... 15x In,Ii=3..15x In nut keeper kit | 55900 | 1 | ZN | 1
3VA2325-7MQ32-0AA0 |  | circuit breaker 3VA2 IEC Frame 400 breaking capacity class C Icu=110 kA @ 415 V 3-pole, motor protection ETU860M, LSIG, In=250 A overload protection Ir=100 A...250 A short-circuit protection Isd=1.2..15x In, Ii=3..15x In ground-fault protection, can be switched off Ig=0.2...1 x In, tg=0.05-0.8s nut keeper kit | 64800 | 1 | ZN | 1
3VA2325-7MS32-0AA0 |  | circuit breaker 3VA2 IEC Frame 400 breaking capacity class C Icu=110 kA @ 415 V 3-pole, starter protection ETU310M, I, In=250 A without overload protection short-circuit protection Ii=3...15 x In nut keeper kit | 40800 | 1 | ZN | 1
3VA2325-7MS32-0BH0 |  | circuit breaker 3VA2 IEC Frame 400 breaking capacity class C Icu=110 kA @ 415 V 3-pole, starter protection ETU310M, I, In=250 A without overload protection short-circuit protection Ii=3...15 x In nut keeper kit undervoltage release 24 V DC 2 auxiliary switches 1 trip alarm switch | 46100 | 1 | ZN | 1
3VA2325-8HK32-0AA0 |  | circuit breaker 3VA2 IEC Frame 400 breaking capacity class L Icu=150 kA @ 415 V 3-pole, line protection ETU340, ELISA LI, In=250 A overload protection Ir=100 A...250 A short-circuit protection Ii=15 x In nut keeper kit | 54100 | 1 | ZN | 1
3VA2325-8HK42-0AA0 |  | circuit breaker 3VA2 IEC Frame 400 breaking capacity class L Icu=150 kA @ 415 V 4-pole, line protection ETU340, ELISA LI, In=250 A overload protection Ir=100 A...250 A short-circuit protection Ii=15 x In neutral conductor protection adjustable (OFF, 50%, 100%) nut keeper kit | 71100 | 1 | ZN | 1
3VA2325-8HL32-0AA0 |  | circuit breaker 3VA2 IEC Frame 400 breaking capacity class L Icu=150 kA @ 415 V 3-pole, line protection ETU320, LI, In=250 A overload protection Ir=100 A...250 A short-circuit protection Ii=1.5...12 x In nut keeper kit | 53900 | 1 | ZN | 1
3VA2325-8HL42-0AA0 |  | circuit breaker 3VA2 IEC Frame 400 breaking capacity class L Icu=150 kA @ 415 V 4-pole, line protection ETU320, LI, In=250 A overload protection Ir=100 A...250 A short-circuit protection Ii=1.5...12 x In neutral conductor protection adjustable (OFF, 50%, 100%) nut keeper kit | 71100 | 1 | ZN | 1
3VA2325-8HM32-0AA0 |  | circuit breaker 3VA2 IEC Frame 400 breaking capacity class L Icu=150 kA @ 415 V 3-pole, line protection ETU330, LIG, In=250 A overload protection Ir=100 A...250 A short-circuit protection Ii=1.5...12 x In ground-fault protection Ig=0.2...1 x In, tg=0.1/0.3s nut keeper kit | 61000 | 1 | ZN | 1
3VA2325-8HM42-0AA0 |  | circuit breaker 3VA2 IEC Frame 400 breaking capacity class L Icu=150 kA @ 415 V 4-pole, line protection ETU330, LIG, In=250 A overload protection Ir=100 A...250 A short-circuit protection Ii=1.5...12 x In neutral conductor protection adjustable (OFF, 50%, 100%) ground-fault protection Ig=0.2...1 x In= tg=0.1/0.3s nut keeper kit | 78400 | 1 | ZN | 1
3VA2340-0HL32-0AA0 |  | circuit breaker 3VA2 IEC Frame 400 breaking capacity class E Icu=200 kA @ 415 V 3-pole, line protection ETU320, LI, In=400 A overload protection Ir=160 A ... 400 A short-circuit protection Ii=1.5...12 x In nut keeper kit | 57300 | 1 | ZN | 1
3VA2340-0HL42-0AA0 |  | circuit breaker 3VA2 IEC Frame 400 breaking capacity class E Icu=200 kA @ 415 V 4-pole, line protection ETU320, LI, In=400 A overload protection Ir=160 A ... 400 A short-circuit protection Ii=1.5...12 x In neutral conductor protection adjustable (OFF, 50%, 100%) nut keeper kit | 77900 | 1 | ZN | 1
3VA2340-0HM32-0AA0 |  | circuit breaker 3VA2 IEC Frame 400 breaking capacity class E Icu=200 kA @ 415 V 3-pole, line protection ETU330, LIG, In=400 A overload protection Ir=160 A ... 400 A short-circuit protection Ii=1.5...12 x In ground-fault protection Ig=0.2... 1 x In, tg=0.1/0.3s nut keeper kit | 64300 | 1 | ZN | 1
3VA2340-0HM42-0AA0 |  | circuit breaker 3VA2 IEC Frame 400 breaking capacity class E Icu=200 kA @ 415 V 4-pole, line protection ETU330, LIG, In=400 A overload protection Ir=160 A ... 400 A short-circuit protection Ii=1.5...12 x In neutral conductor protection adjustable (OFF, 50%, 100%) ground-fault protection Ig=0.2... 1 x In, tg=0.1/0.3s nut keeper kit | 84900 | 1 | ZN | 1
3VA2340-0HN32-0AA0 |  | circuit breaker 3VA2 IEC Frame 400 breaking capacity class E Icu=200 kA @ 415 V 3-pole, line protection ETU350, LSI, In=400 A overload protection Ir=160 A ... 400 A short-circuit protection Isd=1.5...10xIr, Ii=12xIn nut keeper kit | 60700 | 1 | ZN | 1
3VA2340-0HN42-0AA0 |  | circuit breaker 3VA2 IEC Frame 400 breaking capacity class E Icu=200 kA @ 415 V 4-pole, line protection ETU350, LSI, In=400 A overload protection Ir=160 A ... 400 A short-circuit protection Isd=1.5...10xIr, Ii=12xIn neutral conductor protection adjustable (OFF, 50%, 100%) nut keeper kit | 80500 | 1 | ZN | 1
3VA2340-0KP32-0AA0 |  | circuit breaker 3VA2 IEC Frame 400 breaking capacity class E Icu=200 kA @ 415 V 3-pole, line protection ETU850, LSI, In=400 A overload protection Ir=160 A ... 400 A short-circuit protection Isd=0.6...10xIn, Ii=1.5...12xIn nut keeper kit | 78200 | 1 | ZN | 1
3VA2340-0KP42-0AA0 |  | circuit breaker 3VA2 IEC Frame 400 breaking capacity class E Icu=200 kA @ 415 V 4-pole, line protection ETU850, LSI, In=400 A overload protection Ir=160 A ... 400 A short-circuit protection Isd=0.6...10xIn, Ii=1.5...12xIn neutral conductor protection adjustable (OFF, up to 100%) nut keeper kit | 98500 | 1 | ZN | 1
3VA2340-0KQ32-0AA0 |  | circuit breaker 3VA2 IEC Frame 400 breaking capacity class E Icu=200 kA @ 415 V 3-pole, line protection ETU860, LSIG, In=400 A overload protection Ir=160 A ... 400 A short-circuit protection Isd=0.6...10xIn, Ii=1.5...12xIn nut keeper kit | 82400 | 1 | ZN | 1
3VA2340-0KQ42-0AA0 |  | circuit breaker 3VA2 IEC Frame 400 breaking capacity class E Icu=200 kA @ 415 V 4-pole, line protection ETU860, LSIG, In=400 A overload protection Ir=160 A ... 400 A short-circuit protection Isd=0.6...10xIn, Ii=1.5...12xIn neutral conductor protection adjustable (OFF, up to 100%) nut keeper kit | 103000 | 1 | ZN | 1
3VA2340-5HL32-0AA0 |  | circuit breaker 3VA2 IEC Frame 400 breaking capacity class M Icu=55 kA @ 415 V 3-pole, line protection ETU320, LI, In=400 A overload protection Ir=160 A...400 A short-circuit protection Ii=1.5...10 x In nut keeper kit | 38200 | 1 | ZN | 1
3VA2340-5HL32-0AB0 |  | circuit breaker 3VA2 IEC Frame 400 breaking capacity class M Icu=55 kA @ 415 V 3-pole, line protection ETU320, LI, In=400 A overload protection Ir=160 A...400 A short-circuit protection Ii=1.5...10 x In nut keeper kit 2 auxiliary switches HP | 40400 | 1 | ZN | 1
3VA2340-5HL32-0AD0 |  | circuit breaker 3VA2 IEC Frame 400 breaking capacity class M Icu=55 kA @ 415 V 3-pole, line protection ETU320, LI, In=400 A overload protection Ir=160 A...400 A short-circuit protection Ii=1.5...10 x In nut keeper kit 3 auxiliary switches HQ | 40400 | 1 | ZN | 1
3VA2340-5HL32-0AH0 |  | circuit breaker 3VA2 IEC Frame 400 breaking capacity class M Icu=55 kA @ 415 V 3-pole, line protection ETU320, LI, In=400 A overload protection Ir=160 A...400 A short-circuit protection Ii=1.5...10 x In nut keeper kit 2 auxiliary switches HQ 1 trip alarm switch HQ | 40400 | 1 | ZN | 1
3VA2340-5HL32-0BA0 |  | circuit breaker 3VA2 IEC Frame 400 breaking capacity class M Icu=55 kA @ 415 V 3-pole, line protection ETU320, LI, In=400 A overload protection Ir=160 A...400 A short-circuit protection Ii=1.5...10 x In nut keeper kit undervoltage release (UVR) 24 V DC | 41600 | 1 | ZN | 1
3VA2340-5HL32-0BH0 |  | circuit breaker 3VA2 IEC Frame 400 breaking capacity class M Icu=55 kA @ 415 V 3-pole, line protection ETU320, LI, In=400 A overload protection Ir=160 A...400 A short-circuit protection Ii=1.5...10 x In nut keeper kit undervoltage release (UVR) 24 V DC 2 auxiliary switches HQ 1 trip alarm switch HQ | 44000 | 1 | ZN | 1
3VA2340-5HL32-0BL0 |  | circuit breaker 3VA2 IEC Frame 400 breaking capacity class M Icu=55 kA @ 415 V 3-pole, line protection ETU320, LI, In=400 A overload protection Ir=160 A...400 A short-circuit protection Ii=1.5...10 x In nut keeper kit undervoltage release (UVR) 24 V DC 2 auxiliary switches HQ 1 trip alarm switch HQ 1 electrical alarm switch | 45000 | 1 | ZN | 1
3VA2340-5HL32-0KH0 |  | circuit breaker 3VA2 IEC Frame 400 breaking capacity class M Icu=55 kA @ 415 V 3-pole, line protection ETU320, LI, In=400 A overload protection Ir=160 A...400 A short-circuit protection Ii=1.5...10 x In nut keeper kit shunt trip (STL) 220-250 V DC, 208-277 V AC 2 auxiliary switches HQ 1 trip alarm switch HQ | 43100 | 1 | ZN | 1
3VA2340-5HL42-0AA0 |  | circuit breaker 3VA2 IEC Frame 400 breaking capacity class M Icu=55 kA @ 415 V 4-pole, line protection ETU320, LI, In=400 A overload protection Ir=160 A...400 A short-circuit protection Ii=1.5...10 x In neutral conductor protection adjustable (OFF, 50%, 100%) nut keeper kit | 49900 | 1 | ZN | 1
3VA2340-5HL42-0AB0 |  | circuit breaker 3VA2 IEC Frame 400 breaking capacity class M Icu=55 kA @ 415 V 4-pole, line protection ETU320, LI, In=400 A overload protection Ir=160 A...400 A short-circuit protection Ii=1.5...10 x In neutral conductor protection adjustable (OFF, 50%, 100%) nut keeper kit 2 auxiliary switches HP | 52900 | 1 | ZN | 1
3VA2340-5HM32-0AA0 |  | circuit breaker 3VA2 IEC Frame 400 breaking capacity class M Icu=55 kA @ 415 V 3-pole, line protection ETU330, LIG, In=400 A overload protection Ir=160 A...400 A short-circuit protection Ii=1.5...10 x In ground-fault protection Ig=0.2...1 x In, tg=0.1/0.3s nut keeper kit | 45700 | 1 | ZN | 1
3VA2340-5HM42-0AA0 |  | circuit breaker 3VA2 IEC Frame 400 breaking capacity class M Icu=55 kA @ 415 V 4-pole, line protection ETU330, LIG, In=400 A overload protection Ir=160 A...400 A short-circuit protection Ii=1.5...10 x In neutral conductor protection adjustable (OFF, 50%, 100%) ground-fault protection Ig=0.2...1 x In= tg=0.1/0.3s nut keeper kit | 57500 | 1 | ZN | 1
3VA2340-5HN32-0AA0 |  | circuit breaker 3VA2 IEC Frame 400 breaking capacity class M Icu=55 kA @ 415 V 3-pole, line protection ETU350, LSI, In=400 A overload protection Ir=160 A...400 A short-circuit protection Isd=1.5...10 x Ir, Ii=10 x In nut keeper kit | 41400 | 1 | ZN | 1
3VA2340-5HN32-0AG0 |  | circuit breaker 3VA2 IEC Frame 400 breaking capacity class M Icu=55 kA @ 415 V 3-pole, line protection ETU350, LSI, In=400 A overload protection Ir=160 A...400 A short-circuit protection Isd=1.5...10 x Ir, Ii=10 x In nut keeper kit 1 auxiliary switch HP 1 trip alarm switch HP | 43300 | 1 | ZN | 1
3VA2340-5HN32-0HH0 |  | circuit breaker 3VA2 IEC Frame 400 breaking capacity class M Icu=55 kA @ 415 V 3-pole, line protection ETU350, LSI, In=400 A overload protection Ir=160 A...400 A short-circuit protection Isd=1.5...10 x Ir, Ii=10 x In nut keeper kit shunt trip (STL) 12-30 V DC, 24 V AC 50/60 Hz 2 auxiliary switches HQ 1 trip alarm switch HQ | 46100 | 1 | ZN | 1
3VA2340-5HN32-0KC0 |  | circuit breaker 3VA2 IEC Frame 400 breaking capacity class M Icu=55 kA @ 415 V 3-pole, line protection ETU350, LSI, In=400 A overload protection Ir=160 A...400 A short-circuit protection Isd=1.5...10 x Ir, Ii=10 x In nut keeper kit shunt trip (STL) 220-250 V DC, 208-277 V AC 2 auxiliary switches HQ | 45200 | 1 | ZN | 1
3VA2340-5HN42-0AA0 |  | circuit breaker 3VA2 IEC Frame 400 breaking capacity class M Icu=55 kA @ 415 V 4-pole, line protection ETU350, LSI, In=400 A overload protection Ir=160 A...400 A short-circuit protection Isd=1.5...10 x Ir, Ii=10 x In neutral conductor protection adjustable (OFF, 50%, 100%) nut keeper kit | 53500 | 1 | ZN | 1
3VA2340-5HN42-0AF0 |  | circuit breaker 3VA2 IEC Frame 400 breaking capacity class M Icu=55 kA @ 415 V 4-pole, line protection ETU350, LSI, In=400 A overload protection Ir=160 A...400 A short-circuit protection Isd=1.5...10 x Ir, Ii=10 x In neutral conductor protection adjustable (OFF, 50%, 100%) nut keeper kit 1 auxiliary switch HQ 1 trip alarm switch HQ | 54400 | 1 | ZN | 1
3VA2340-5HN42-0AG0 |  | circuit breaker 3VA2 IEC Frame 400 breaking capacity class M Icu=55 kA @ 415 V 4-pole, line protection ETU350, LSI, In=400 A overload protection Ir=160 A...400 A short-circuit protection Isd=1.5...10 x Ir, Ii=10 x In neutral conductor protection adjustable (OFF, 50%, 100%) nut keeper kit 1 auxiliary switch HP 1 trip alarm switch HP | 55200 | 1 | ZN | 1
3VA2340-5JP32-0AA0 |  | circuit breaker 3VA2 IEC Frame 400 breaking capacity class M Icu=55 kA @ 415 V 3-pole, line protection ETU550, LSI, In=400 A overload protection Ir=160 A...400 A short-circuit protection Isd=0.6..10x In, Ii=1.5..10x In neutral conductor protection optionally with external current transformer, up to 160% nut keeper kit | 53500 | 1 | ZN | 1
3VA2340-5JP32-0HH0 |  | circuit breaker 3VA2 IEC Frame 400 breaking capacity class M Icu=55 kA @ 415 V 3-pole, line protection ETU550, LSI, In=400 A overload protection Ir=160 A...400 A short-circuit protection Isd=0.6...10 x In, Ii=1.5 x In neutral conductor protection optionally with external current transformer, up to 160% nut keeper kit shunt trip (STL) 12-30 V DC; 24 V AC 50/60 Hz 2 auxiliary switches HQ 1 trip alarm switch HQ | 57800 | 1 | ZN | 1
3VA2340-5JP42-0AA0 |  | circuit breaker 3VA2 IEC Frame 400 breaking capacity class M Icu=55 kA @ 415 V 4-pole, line protection ETU550, LSI, In=400 A overload protection Ir=160 A...400 A short-circuit protection Isd=0.6..10x In, Ii=1.5..10x In neutral conductor protection adjustable (OFF, up to 100%) nut keeper kit | 65000 | 1 | ZN | 1
3VA2340-5JQ32-0AA0 |  | circuit breaker 3VA2 IEC Frame 400 breaking capacity class M Icu=55 kA @ 415 V 3-pole, line protection ETU560, LSIG, In=400 A overload protection Ir=160 A...400 A short-circuit protection Isd=0.6..10x In, Ii=1.5..10x In neutral conductor protection optionally with external current transformer, up to 160% ground-fault protection, can be switched off Ig=0.2...1 x In, tg=0.05-0.8s nut keeper kit | 60700 | 1 | ZN | 1
3VA2340-5JQ42-0AA0 |  | circuit breaker 3VA2 IEC Frame 400 breaking capacity class M Icu=55 kA @ 415 V 4-pole, line protection ETU560, LSIG, In=400 A overload protection Ir=160 A...400 A short-circuit protection Isd=0.6..10x In, Ii=1.5..10x In neutral conductor protection adjustable (OFF, up to 100%) ground-fault protection, can be switched off Ig=0.2...1 x In= tg=0.05-0.8s nut keeper kit | 71800 | 1 | ZN | 1
3VA2340-5KP32-0AA0 |  | circuit breaker 3VA2 IEC Frame 400 breaking capacity class M Icu=55 kA @ 415 V 3-pole, line protection ETU850, LSI, In=400 A overload protection Ir=160 A...400 A short-circuit protection Isd=0.6..10x In, Ii=1.5..10x In neutral conductor protection optionally with external current transformer, up to 160% nut keeper kit | 59200 | 1 | ZN | 1
3VA2340-5KP42-0AA0 |  | circuit breaker 3VA2 IEC Frame 400 breaking capacity class M Icu=55 kA @ 415 V 4-pole, line protection ETU850, LSI, In=400 A overload protection Ir=160 A...400 A short-circuit protection Isd=0.6..10x In, Ii=1.5..10x In neutral conductor protection adjustable (OFF, up to 100%) nut keeper kit | 71100 | 1 | ZN | 1
3VA2340-5KQ32-0AA0 |  | circuit breaker 3VA2 IEC Frame 400 breaking capacity class M Icu=55 kA @ 415 V 3-pole, line protection ETU860, LSIG, In=400 A overload protection Ir=160 A...400 A short-circuit protection Isd=0.6..10x In, Ii=1.5..10x In neutral conductor protection optionally with external current transformer, up to 160% ground-fault protection, can be switched off Ig=0.2...1 x In, tg=0.05-0.8s nut keeper kit | 63500 | 1 | ZN | 1
3VA2340-5KQ42-0AA0 |  | circuit breaker 3VA2 IEC Frame 400 breaking capacity class M Icu=55 kA @ 415 V 4-pole, line protection ETU860, LSIG, In=400 A overload protection Ir=160 A...400 A short-circuit protection Isd=0.6..10x In, Ii=1.5..10x In neutral conductor protection adjustable (OFF, up to 100%) ground-fault protection, can be switched off Ig=0.2...1 x In= tg=0.05-0.8s nut keeper kit | 76000 | 1 | ZN | 1
3VA2340-6HL32-0AA0 |  | circuit breaker 3VA2 IEC Frame 400 breaking capacity class H Icu=85 kA @ 415 V 3-pole, line protection ETU320, LI, In=400 A overload protection Ir=160 A...400 A short-circuit protection Ii=1.5...10 x In nut keeper kit | 44000 | 1 | ZN | 1
3VA2340-6HL32-0AD0 |  | circuit breaker 3VA2 IEC Frame 400 breaking capacity class H Icu=85 kA @ 415 V 3-pole, line protection ETU320, LI, In=400 A overload protection Ir=160 A...400 A short-circuit protection Ii=1.5...10 x In nut keeper kit 3 auxiliary switches HQ | 45700 | 1 | ZN | 1
3VA2340-6HL42-0AA0 |  | circuit breaker 3VA2 IEC Frame 400 breaking capacity class H Icu=85 kA @ 415 V 4-pole, line protection ETU320, LI, In=400 A overload protection Ir=160 A...400 A short-circuit protection Ii=1.5...10 x In neutral conductor protection adjustable (OFF, 50%, 100%) nut keeper kit | 57300 | 1 | ZN | 1
3VA2340-6HL42-0AJ0 |  | circuit breaker 3VA2 IEC Frame 400 breaking capacity class H Icu=85 kA @ 415 V 4-pole, line protection ETU320, LI, In=400 A overload protection Ir=160 A...400 A short-circuit protection Ii=1.5...10 x In neutral conductor protection adjustable (OFF, 50%, 100%) nut keeper kit 2 auxiliary switches HP 1 trip alarm switch HP | 60700 | 1 | ZN | 1
3VA2340-6HM32-0AA0 |  | circuit breaker 3VA2 IEC Frame 400 breaking capacity class H Icu=85 kA @ 415 V 3-pole, line protection ETU330, LIG, In=400 A overload protection Ir=160 A...400 A short-circuit protection Ii=1.5...10 x In ground-fault protection Ig=0.2...1 x In, tg=0.1/0.3s nut keeper kit | 51200 | 1 | ZN | 1
3VA2340-6HM42-0AA0 |  | circuit breaker 3VA2 IEC Frame 400 breaking capacity class H Icu=85 kA @ 415 V 4-pole, line protection ETU330, LIG, In=400 A overload protection Ir=160 A...400 A short-circuit protection Ii=1.5...10 x In neutral conductor protection adjustable (OFF, 50%, 100%) ground-fault protection Ig=0.2...1 x In= tg=0.1/0.3s nut keeper kit | 64300 | 1 | ZN | 1
3VA2340-6HN32-0AA0 |  | circuit breaker 3VA2 IEC Frame 400 breaking capacity class H Icu=85 kA @ 415 V 3-pole, line protection ETU350, LSI, In=400 A overload protection Ir=160 A...400 A short-circuit protection Isd=1.5...10 x Ir, Ii=10 x In nut keeper kit | 46300 | 1 | ZN | 1
3VA2340-6HN32-0AB0 |  | circuit breaker 3VA2 IEC Frame 400 breaking capacity class H Icu=85 kA @ 415 V 3-pole, line protection ETU350, LSI, In=400 A overload protection Ir=160 A...400 A short-circuit protection Isd=1.5...10 x Ir, Ii=10 x In nut keeper kit 2 auxiliary switches HP | 48200 | 1 | ZN | 1
3VA2340-6HN42-0AA0 |  | circuit breaker 3VA2 IEC Frame 400 breaking capacity class H Icu=85 kA @ 415 V 4-pole, line protection ETU350, LSI, In=400 A overload protection Ir=160 A...400 A short-circuit protection Isd=1.5...10 x Ir, Ii=10 x In neutral conductor protection adjustable (OFF, 50%, 100%) nut keeper kit | 60500 | 1 | ZN | 1
3VA2340-6JP32-0AA0 |  | circuit breaker 3VA2 IEC Frame 400 breaking capacity class H Icu=85 kA @ 415 V 3-pole, line protection ETU550, LSI, In=400 A overload protection Ir=160 A...400 A short-circuit protection Isd=0.6..10x In, Ii=1.5..10x In neutral conductor protection optionally with external current transformer, up to 160% nut keeper kit | 58200 | 1 | ZN | 1
3VA2340-6JP32-0AB0 |  | circuit breaker 3VA2 IEC Frame 400 breaking capacity class H Icu=85 kA @ 415 V 3-pole, line protection ETU550, LSI, In=400 A overload protection Ir=160 A...400 A short-circuit protection Isd=0.6...10 x In, Ii=1.5 x In neutral conductor protection optionally with external current transformer, up to 160% nut keeper kit 2 auxiliary switches HP | 60500 | 1 | ZN | 1
3VA2340-6JP42-0AA0 |  | circuit breaker 3VA2 IEC Frame 400 breaking capacity class H Icu=85 kA @ 415 V 4-pole, line protection ETU550, LSI, In=400 A overload protection Ir=160 A...400 A short-circuit protection Isd=0.6..10x In, Ii=1.5..10x In neutral conductor protection adjustable (OFF, up to 100%) nut keeper kit | 71600 | 1 | ZN | 1
3VA2340-6JQ32-0AA0 |  | circuit breaker 3VA2 IEC Frame 400 breaking capacity class H Icu=85 kA @ 415 V 3-pole, line protection ETU560, LSIG, In=400 A overload protection Ir=160 A...400 A short-circuit protection Isd=0.6..10x In, Ii=1.5..10x In neutral conductor protection optionally with external current transformer, up to 160% ground-fault protection, can be switched off Ig=0.2...1 x In, tg=0.05-0.8s nut keeper kit | 65400 | 1 | ZN | 1
3VA2340-6JQ42-0AA0 |  | circuit breaker 3VA2 IEC Frame 400 breaking capacity class H Icu=85 kA @ 415 V 4-pole, line protection ETU560, LSIG, In=400 A overload protection Ir=160 A...400 A short-circuit protection Isd=0.6..10x In, Ii=1.5..10x In neutral conductor protection adjustable (OFF, up to 100%) ground-fault protection, can be switched off Ig=0.2...1 x In= tg=0.05-0.8s nut keeper kit | 79400 | 1 | ZN | 1
3VA2340-6KP32-0AA0 |  | circuit breaker 3VA2 IEC Frame 400 breaking capacity class H Icu=85 kA @ 415 V 3-pole, line protection ETU850, LSI, In=400 A overload protection Ir=160 A...400 A short-circuit protection Isd=0.6..10x In, Ii=1.5..10x In neutral conductor protection optionally with external current transformer, up to 160% nut keeper kit | 64100 | 1 | ZN | 1
3VA2340-6KP32-0BC0 |  | circuit breaker 3VA2 IEC Frame 400 breaking capacity class H Icu=85 kA @ 415 V 3-pole, line protection ETU850, LSI, In=400 A overload protection Ir=160 A...400 A short-circuit protection Isd=0.6...10 x In, Ii=1.5 x In neutral conductor protection optionally with external current transformer, up to 160% nut keeper kit undervoltage release (UVR) 24 V DC 2 auxiliary switches HQ | 69000 | 1 | ZN | 1
3VA2340-6KP42-0AA0 |  | circuit breaker 3VA2 IEC Frame 400 breaking capacity class H Icu=85 kA @ 415 V 4-pole, line protection ETU850, LSI, In=400 A overload protection Ir=160 A...400 A short-circuit protection Isd=0.6..10x In, Ii=1.5..10x In neutral conductor protection adjustable (OFF, up to 100%) nut keeper kit | 78100 | 1 | ZN | 1
3VA2340-6KQ32-0AA0 |  | circuit breaker 3VA2 IEC Frame 400 breaking capacity class H Icu=85 kA @ 415 V 3-pole, line protection ETU860, LSIG, In=400 A overload protection Ir=160 A...400 A short-circuit protection Isd=0.6..10x In, Ii=1.5..10x In neutral conductor protection optionally with external current transformer, up to 160% ground-fault protection, can be switched off Ig=0.2...1 x In, tg=0.05-0.8s nut keeper kit | 68600 | 1 | ZN | 1
3VA2340-6KQ42-0AA0 |  | circuit breaker 3VA2 IEC Frame 400 breaking capacity class H Icu=85 kA @ 415 V 4-pole, line protection ETU860, LSIG, In=400 A overload protection Ir=160 A...400 A short-circuit protection Isd=0.6..10x In, Ii=1.5..10x In neutral conductor protection adjustable (OFF, up to 100%) ground-fault protection, can be switched off Ig=0.2...1 x In= tg=0.05-0.8s nut keeper kit | 82200 | 1 | ZN | 1
3VA2340-7HL32-0AA0 |  | circuit breaker 3VA2 IEC Frame 400 breaking capacity class C Icu=110 kA @ 415 V 3-pole, line protection ETU320, LI, In=400 A overload protection Ir=160 A...400 A short-circuit protection Ii=1.5...10 x In nut keeper kit | 46900 | 1 | ZN | 1
3VA2340-7HL32-0AC0 |  | circuit breaker 3VA2 IEC Frame 400 breaking capacity class C Icu=110 kA @ 415 V 3-pole, line protection ETU320, LI, In=400 A overload protection Ir=160 A...400 A short-circuit protection Ii=1.5...10 x In nut keeper kit 2 auxiliary switches HQ | 48400 | 1 | ZN | 1
3VA2340-7HL42-0AA0 |  | circuit breaker 3VA2 IEC Frame 400 breaking capacity class C Icu=110 kA @ 415 V 4-pole, line protection ETU320, LI, In=400 A overload protection Ir=160 A...400 A short-circuit protection Ii=1.5...10 x In neutral conductor protection adjustable (OFF, 50%, 100%) nut keeper kit | 61600 | 1 | ZN | 1
3VA2340-7HM32-0AA0 |  | circuit breaker 3VA2 IEC Frame 400 breaking capacity class C Icu=110 kA @ 415 V 3-pole, line protection ETU330, LIG, In=400 A overload protection Ir=160 A...400 A short-circuit protection Ii=1.5...10 x In ground-fault protection Ig=0.2...1 x In, tg=0.1/0.3s nut keeper kit | 54100 | 1 | ZN | 1
3VA2340-7HM42-0AA0 |  | circuit breaker 3VA2 IEC Frame 400 breaking capacity class C Icu=110 kA @ 415 V 4-pole, line protection ETU330, LIG, In=400 A overload protection Ir=160 A...400 A short-circuit protection Ii=1.5...10 x In neutral conductor protection adjustable (OFF, 50%, 100%) ground-fault protection Ig=0.2...1 x In= tg=0.1/0.3s nut keeper kit | 69200 | 1 | ZN | 1
3VA2340-7HN32-0AA0 |  | circuit breaker 3VA2 IEC Frame 400 breaking capacity class C Icu=110 kA @ 415 V 3-pole, line protection ETU350, LSI, In=400 A overload protection Ir=160 A...400 A short-circuit protection Isd=1.5...10 x Ir, Ii=10 x In nut keeper kit | 49500 | 1 | ZN | 1
3VA2340-7HN32-0KH0 |  | circuit breaker 3VA2 IEC Frame 400 breaking capacity class C Icu=110 kA @ 415 V 3-pole, line protection ETU350, LSI, In=400 A overload protection Ir=160 A...400 A short-circuit protection Isd=1.5...10 x Ir, Ii=10 x In nut keeper kit shunt trip (STL) 220-250 V DC, 208-277 V AC 2 auxiliary switches HQ 1 trip alarm switch HQ | 54200 | 1 | ZN | 1
3VA2340-7HN42-0AA0 |  | circuit breaker 3VA2 IEC Frame 400 breaking capacity class C Icu=110 kA @ 415 V 4-pole, line protection ETU350, LSI, In=400 A overload protection Ir=160 A...400 A short-circuit protection Isd=1.5...10 x Ir, Ii=10 x In neutral conductor protection adjustable (OFF, 50%, 100%) nut keeper kit | 64800 | 1 | ZN | 1
3VA2340-7JP32-0AA0 |  | circuit breaker 3VA2 IEC Frame 400 breaking capacity class C Icu=110 kA @ 415 V 3-pole, line protection ETU550, LSI, In=400 A overload protection Ir=160 A...400 A short-circuit protection Isd=0.6..10x In, Ii=1.5..10x In neutral conductor protection optionally with external current transformer, up to 160% nut keeper kit | 61400 | 1 | ZN | 1
3VA2340-7JP42-0AA0 |  | circuit breaker 3VA2 IEC Frame 400 breaking capacity class C Icu=110 kA @ 415 V 4-pole, line protection ETU550, LSI, In=400 A overload protection Ir=160 A...400 A short-circuit protection Isd=0.6..10x In, Ii=1.5..10x In neutral conductor protection adjustable (OFF, up to 100%) nut keeper kit | 77100 | 1 | ZN | 1
3VA2340-7JQ32-0AA0 |  | circuit breaker 3VA2 IEC Frame 400 breaking capacity class C Icu=110 kA @ 415 V 3-pole, line protection ETU560, LSIG, In=400 A overload protection Ir=160 A...400 A short-circuit protection Isd=0.6..10x In, Ii=1.5..10x In neutral conductor protection optionally with external current transformer, up to 160% ground-fault protection, can be switched off Ig=0.2...1 x In, tg=0.05-0.8s nut keeper kit | 69000 | 1 | ZN | 1
3VA2340-7JQ42-0AA0 |  | circuit breaker 3VA2 IEC Frame 400 breaking capacity class C Icu=110 kA @ 415 V 4-pole, line protection ETU560, LSIG, In=400 A overload protection Ir=160 A...400 A short-circuit protection Isd=0.6..10x In, Ii=1.5..10x In neutral conductor protection adjustable (OFF, up to 100%) ground-fault protection, can be switched off Ig=0.2...1 x In= tg=0.05-0.8s nut keeper kit | 83700 | 1 | ZN | 1
3VA2340-7KP32-0AA0 |  | circuit breaker 3VA2 IEC Frame 400 breaking capacity class C Icu=110 kA @ 415 V 3-pole, line protection ETU850, LSI, In=400 A overload protection Ir=160 A...400 A short-circuit protection Isd=0.6..10x In, Ii=1.5..10x In neutral conductor protection optionally with external current transformer, up to 160% nut keeper kit | 68200 | 1 | ZN | 1
3VA2340-7KP42-0AA0 |  | circuit breaker 3VA2 IEC Frame 400 breaking capacity class C Icu=110 kA @ 415 V 4-pole, line protection ETU850, LSI, In=400 A overload protection Ir=160 A...400 A short-circuit protection Isd=0.6..10x In, Ii=1.5..10x In neutral conductor protection adjustable (OFF, up to 100%) nut keeper kit | 82400 | 1 | ZN | 1
3VA2340-7KQ32-0AA0 |  | circuit breaker 3VA2 IEC Frame 400 breaking capacity class C Icu=110 kA @ 415 V 3-pole, line protection ETU860, LSIG, In=400 A overload protection Ir=160 A...400 A short-circuit protection Isd=0.6..10x In, Ii=1.5..10x In neutral conductor protection optionally with external current transformer, up to 160% ground-fault protection, can be switched off Ig=0.2...1 x In, tg=0.05-0.8s nut keeper kit | 71400 | 1 | ZN | 1
3VA2340-7KQ42-0AA0 |  | circuit breaker 3VA2 IEC Frame 400 breaking capacity class C Icu=110 kA @ 415 V 4-pole, line protection ETU860, LSIG, In=400 A overload protection Ir=160 A...400 A short-circuit protection Isd=0.6..10x In, Ii=1.5..10x In neutral conductor protection adjustable (OFF, up to 100%) ground-fault protection, can be switched off Ig=0.2...1 x In= tg=0.05-0.8s nut keeper kit | 86900 | 1 | ZN | 1
3VA2340-8HL32-0AA0 |  | circuit breaker 3VA2 IEC Frame 400 breaking capacity class L Icu=150 kA @ 415 V 3-pole, line protection ETU320, LI, In=400 A overload protection Ir=160 A...400 A short-circuit protection Ii=1.5...10 x In nut keeper kit | 53900 | 1 | ZN | 1
3VA2340-8HL42-0AA0 |  | circuit breaker 3VA2 IEC Frame 400 breaking capacity class L Icu=150 kA @ 415 V 4-pole, line protection ETU320, LI, In=400 A overload protection Ir=160 A...400 A short-circuit protection Ii=1.5...10 x In neutral conductor protection adjustable (OFF, 50%, 100%) nut keeper kit | 71100 | 1 | ZN | 1
3VA2340-8HM32-0AA0 |  | circuit breaker 3VA2 IEC Frame 400 breaking capacity class L Icu=150 kA @ 415 V 3-pole, line protection ETU330, LIG, In=400 A overload protection Ir=160 A...400 A short-circuit protection Ii=1.5...10 x In ground-fault protection Ig=0.2...1 x In, tg=0.1/0.3s nut keeper kit | 61000 | 1 | ZN | 1
3VA2340-8HM42-0AA0 |  | circuit breaker 3VA2 IEC Frame 400 breaking capacity class L Icu=150 kA @ 415 V 4-pole, line protection ETU330, LIG, In=400 A overload protection Ir=160 A...400 A short-circuit protection Ii=1.5...10 x In neutral conductor protection adjustable (OFF, 50%, 100%) ground-fault protection Ig=0.2...1 x In= tg=0.1/0.3s nut keeper kit | 78400 | 1 | ZN | 1
3VA2340-8JQ32-0AA0 |  | circuit breaker 3VA2 IEC Frame 400 breaking capacity class L Icu=150 kA @ 415 V 3-pole, line protection ETU560, LSIG, In=400 A overload protection Ir=160 A...400 A short-circuit protection Isd=0.6..10x In, Ii=1.5..10x In neutral conductor protection optionally with external current transformer, up to 160% ground-fault protection, can be switched off Ig=0.2...1 x In, tg=0.05-0.8s nut keeper kit | 76400 | 1 | ZN | 1
3VA2440-0MN32-0AA0 |  | circuit breaker 3VA2 IEC Frame 630 breaking capacity class E Icu=200 kA @ 415 V 3-pole, motor protection ETU350M, LSI, In=400 A overload protection Ir=160 A ... 400 A short-circuit protection Isd=3...13xIr, Ii=13xIn nut keeper kit | 72200 | 1 | ZN | 1
3VA2440-0MQ32-0AA0 |  | circuit breaker 3VA2 IEC Frame 630 breaking capacity class E Icu=200 kA @ 415 V 3-pole, motor protection ETU860M, LSIG, In=400 A overload protection Ir=160 A ... 400 A short-circuit protection Isd=1.2...13xIn, Ii=3...13xIn nut keeper kit | 83700 | 1 | ZN | 1
3VA2440-0MS32-0AA0 |  | circuit breaker 3VA2 IEC Frame 630 breaking capacity class E Icu=200 kA @ 415 V 3-pole, motor starter protection ETU310M, I, In=400 A short-circuit protection Ii=3...13 x In nut keeper kit | 59900 | 1 | ZN | 1
3VA2440-5HK32-0AA0 |  | circuit breaker 3VA2 IEC Frame 630 breaking capacity class M Icu=55 kA @ 415 V 3-pole, line protection ETU340, ELISA LI, In=400 A overload protection Ir=160 A...400 A short-circuit protection Ii=15 x In nut keeper kit | 52700 | 1 | ZN | 1
3VA2440-5HK42-0AA0 |  | circuit breaker 3VA2 IEC Frame 630 breaking capacity class M Icu=55 kA @ 415 V 4-pole, line protection ETU340, ELISA LI, In=400 A overload protection Ir=160 A...400 A short-circuit protection Ii=15 x In neutral conductor protection adjustable (OFF, 50%, 100%) nut keeper kit | 69000 | 1 | ZN | 1
3VA2440-5HL32-0AA0 |  | circuit breaker 3VA2 IEC Frame 630 breaking capacity class M Icu=55 kA @ 415 V 3-pole, line protection ETU320, LI, In=400 A overload protection Ir=160 A...400 A short-circuit protection Ii=1.5...12 x In nut keeper kit | 52700 | 1 | ZN | 1
3VA2440-5HL32-0AG0 |  | circuit breaker 3VA2 IEC Frame 630 breaking capacity class M Icu=55 kA @ 415 V 3-pole, line protection ETU320, LI, In=400 A overload protection Ir=160 A...400 A short-circuit protection Ii=1.5...12 x In nut keeper kit 1 auxiliary switch HP 1 trip alarm switch HP | 54100 | 1 | ZN | 1